## Sheet1
ItemCode | Description | LongDescription | UOMCode | UOMDescription | QOM | ManufacturerQOM | ListPrice | PurchasePrice | ContractNumber | CustomerReference | ContractCode | Band2Quantity | Band2Price | Band3Quantity | Band3Price | Band4Quantity | Band4Price | Band5Quantity | Band5Price | PriceStartDate | PriceExpiryDate | VATCode | VATRate | ExpenseCode | OrderMultiple | Brand | ManufacturerName | ManufacturerItemCode | CustomerCode | EANCode | GTINCode | HIBC | NJR | COSHH | CHIP | Electromedical | Latex | EnvironmentallyFriendly | EthicallySourced | ImplantableDevice | Model | Size | Weight | LeadTime | DirectSupplierDelivery | BlueDiamond | AWSL | CommitmentDiscount | ThumbnailImageURL | ImageURL | SearchKeywords | DistributionFlag1 | DistributionFlag2 | DistributionFlag3 | DistributionFlag4 | ExcludeFromPunchout | AttributeName1 | AttributeValue1 | AttributeName2 | AttributeValue2 | AttributeName3 | AttributeValue3 | AttributeName4 | AttributeValue4 | AttributeName5 | AttributeValue5 | ReplacedByItemCode | ReplacedByQOM | ReplacedByUOMCode | ReplacedByEffectiveDate | Obsolete | HasAlerts | ExcludeFromUpdate | RequestReason | PendingDate | LastChangedBy | LastChangedDate | LastApprovedBy | LastApprovedDate | UpdatedDate | CreatedDate | SharedCatalogueItem | SharedContractItem | CategoryVersion | CategoryCode | CategoryDescription | MostUsedItemCategoryCode | MostUsedItemCategoryDescription | MostUsedItemCategoryPercentage | Deleted | AlertDescriptions | Exclude From Shop Reason | Exclude From Shop Notes | Custom Category | Minimum Order Quantity | Maximum Order Quantity | Functional Name | Sub Brand | Brand Owner Name | Brand Owner GLN | Manufacturer GLN | Additional GTINs | Additional HIBCs | Net Weight | Net Weight UOM | Gross Weight | Gross Weight UOM | Width | Width UOM | Height | Height UOM | Depth | Depth UOM | Expiry Date Required | Lot Number Required | Serial Number Required | Manufacturer Declared Reusability | MRI Compatibility Code | Trade Channel | Prescription Type | Controlled Substance | May Require Prescription | Non Food Ingredient Of Concern | Radioactive | Medical Device Class | HCTED | Product Group | GS1 GPC Code | GS1 Unit Descriptor | Reorderable | Orderable | Service | Base Unit | Consumer Unit | Despatch Unit | Invoice Unit
0014002 | Pulse Oximetry Finger Sensor - Nellcor DS-100A Oximax Digit X1 | Patient weight range: >40 kg. Connector Type: 9 pin D type, purple connector, all 9 pins connected. Oximax. | EA | EACH | 1 |  | 97.5 | 97.5 | GWH/NC/NC /NC/53 |  | 1150779 | 2 | 96.9 | 3 | 91.8 | 11 | 86.7 |  |  | 01/08/2022 | 30/06/2023 |  | 20.000000 |  |  | Viamed | Nellcor | DS-100A |  | 10884521129474 | 10884521129474 |  |  | False |  |  | False | True | True | False |  |  |  |  | True |  |  |  |  | http://www.viamed.co.uk/uk/Uploads/1A5189A9ab3A.jpg |  | False | False | False | False | False | [14 empty] | False | False | False |  |  | Catrin Hollings | 16/08/2022 10:38:39 | Bill Gibbons | 05/09/2022 10:35:58 | 05/09/2022 10:36:19 | 01/07/2019 08:38:16 | False | False | NHS-eClass S3 | FJK | Pulse Oximeter & Associated products |  |  |  | False
0014070 | Pulse Oximetry Sensor/Extension Cable - Nellcor SCP-10 DISCONTINUED | 3M style 14 way connector (grey) no key way. 9 way D type receptacle with centre top key way. | EA | EACH | 1 |  | 93.5 | 93.5 | GWH/NC/NC /NC/53 |  | 1150779 | 2 | 129.2 | 3 | 122.4 | 11 | 115.6 |  |  | 01/08/2022 | 30/06/2023 |  | 20.000000 |  |  | Viamed | Nellcor | SCP-10 |  | 5051826004401 | 5051826004401 |  |  | False |  |  | False | True | True | False |  |  |  |  | True |  | True |  |  |  |  | False | False | False | False | False | [14 empty] | False | False | False |  |  | Catrin Hollings | 16/08/2022 10:38:39 | Bill Gibbons | 05/09/2022 10:35:58 | 05/09/2022 10:36:19 | 01/07/2019 08:38:16 | False | False | NHS-eClass S3 | FJK | Pulse Oximeter & Associated products |  |  |  | False
0014072 | Pulse Oximetry Sensor/Extension Cable - Nellcor OEM-10 WHILST STOCKS LAST | 3M style 14 way connector (grey) no key way. 9 way D type receptacle (purple) with centre bottom key way. | EA | EACH | 1 |  | 56.75 | 56.75 | GWH/NC/NC /NC/53 |  | 1150779 | 2 | 121.13 | 3 | 114.75 | 11 | 108.38 |  |  | 01/08/2022 | 30/06/2023 |  | 20.000000 |  |  | Viamed | Nellcor | OEM-10 |  | 5051826004418 | 5051826004418 |  |  | False |  |  | False | True | True | False |  |  |  |  | True |  | True |  |  |  |  | False | False | False | False | False | [14 empty] | False | False | False |  |  | Catrin Hollings | 16/08/2022 10:38:39 | Bill Gibbons | 05/09/2022 10:35:58 | 05/09/2022 10:36:19 | 01/07/2019 08:38:16 | False | False | NHS-eClass S3 | FJK | Pulse Oximeter & Associated products |  |  |  | False
0014804 | Pulse Oximetry Ear Sensor - Datex Compatible - EP4012 WHILST STOCKS LAST | Cable Length: 2.95m - Connector Type: 10 pin circular Nicolet style | EA | EACH | 1 |  | 102 | 102 | GWH/NC/NC /NC/53 |  | 1150779 | 2 | 137.28 | 3 | 130.05 | 11 | 122.83 |  |  | 01/08/2022 | 30/06/2023 |  | 20.000000 |  |  | 4000 Series | Viamed | EP4012 |  | 5051826004982 | 5051826004982 |  |  | False |  |  | False | True | True | False |  |  |  |  | True |  | True |  |  | http://www.viamed.co.uk/uk/Uploads/1A5217A0dedA.jpg |  | True | False | False | False | False | [14 empty] | False | False | False |  |  | Catrin Hollings | 16/08/2022 10:38:41 | Bill Gibbons | 05/09/2022 10:35:58 | 05/09/2022 10:36:19 | 01/07/2019 08:38:16 | False | False | NHS-eClass S3 | FJK | Pulse Oximeter & Associated products |  |  |  | False
0014805 | Pulse Oximetry Ear Sensor - Ohmeda Compatible - EP4016 WHILST STOCKS LAST | Cable Length: 2.95m - Connector Type: 9 pin Hypertronics/Hypertac (7 pins loaded) | EA | EACH | 1 |  | 136 | 136 | GWH/NC/NC /NC/53 |  | 1150779 | 2 | 100.94 | 3 | 95.63 | 11 | 90.31 |  |  | 01/08/2022 | 30/06/2023 |  | 20.000000 |  |  | 4000 Series | Viamed | EP4016 |  | 5051826004999 | 5051826004999 |  |  | False |  |  | False | True | True | False |  |  |  |  | True |  | True |  |  | http://www.viamed.co.uk/uk/Uploads/1A5218A59a4A.jpg |  | True | False | False | False | False | [14 empty] | False | False | False |  |  | Catrin Hollings | 16/08/2022 10:38:41 | Bill Gibbons | 05/09/2022 10:35:58 | 05/09/2022 10:36:19 | 01/07/2019 08:38:16 | False | False | NHS-eClass S3 | FJK | Pulse Oximeter & Associated products |  |  |  | False
0014806 | Pulse Oximetry Ear Sensor - Nihon Kohden Compatible - EP4046 WHILST STOCKS LAST | Cable Length: 2.95m - Connector Type: Circular | EA | EACH | 1 |  | 127.5 | 127.5 | GWH/NC/NC /NC/53 |  | 1150779 | [8 empty] | 01/08/2022 | 30/06/2023 |  | 20.000000 |  |  | 4000 Series | Viamed | EP4046 |  | 5051826005002 | 5051826005002 |  |  | False |  |  | False | True | True | False |  |  |  |  | True |  | True |  |  | http://www.viamed.co.uk/uk/Uploads/1A5219A9629A.jpg |  | True | False | False | False | False | [14 empty] | False | False | False |  |  | Catrin Hollings | 16/08/2022 10:38:41 | Bill Gibbons | 05/09/2022 10:35:58 | 05/09/2022 10:36:19 | 01/07/2019 08:38:16 | False | False | NHS-eClass S3 | FJK | Pulse Oximeter & Associated products |  |  |  | False
0014848 | Pulse Oximetry Wrap Sensor - GE Datex Compatible - W4013 WHILST STOCKS LAST | Cable Length: 2.95m - Connector Type: 11 pin rectangular, 2 key ways | EA | EACH | 1 |  | 144.5 | 144.5 | GWH/NC/NC /NC/53 |  | 1150779 | 2 | 40 | 3 | 38 | 11 | 36 |  |  | 01/08/2022 | 30/06/2023 |  | 20.000000 |  |  | 4000 Series | Viamed | W4013 |  | 5051826005118 | 5051826005118 |  |  | False |  |  | False | True | True | False |  |  |  |  | True |  | True |  |  | http://www.viamed.co.uk/uk/Uploads/1A3988A0328A.jpg |  | True | False | False | False | False | [14 empty] | False | False | False |  |  | Catrin Hollings | 16/08/2022 10:38:41 | Bill Gibbons | 05/09/2022 10:35:58 | 05/09/2022 10:36:19 | 01/07/2019 08:38:16 | False | False | NHS-eClass S3 | FJK | Pulse Oximeter & Associated products |  |  |  | False
0014896 | Pulse Oximetry Extension Cable - XT 6501 | Cable Length 2.4m, | EA | EACH | 1 |  | 106.25 | 106.25 | GWH/NC/NC /NC/53 |  | 1150779 | 2 | 51.7 | 3 | 50.4 | 11 | 49.1 |  |  | 01/08/2022 | 30/06/2023 |  | 20.000000 |  |  | Viamed | Bluepoint Medical | XT6501 |  | 5051826002551 | 5051826002551 |  |  | False |  |  | False | True | True | False |  |  |  |  | True |  |  |  |  | http://www.viamed.co.uk/uk/Uploads/1A4360A8095A.jpg |  | True | False | False | False | False | [14 empty] | False | False | False |  |  | Catrin Hollings | 16/08/2022 10:38:42 | Bill Gibbons | 05/09/2022 10:35:58 | 05/09/2022 10:36:19 | 01/07/2019 08:38:16 | False | False | NHS-eClass S3 | FJK | Pulse Oximeter & Associated products |  |  |  | False
0021014 | Posey Sensor wraps - Case of 48 boxes - Model: 6554 | Also available in single boxes of 12 | CS | CASE | 1 |  | 448 | 448 | GWH/NC/NC /NC/53 |  | 1150779 | 2 | 46.8 | 3 | 45.6 | 11 | 44.4 |  |  | 01/08/2022 | 30/06/2023 |  | 20.000000 |  |  | Posey | Tidi Products | 6554 |  | 5051826050576 | 5051826050576 |  |  | False |  |  | False | True | True | False |  |  |  |  | True |  |  |  |  | http://www.viamed.co.uk/uk/Uploads/1A5195A9157A.jpg |  | False | False | False | False | False | [14 empty] | False | False | False |  |  | Catrin Hollings | 16/08/2022 10:46:42 | Bill Gibbons | 05/09/2022 10:35:58 | 05/09/2022 10:36:19 | 15/10/2021 08:25:16 | False | False | NHS-eClass S3 | FJK | Pulse Oximeter & Associated products |  |  |  | False
0110014 | Viamed Oxygen sensor R-15V |  | EA | EACH | 1 |  | 42 | 42 | GWH/NC/NC /NC/53 |  | 1150779 | 2 | 51.7 | 3 | 50.4 | 11 | 49.1 |  |  | 01/08/2022 | 30/06/2023 |  | 20.000000 |  |  | Viamed | Envitec | R-15V |  | 04036616013482 | 04036616013482 |  |  | True |  |  | False | True | True | False |  |  |  |  | True | [6 empty] | False | False | False | False | False | [14 empty] | False | False | False |  |  | Catrin Hollings | 16/08/2022 10:38:43 | Bill Gibbons | 05/09/2022 10:35:58 | 05/09/2022 10:36:19 | 15/10/2021 08:25:16 | False | False | NHS-eClass S3 | FYZ | Medical Equipment Spares |  |  |  | False
0110017 | Teledyne Oxygen sensor R-17MED | OEM Part Number: C43690, Output Connector: Phone jack socket, 0.141 inch, Sensor Output: 7 - 13 mV, Sensor Life: 36 months, Response Time: < 6 s, | EA | EACH | 1 |  | 53 | 53 | GWH/NC/NC /NC/53 |  | 1150779 | 2 | 79.6 | 3 | 77.6 | 11 | 75.5 |  |  | 01/08/2022 | 30/06/2023 |  | 20.000000 |  |  | Teledyne | Teledyne | C43690-R17MED |  | 00852470008037 | 00852470008037 |  |  | True |  |  | False | True | True | False |  |  |  |  | True |  |  |  |  | http://www.viamed.co.uk/uk/Uploads/1A5256A8ab4A.jpg |  | False | False | False | False | False | [14 empty] | False | False | False |  |  | Catrin Hollings | 16/08/2022 10:38:43 | Bill Gibbons | 05/09/2022 10:35:58 | 05/09/2022 10:36:19 | 01/07/2019 08:38:16 | False | False | NHS-eClass S3 | FYZ | Medical Equipment Spares |  |  |  | False
0110022 | Teledyne Oxygen sensor R-22MED | OEM Part Number: C44611, Output Connector: Molex KK, 3 pin plug, Sensor Output: 7 - 13 mV, Sensor Life: 36 months, Response Time: < 6 s, | EA | EACH | 1 |  | 48 | 48 | GWH/NC/NC /NC/53 |  | 1150779 | 2 | 51.7 | 3 | 50.4 | 11 | 49.1 |  |  | 01/08/2022 | 30/06/2023 |  | 20.000000 |  |  |  | Teledyne | C44611-R22MED |  | 852470008006 | 852470008006 |  |  | True |  |  | False | True | True | False |  |  |  |  | True |  |  |  |  | http://www.viamed.co.uk/uk/Uploads/1A5260Ab96bA.jpg |  | False | False | False | False | False | [14 empty] | False | False | False |  |  | Catrin Hollings | 16/08/2022 10:38:43 | Bill Gibbons | 05/09/2022 10:35:58 | 05/09/2022 10:36:19 | 01/07/2019 08:38:16 | False | False | NHS-eClass S3 | FYZ | Medical Equipment Spares |  |  |  | False
0110024 | Teledyne Oxygen sensor R-24MED | OEM Part Number: 64 19 332 E380E, Output Connector: Molex 3 pin plug, Sensor Output: 10 - 17 mV, Sensor Life: 24 months, Response Time: < 10 s, | EA | EACH | 1 |  | 53 | 53 | GWH/NC/NC /NC/53 |  | 1150779 | 2 | 68.8 | 3 | 67 | 11 | 67 |  |  | 01/08/2022 | 30/06/2023 |  | 20.000000 |  |  |  | Teledyne | R24MED |  | 00852470008051 | 00852470008051 |  |  | True |  |  | False | True | True | False |  |  |  |  | True |  |  |  |  | http://www.viamed.co.uk/uk/Uploads/1A5261A055dA.jpg |  | False | False | False | False | False | [14 empty] | False | False | False |  |  | Catrin Hollings | 16/08/2022 10:38:43 | Bill Gibbons | 05/09/2022 10:35:58 | 05/09/2022 10:36:19 | 01/07/2019 08:38:16 | False | False | NHS-eClass S3 | FYZ | Medical Equipment Spares |  |  |  | False
0110026 | Teledyne Oxygen sensor R-26MED | OEM Part Number: 8-100412-00, Output Connector: Phone jack socket, 0.141 inch, Sensor Output: 7 - 13 mV, Sensor Life: 24 months, Response Time: < 10 s, | EA | EACH | 1 |  | 81.6 | 81.6 | GWH/NC/NC /NC/53 |  | 1150779 | 2 | 125.4 | 3 | 118.8 | 11 | 112.2 |  |  | 01/08/2022 | 30/06/2023 |  | 20.000000 |  |  |  | Teledyne | C64335-R26MED |  | 00852470008068 | 00852470008068 |  |  | True |  |  | False | True | True | False |  |  |  |  | True |  |  |  |  | http://www.viamed.co.uk/uk/Uploads/1A5262AddefA.jpg |  | False | False | False | False | False | [14 empty] | False | False | False |  |  | Catrin Hollings | 16/08/2022 10:38:43 | Bill Gibbons | 05/09/2022 10:35:58 | 05/09/2022 10:36:19 | 01/07/2019 08:38:16 | False | False | NHS-eClass S3 | FYZ | Medical Equipment Spares |  |  |  | False
0110051 | Teledyne Oxygen sensor T-1 | OEM Part Number: A37016, Output Connector: Slip rings, 2, Sensor Output: 200 /- 40 microamps, Sensor Life: 18 months, Response Time: < 30 s, | EA | EACH | 1 |  | 53 | 53 | GWH/NC/NC /NC/53 |  | 1150779 | 2 | 163 | 3 | 163 | 11 | 163 |  |  | 01/08/2022 | 30/06/2023 |  | 20.000000 |  |  |  | Teledyne | A37016-T1 |  | 00852470008082 | 00852470008082 |  |  | True |  |  | False | True | True | False |  |  |  |  | True |  |  |  |  | http://www.viamed.co.uk/uk/Uploads/1A5250A2139A.jpg |  | False | False | False | False | False | [14 empty] | False | False | False |  |  | Catrin Hollings | 16/08/2022 10:38:44 | Bill Gibbons | 05/09/2022 10:35:58 | 05/09/2022 10:36:19 | 01/07/2019 08:38:16 | False | False | NHS-eClass S3 | FYZ | Medical Equipment Spares |  |  |  | False
0110057 | Teledyne Oxygen sensor T-7 | OEM Part Number: A51327, Output Connector: Phone socket, 4 way, Sensor Output: 0.4 /- 0.1 microamps, Sensor Life: 36 months, Response Time: < 6 s, | EA | EACH | 1 |  | 70.5 | 70.5 | GWH/NC/NC /NC/53 |  | 1150779 | 2 | 141.2 | 3 | 137.6 | 11 | 130.4 |  |  | 01/08/2022 | 30/06/2023 |  | 20.000000 |  |  |  | Teledyne | A51327-T7 |  | 00852470008099 | 00852470008099 |  |  | True |  |  | False | True | True | False |  |  |  |  | True |  |  |  |  | http://www.viamed.co.uk/uk/Uploads/1A7336Aa962A.jpg |  | False | False | False | False | False | [14 empty] | False | False | False |  |  | Catrin Hollings | 16/08/2022 10:38:44 | Bill Gibbons | 05/09/2022 10:35:58 | 05/09/2022 10:36:19 | 01/07/2019 08:38:16 | False | False | NHS-eClass S3 | FYZ | Medical Equipment Spares |  |  |  | False
0110080 | Teledyne Oxygen sensor UFO 130-1 DISCONTINUED | OEM Part Number: 010-1120-00, Output Connector: DIL, 10 pin, Sensor Output: 3.4 /- 0.4 V, Sensor Life: 6 months, Response Time: < 130 ms, | EA | EACH | 1 |  | 132 | 132 | GWH/NC/NC /NC/53 |  | 1150779 | 2 | 85.1 | 3 | 82.9 | 11 | 78.5 |  |  | 01/08/2022 | 30/06/2023 |  | 20.000000 |  |  |  | Teledyne | UFO 130-1 |  | 00852470008105 | 00852470008105 |  |  | True |  |  | False | True | True | False |  |  |  |  | True |  |  |  |  | http://www.viamed.co.uk/uk/Uploads/1A3650Af38dA.jpg |  | False | False | False | False | False | [14 empty] | False | False | False |  |  | Catrin Hollings | 16/08/2022 10:38:44 | Bill Gibbons | 05/09/2022 10:35:58 | 05/09/2022 10:36:19 | 01/07/2019 08:38:16 | False | False | NHS-eClass S3 | FYZ | Medical Equipment Spares |  |  |  | False
0110081 | Teledyne Oxygen sensor UFO 130-2 | OEM Part Number: 010-1120-01, Output Connector: DIL, 10 pin, Sensor Output: 3.4 /- 0.4 V, Sensor Life: 24 months, Response Time: < 130 ms, | EA | EACH | 1 |  | 167.1 | 167.1 | GWH/NC/NC /NC/53 |  | 1150779 | 2 | 101.2 | 3 | 98.6 | 11 | 93.4 |  |  | 01/08/2022 | 30/06/2023 |  | 20.000000 |  |  |  | Teledyne | UFO 130-2 |  | 00852470008112 | 00852470008112 |  |  | True |  |  | False | True | True | False |  |  |  |  | True |  |  |  |  | http://www.viamed.co.uk/uk/Uploads/1A3651A11ccA.jpg |  | False | False | False | False | False | [14 empty] | False | False | False |  |  | Catrin Hollings | 16/08/2022 10:38:44 | Bill Gibbons | 05/09/2022 10:35:58 | 05/09/2022 10:36:19 | 01/07/2019 08:38:16 | False | False | NHS-eClass S3 | FYZ | Medical Equipment Spares |  |  |  | False
0110402 | Maxtec Oxygen Sensor MAX-2 | OEM Part Number: 6850645, Output Connector: Slip rings, 3, Sensor Output: 12.2 - 18.1 mV, Sensor Life: >; 2,000,000 % oxygen hours, Response Time: >; 15 s | EA | EACH | 1 |  | 144.8 | 144.8 | GWH/NC/NC /NC/53 |  | 1150779 | 2 | 85.1 | 3 | 82.9 | 11 | 78.5 |  |  | 01/08/2022 | 30/06/2023 |  | 20.000000 |  |  |  | Maxtec | MAX2 |  | 5051826008966 | 5051826008966 |  |  | True |  |  | False | True | True | False |  |  |  |  | True |  |  |  |  | http://www.viamed.co.uk/uk/Uploads/1A4899Ae584A.jpg |  | False | False | False | False | False | [14 empty] | False | False | False |  |  | Catrin Hollings | 16/08/2022 10:38:44 | Bill Gibbons | 05/09/2022 10:35:58 | 05/09/2022 10:36:19 | 01/07/2019 08:38:16 | False | False | NHS-eClass S3 | FYZ | Medical Equipment Spares |  |  |  | False
0110403 | Maxtec Oxygen sensor MAX-3 | OEM Part Number: MOX-3, Output Connector: Phone socket, 4 way, Sensor Output: 9 - 13 mV, Sensor Life: >; 500,000 % oxygen hours, Response Time: < 15 s, | EA | EACH | 1 |  | 87.2 | 87.2 | GWH/NC/NC /NC/53 |  | 1150779 | 2 | 85.1 | 3 | 82.9 | 11 | 78.5 |  |  | 01/08/2022 | 30/06/2023 |  | 20.000000 |  |  |  | Maxtec | MAX3 |  | 00817770020011 | 00817770020011 |  |  | True |  |  | False | True | True | False |  |  |  |  | True |  |  |  |  | http://www.viamed.co.uk/uk/Uploads/1A3636A71a1A.jpg |  | False | False | False | False | False | [14 empty] | False | False | False |  |  | Catrin Hollings | 16/08/2022 10:38:44 | Bill Gibbons | 05/09/2022 10:35:58 | 05/09/2022 10:36:19 | 01/07/2019 08:38:16 | False | False | NHS-eClass S3 | FYZ | Medical Equipment Spares |  |  |  | False
0110409 | Maxtec Oxygen Sensor MAX-9 | OEM Part Number: B39636-R13, Output Connector: 1 mm pin x 4, Sensor Output: 26.4 - 44.0 mV, Sensor Life: 6 months, Response Time: < 11 s | EA | EACH | 1 |  | 103.7 | 103.7 | GWH/NC/NC /NC/53 |  | 1150779 | 2 | 67.3 | 3 | 65.6 | 11 | 62.1 |  |  | 01/08/2022 | 30/06/2023 |  | 20.000000 |  |  |  | Maxtec | MAX9 |  | 00817770020035 | 00817770020035 |  |  | True |  |  | False | True | True | False |  |  |  |  | True |  |  |  |  | http://www.viamed.co.uk/uk/Uploads/1A4959A82b6A.jpg |  | False | False | False | False | False | [14 empty] | False | False | False |  |  | Catrin Hollings | 16/08/2022 10:38:44 | Bill Gibbons | 05/09/2022 10:35:58 | 05/09/2022 10:36:19 | 01/07/2019 08:38:16 | False | False | NHS-eClass S3 | FYZ | Medical Equipment Spares |  |  |  | False
0110416 | Maxtec Oxygen sensor MAX-16 | OEM Part Number: 4-072214-00, Output Connector: Molex, 3 pin plug, Sensor Output: 8.5 - 15.0 mV, Sensor Life: >; 1,500,000 % oxygen hours, Response Time: < 15 s, | EA | EACH | 1 |  | 87.2 | 87.2 | GWH/NC/NC /NC/53 |  | 1150779 | 2 | 95.9 | 3 | 93.4 | 11 | 88.5 |  |  | 01/08/2022 | 30/06/2023 |  | 20.000000 |  |  |  | Maxtec | MAX16 |  | 00853061006975 | 00853061006975 |  |  | True |  |  | False | True | True | False |  |  |  |  | True |  |  |  |  | http://www.viamed.co.uk/uk/Uploads/1A3637A38abA.jpg |  | False | False | False | False | False | [14 empty] | False | False | False |  |  | Catrin Hollings | 16/08/2022 10:38:44 | Bill Gibbons | 05/09/2022 10:35:58 | 05/09/2022 10:36:19 | 01/07/2019 08:38:16 | False | False | NHS-eClass S3 | FYZ | Medical Equipment Spares |  |  |  | False
0110420 | Maxtec Oxygen sensor MAX-14 (Fluke version) | OEM Part Number: R116P82-001, Output Connector: Molex SL, 2 pin, Sensor Output: 9 - 13 mV, Sensor Life: >; 1,000,000 % oxygen hours, Response Time: < 12 s, | EA | EACH | 1 |  | 87.2 | 87.2 | GWH/NC/NC /NC/53 |  | 1150779 | 2 | 67.3 | 3 | 65.6 | 11 | 62.1 |  |  | 01/08/2022 | 30/06/2023 |  | 20.000000 |  |  |  | Maxtec | MAX-14 FLUKE |  | 00817770020103 | 00817770020103 |  |  | True |  |  | False | True | True | False |  |  |  |  | True |  |  |  |  | http://www.viamed.co.uk/uk/Uploads/1A3716Ae34fA.jpg |  | False | False | False | False | False | [14 empty] | False | False | False |  |  | Catrin Hollings | 16/08/2022 10:38:45 | Bill Gibbons | 05/09/2022 10:35:58 | 05/09/2022 10:36:19 | 01/07/2019 08:38:16 | False | False | NHS-eClass S3 | FYZ | Medical Equipment Spares |  |  |  | False
0110425 | Maxtec Oxygen sensor MAX-250 with `O` ring. | OEM Part Number: R125P01-007, Output Connector: 2 pin socket, flying lead, Sensor Output: 10.0 - 15.5 mV, Sensor Life: >; 1,500,000 % oxygen hours, Response Time: < 15 s, | EA | EACH | 1 |  | 69 | 69 | GWH/NC/NC /NC/53 |  | 1150779 | 2 | 67.3 | 3 | 65.6 | 11 | 62.1 |  |  | 01/08/2022 | 30/06/2023 |  | 20.000000 |  |  |  | Maxtec | R125P01-007 |  | 00853061006449 | 00853061006449 |  |  | True |  |  | False | True | True | False |  |  |  |  | True |  |  |  |  | http://www.viamed.co.uk/uk/Uploads/1A3640A66e6A.jpg |  | False | False | False | False | False | [14 empty] | False | False | False |  |  | Catrin Hollings | 16/08/2022 10:38:45 | Bill Gibbons | 05/09/2022 10:35:58 | 05/09/2022 10:36:19 | 01/07/2019 08:38:16 | False | False | NHS-eClass S3 | FYZ | Medical Equipment Spares |  |  |  | False
0110427 | Maxtec Oxygen sensor MAX-250+ | OEM Part Number: R125P02-011, Output Connector: Molex SL, 2 pin, lead wire, Sensor Output: 10.0 - 15.5 mV, Sensor Life: >; 1,500,000 % oxygen hours, Response Time: < 15 s, | EA | EACH | 1 |  | 98.3 | 98.3 | GWH/NC/NC /NC/53 |  | 1150779 | 2 | 67.3 | 3 | 65.6 | 11 | 62.1 |  |  | 01/08/2022 | 30/06/2023 |  | 20.000000 |  |  |  | Maxtec | MAX250 |  | 853061006470 | 853061006470 |  |  | True |  |  | False | True | True | False |  |  |  |  | True |  |  |  |  | http://www.viamed.co.uk/uk/Uploads/1A3641Ae97eA.jpg |  | False | False | False | False | False | [14 empty] | False | False | False |  |  | Catrin Hollings | 16/08/2022 10:38:45 | Bill Gibbons | 05/09/2022 10:35:58 | 05/09/2022 10:36:19 | 01/07/2019 08:38:16 | False | False | NHS-eClass S3 | FYZ | Medical Equipment Spares |  |  |  | False
0110428 | Maxtec Oxygen sensor MAX-250 | OEM Part Number: R125P01-002, Output Connector: 2 pin socket, flying lead, Sensor Output: 10.0 - 15.5 mV, Sensor Life: >; 1,500,000 %, Response Time: < 15 s, | EA | EACH | 1 |  | 69 | 69 | GWH/NC/NC /NC/53 |  | 1150779 | 2 | 85.1 | 3 | 82.9 | 11 | 78.5 |  |  | 01/08/2022 | 30/06/2023 |  | 20.000000 |  |  |  | Maxtec | R125P01-002 |  | 5051826009116 | 5051826009116 |  |  | True |  |  | False | True | True | False |  |  |  |  | True |  |  |  |  | http://www.viamed.co.uk/uk/Uploads/1A3639A2a39A.jpg |  | False | False | False | False | False | [14 empty] | False | False | False |  |  | Catrin Hollings | 16/08/2022 10:38:45 | Bill Gibbons | 05/09/2022 10:35:58 | 05/09/2022 10:36:19 | 01/07/2019 08:38:16 | False | False | NHS-eClass S3 | FYZ | Medical Equipment Spares |  |  |  | False
0110429 | Maxtec Oxygen sensor MAX-250E | OEM Part Number: 66045, Output Connector: Mini power socket, Sensor Output: 10.0 - 15.5 mV, Sensor Life: >; 1,500,000 % oxygen hours, Response Time: < 15 s, | EA | EACH | 1 |  | 69 | 69 | GWH/NC/NC /NC/53 |  | 1150779 | 2 | 64.4 | 3 | 62.7 | 11 | 59.4 |  |  | 01/08/2022 | 30/06/2023 |  | 20.000000 |  |  |  | Maxtec | R125P03-002 |  | 00853061006494 | 00853061006494 |  |  | True |  |  | False | True | True | False |  |  |  |  | True |  |  |  |  | http://www.viamed.co.uk/uk/Uploads/1A5271A75f5A.jpg |  | False | False | False | False | False | [14 empty] | False | False | False |  |  | Catrin Hollings | 16/08/2022 10:38:45 | Bill Gibbons | 05/09/2022 10:35:58 | 05/09/2022 10:36:19 | 01/07/2019 08:38:16 | False | False | NHS-eClass S3 | FYZ | Medical Equipment Spares |  |  |  | False
0110430 | Maxtec Oxygen sensor MAX-250ESF | OEM Part Number: R115P85, Output Connector: Mini power socket, Sensor Output: 12 /- 2 mV, Sensor Life: >; 500,000 % oxygen hours, Response Time: < 5 s | EA | EACH | 1 |  | 69 | 69 | GWH/NC/NC /NC/53 |  | 1150779 | 2 | 92.1 | 3 | 89.7 | 11 | 85 |  |  | 01/08/2022 | 30/06/2023 |  | 20.000000 |  |  |  | Maxtec | MAX250ESF |  | 00817770020196 | 00817770020196 |  |  | True |  |  | False | True | True | False |  |  |  |  | True |  |  |  |  | http://www.viamed.co.uk/uk/Uploads/1A7571Aa7caA.jpg |  | False | False | False | False | False | [14 empty] | False | False | False |  |  | Catrin Hollings | 16/08/2022 10:38:45 | Bill Gibbons | 05/09/2022 10:35:58 | 05/09/2022 10:36:19 | 01/07/2019 08:38:16 | False | False | NHS-eClass S3 | FYZ | Medical Equipment Spares |  |  |  | False
0110431 | Maxtec Oxygen sensor MAX-250A | OEM Part Number: 70300001, Output Connector: Phone socket, 4 way, Sensor Output: 11 /- 2.5 mV, Sensor Life: >; 1,500,000 % oxygen hours, Response Time: < 15 s, | EA | EACH | 1 |  | 87.2 | 87.2 | GWH/NC/NC /NC/53 |  | 1150779 | 2 | 62.55 | 3 | 59.08 | 11 | 55.6 |  |  | 01/08/2022 | 30/06/2023 |  | 20.000000 |  |  |  | Maxtec | MAX-250A |  | 00853061006524 | 00853061006524 |  |  | True |  |  | False | True | True | False |  |  |  |  | True |  |  |  |  | http://www.viamed.co.uk/uk/Uploads/1A7337A8028A.jpg |  | False | False | False | False | False | [14 empty] | False | False | False |  |  | Catrin Hollings | 16/08/2022 10:38:45 | Bill Gibbons | 05/09/2022 10:35:58 | 05/09/2022 10:36:19 | 01/07/2019 08:38:16 | False | False | NHS-eClass S3 | FYZ | Medical Equipment Spares |  |  |  | False
0110432 | Maxtec Oxygen sensor MAX-250(B) | OEM Part Number: R125P02-003, Output Connector: Lead wires, unterminated, Sensor Output: 10.0 - 15.5 mV, Sensor Life: >; 1,500,000 % oxygen hours, Response Time: < 15 s, | EA | EACH | 1 |  | 66 | 66 | GWH/NC/NC /NC/53 |  | 1150779 | 2 | 62.55 | 3 | 59.08 | 11 | 55.6 |  |  | 01/08/2022 | 30/06/2023 |  | 20.000000 |  |  |  | Maxtec | MAX250B |  | 00817770025054 | 00817770025054 |  |  | True |  |  | False | True | True | False |  |  |  |  | True |  |  |  |  | http://www.viamed.co.uk/uk/Uploads/1A3645A2269A.jpg |  | False | False | False | False | False | [14 empty] | False | False | False |  |  | Catrin Hollings | 16/08/2022 10:38:45 | Bill Gibbons | 05/09/2022 10:35:58 | 05/09/2022 10:36:19 | 01/07/2019 08:38:16 | False | False | NHS-eClass S3 | FYZ | Medical Equipment Spares |  |  |  | False
0110433 | Maxtec Oxygen sensor MAX-250K | OEM Part Number: 15974, Output Connector: Mini power plug, lead wire, Sensor Output: 10.0 - 15.5 mV, Sensor Life: >; 1,500,000 % oxygen hours, Response Time: < 15 s, | EA | EACH | 1 |  | 94.4 | 94.4 | GWH/NC/NC /NC/53 |  | 1150779 | 2 | 101.2 | 3 | 98.6 | 11 | 93.4 |  |  | 01/08/2022 | 30/06/2023 |  | 20.000000 |  |  |  | Maxtec | MAX250K |  | 00817770021025 | 00817770021025 |  |  | True |  |  | False | True | True | False |  |  |  |  | True |  |  |  |  | http://www.viamed.co.uk/uk/Uploads/1A3646A8ba0A.jpg |  | False | False | False | False | False | [14 empty] | False | False | False |  |  | Catrin Hollings | 16/08/2022 10:38:45 | Bill Gibbons | 05/09/2022 10:35:58 | 05/09/2022 10:36:19 | 01/07/2019 08:38:16 | False | False | NHS-eClass S3 | FYZ | Medical Equipment Spares |  |  |  | False
0110436 | Maxtec Oxygen sensor MAX-250(B)-SLE - 2 Pole Socket | OEM Part Number: N2191, Output Connector: 2 pole socket, lead wire, Sensor Output: 10.0 - 15.5 mV, Sensor Life: >; 1,500,000 % oxygen hours, Response Time: < 15 s, | EA | EACH | 1 |  | 69.5 | 69.5 | GWH/NC/NC /NC/53 |  | 1150779 | 2 | 86.2 | 3 | 84 | 11 | 79.6 |  |  | 01/08/2022 | 30/06/2023 |  | 20.000000 |  |  |  | Maxtec | MAX250BSLE |  | 5051826009161 | 5051826009161 |  |  | True |  |  | False | True | True | False |  |  |  |  | True |  |  |  |  | http://www.viamed.co.uk/uk/Uploads/1A3647Aa657A.jpg |  | False | False | False | False | False | [14 empty] | False | False | False |  |  | Catrin Hollings | 16/08/2022 10:38:45 | Bill Gibbons | 05/09/2022 10:35:58 | 05/09/2022 10:36:19 | 01/07/2019 08:38:16 | False | False | NHS-eClass S3 | FYZ | Medical Equipment Spares |  |  |  | False
0110437 | Maxtec Oxygen sensor MAX-250(B)-SLE - 3 Pole Socket | OEM Part Number: N2191/10, Output Connector: 3 pole socket, lead wire, Sensor Output: 10.0 - 15.5 mV, Sensor Life: >; 1,500,500 % oxygen hours, Response Time: < 15 s, | EA | EACH | 1 |  | 69.5 | 69.5 | GWH/NC/NC /NC/53 |  | 1150779 | 2 | 132.9 | 3 | 129.5 | 11 | 122.7 |  |  | 01/08/2022 | 30/06/2023 |  | 20.000000 |  |  |  | Maxtec | MAX-250B-SLE |  | 5051826009178 | 5051826009178 |  |  | True |  |  | False | True | True | False |  |  |  |  | True |  |  |  |  | http://www.viamed.co.uk/uk/Uploads/1A3648A06abA.jpg |  | False | False | False | False | False | [14 empty] | False | False | False |  |  | Catrin Hollings | 16/08/2022 10:38:45 | Bill Gibbons | 05/09/2022 10:35:58 | 05/09/2022 10:36:19 | 01/07/2019 08:38:16 | False | False | NHS-eClass S3 | FYZ | Medical Equipment Spares |  |  |  | False
0110438 | Maxtec Oxygen Sensor MAX-47 | OEM Part Number: 5803, Output Connector: Phone socket, 4 way, Sensor Output: 4 - 11 mV, Sensor Life: >; 500,000 % oxygen hours, Response Time: < 12 s | EA | EACH | 1 |  | 103.7 | 103.7 | GWH/NC/NC /NC/53 |  | 1150779 | 2 | 157.5 | 3 | 153.5 | 11 | 145.4 |  |  | 01/08/2022 | 30/06/2023 |  | 20.000000 |  |  |  | Maxtec | R112P16 |  | 5051826009185 | 5051826009185 |  |  | True |  |  | False | True | True | False |  |  |  |  | True |  |  |  |  | http://www.viamed.co.uk/uk/Uploads/1A5267A52e0A.jpg |  | False | False | False | False | False | [14 empty] | False | False | False |  |  | Catrin Hollings | 16/08/2022 10:38:45 | Bill Gibbons | 05/09/2022 10:35:58 | 05/09/2022 10:36:19 | 01/07/2019 08:38:16 | False | False | NHS-eClass S3 | FYZ | Medical Equipment Spares |  |  |  | False
0110439 | Maxtec Oxygen Sensor MAX-48 | OEM Part Number: AII-11-60, Output Connector: Phone socket, 4 way, Sensor Output: 3.8 - 4.8 mV, Sensor Life: >; 500,000 % oxygen hours, Response Time: < 12 s, | EA | EACH | 1 |  | 88.4 | 88.4 | GWH/NC/NC /NC/53 |  | 1150779 | 2 | 95.9 | 3 | 93.4 | 11 | 88.5 |  |  | 01/08/2022 | 30/06/2023 |  | 20.000000 |  |  |  | Maxtec | R112P18 |  | 817770020240 | 817770020240 |  |  | True |  |  | False | True | True | False |  |  |  |  | True |  |  |  |  | http://www.viamed.co.uk/uk/Uploads/1A4908A4982A.jpg |  | False | False | False | False | False | [14 empty] | False | False | False |  |  | Catrin Hollings | 16/08/2022 10:38:45 | Bill Gibbons | 05/09/2022 10:35:58 | 05/09/2022 10:36:19 | 01/07/2019 08:38:16 | False | False | NHS-eClass S3 | FYZ | Medical Equipment Spares |  |  |  | False
0110441 | Maxtec Oxygen Sensor MAX-11i | OEM Part Number: 6850645, Output Connector: Slip rings, 3, Sensor Output: 17 /- 3 mV, Sensor Life: >; 750,000 % oxygen hours, Response Time: < 12 s | EA | EACH | 1 |  | 136.3 | 136.3 | GWH/NC/NC /NC/53 |  | 1150779 | 2 | 133.4 | 3 | 130 | 11 | 123.2 |  |  | 01/08/2022 | 30/06/2023 |  | 20.000000 |  |  |  | Maxtec | MAX11I |  | 5051826023983 | 5051826023983 |  |  | True |  |  | False | True | True | False |  |  |  |  | True |  |  |  |  | http://www.viamed.co.uk/uk/Uploads/1A4903A6420A.jpg |  | False | False | False | False | False | [14 empty] | False | False | False |  |  | Catrin Hollings | 16/08/2022 10:38:45 | Bill Gibbons | 05/09/2022 10:35:58 | 05/09/2022 10:36:19 | 01/07/2019 08:38:16 | False | False | NHS-eClass S3 | FYZ | Medical Equipment Spares |  |  |  | False
0110451 | Maxtec Oxygen Sensor MAX-250K with Panduit | OEM Equipment: Vela T2, Output Connector: Panduit, Sensor Output: 10.0 - 15.5 mV, Sensor Life: >; 1,500,000 % oxygen hours, Response Time: < 15 s, | EA | EACH | 1 |  | 161.5 | 161.5 | GWH/NC/NC /NC/53 |  | 1150779 | 2 | 91.2 | 3 | 86.4 | 11 | 81.6 |  |  | 01/08/2022 | 30/06/2023 |  | 20.000000 |  |  |  | Maxtec | R125P02-009 |  | 5051826009222 | 5051826009222 |  |  | True |  |  | False | True | True | False |  |  |  |  | True |  |  |  |  | http://www.viamed.co.uk/uk/Uploads/1A4905Adae1A.jpg |  | False | False | False | False | False | [14 empty] | False | False | False |  |  | Catrin Hollings | 16/08/2022 10:38:46 | Bill Gibbons | 05/09/2022 10:35:58 | 05/09/2022 10:36:19 | 01/07/2019 08:38:16 | False | False | NHS-eClass S3 | FYZ | Medical Equipment Spares |  |  |  | False
0110453 | Maxtec Oxygen sensor MAX-250MS |  | EA | EACH | 1 |  | 98.3 | 98.3 | GWH/NC/NC /NC/53 |  | 1150779 | 2 | 91.2 | 3 | 86.4 | 11 | 81.6 |  |  | 01/08/2022 | 30/06/2023 |  | 20.000000 |  |  | Maxtec |  | MAX-250MS |  | 817770021582 | 817770021582 |  |  | False |  |  | False | True | True | False |  |  |  |  | True | [6 empty] | False | False | False | False | False | [14 empty] | False | False | False |  |  | Catrin Hollings | 16/08/2022 10:38:46 | Bill Gibbons | 05/09/2022 10:35:58 | 05/09/2022 10:36:19 | 15/10/2021 08:25:16 | False | False | NHS-eClass S3 | FYZ | Medical Equipment Spares |  |  |  | False
0110454 | Maxtec Oxygen Sensor MAX-500E with Flow Diverter | For use with MaxBlend range of blenders. Maxtec part number: R140P02-001. It is supplied complete with a special flow diverter which is narrower in diameter and has a small bleed hole (0120086). | EA | EACH | 1 |  | 136.8 | 136.8 | GWH/NC/NC /NC/53 |  | 1150779 | 2 | 91.2 | 3 | 86.4 | 11 | 81.6 |  |  | 01/08/2022 | 30/06/2023 |  | 20.000000 |  |  | Maxtec | Maxtec | R140P02-001 |  | 00817770020523 | 00817770020523 |  |  | False |  |  | False | True | True | False |  |  |  |  | True | [6 empty] | False | False | False | False | False | [14 empty] | False | False | False |  |  | Catrin Hollings | 16/08/2022 10:38:46 | Bill Gibbons | 05/09/2022 10:35:58 | 05/09/2022 10:36:19 | 15/10/2021 08:25:16 | False | False | NHS-eClass S3 | FYZ | Medical Equipment Spares |  |  |  | False
0110700 | IT Gambert Lead-free Oxygen sensor MLF-03 |  | EA | EACH | 1 |  | 96 | 96 | GWH/NC/NC /NC/53 |  | 1150779 | 2 | 91.2 | 3 | 86.4 | 11 | 81.6 |  |  | 01/08/2022 | 30/06/2023 |  | 20.000000 |  |  | IT Gambert | IT Gambert | 410303 |  | 04250320600848 | 04250320600848 |  |  | False |  |  | False | True | True | False |  |  |  |  | True | [6 empty] | False | False | False | False | False | [14 empty] | False | False | False |  |  | Catrin Hollings | 16/08/2022 10:38:47 | Bill Gibbons | 05/09/2022 10:35:58 | 05/09/2022 10:36:19 | 15/10/2021 08:25:16 | False | False | NHS-eClass S3 | FYZ | Medical Equipment Spares |  |  |  | False
0110701 | IT Gambert Lead-free Oxygen sensor MLF-04 |  | EA | EACH | 1 |  | 96 | 96 | GWH/NC/NC /NC/53 |  | 1150779 | 2 | 91.2 | 3 | 86.4 | 11 | 81.6 |  |  | 01/08/2022 | 30/06/2023 |  | 20.000000 |  |  | IT Gambert | IT Gambert | 410306 |  | 04250320600855 | 04250320600855 |  |  | False |  |  | False | True | True | False |  |  |  |  | True | [6 empty] | False | False | False | False | False | [14 empty] | False | False | False |  |  | Catrin Hollings | 16/08/2022 10:38:47 | Bill Gibbons | 05/09/2022 10:35:58 | 05/09/2022 10:36:19 | 15/10/2021 08:25:16 | False | False | NHS-eClass S3 | FYZ | Medical Equipment Spares |  |  |  | False
0110702 | IT Gambert Lead-free Oxygen sensor MLF-12A |  | EA | EACH | 1 |  | 96 | 96 | GWH/NC/NC /NC/53 |  | 1150779 | 2 | 91.2 | 3 | 86.4 | 11 | 81.6 |  |  | 01/08/2022 | 30/06/2023 |  | 20.000000 |  |  | IT Gambert | IT Gambert | 410417 | [5 empty] | False |  |  | False | True | True | False |  |  |  |  | True | [6 empty] | False | False | False | False | False | [14 empty] | False | False | False |  |  | Catrin Hollings | 16/08/2022 10:38:47 | Bill Gibbons | 05/09/2022 10:35:58 | 05/09/2022 10:36:19 | 15/10/2021 08:25:16 | False | False | NHS-eClass S3 | FYZ | Medical Equipment Spares |  |  |  | False
0110703 | IT Gambert Lead-free Oxygen sensor MLF-15 |  | EA | EACH | 1 |  | 96 | 96 | GWH/NC/NC /NC/53 |  | 1150779 | 2 | 104.5 | 3 | 99 | 11 | 93.5 |  |  | 01/08/2022 | 30/06/2023 |  | 20.000000 |  |  | IT Gambert | IT Gambert | 410523 |  | 04250320600794 | 04250320600794 |  |  | False |  |  | False | True | True | False |  |  |  |  | True | [6 empty] | False | False | False | False | False | [14 empty] | False | False | False |  |  | Catrin Hollings | 16/08/2022 10:38:47 | Bill Gibbons | 05/09/2022 10:35:58 | 05/09/2022 10:36:19 | 15/10/2021 08:25:16 | False | False | NHS-eClass S3 | FYZ | Medical Equipment Spares |  |  |  | False
0110704 | IT Gambert Lead-free Oxygen sensor MLF-16 |  | EA | EACH | 1 |  | 96 | 96 | GWH/NC/NC /NC/53 |  | 1150779 | 2 | 91.2 | 3 | 86.4 | 11 | 81.6 |  |  | 01/08/2022 | 30/06/2023 |  | 20.000000 |  |  | IT Gambert | IT Gambert | 470316 |  | 4250320600725 | 4250320600725 |  |  | False |  |  | False | True | True | False |  |  |  |  | True | [6 empty] | False | False | False | False | False | [14 empty] | False | False | False |  |  | Catrin Hollings | 16/08/2022 10:38:47 | Bill Gibbons | 05/09/2022 10:35:58 | 05/09/2022 10:36:19 | 15/10/2021 08:25:16 | False | False | NHS-eClass S3 | FYZ | Medical Equipment Spares |  |  |  | False
0110705 | IT Gambert Lead-free Oxygen sensor MLF-19 |  | EA | EACH | 1 |  | 96 | 96 | GWH/NC/NC /NC/53 |  | 1150779 | 2 | 145.35 | 3 | 137.7 | 11 | 130.05 |  |  | 01/08/2022 | 30/06/2023 |  | 20.000000 |  |  | IT Gambert | IT Gambert | 470042 |  | 4250320600671 | 4250320600671 |  |  | False |  |  | False | True | True | False |  |  |  |  | True | [6 empty] | False | False | False | False | False | [14 empty] | False | False | False |  |  | Catrin Hollings | 16/08/2022 10:38:47 | Bill Gibbons | 05/09/2022 10:35:58 | 05/09/2022 10:36:19 | 15/10/2021 08:25:16 | False | False | NHS-eClass S3 | FYZ | Medical Equipment Spares |  |  |  | False
0110706 | IT Gambert Lead-free Oxygen sensor MLF-43 |  | EA | EACH | 1 |  | 110 | 110 | GWH/NC/NC /NC/53 |  | 1150779 | 2 | 207.58 | 3 | 196.65 | 11 | 185.73 |  |  | 01/08/2022 | 30/06/2023 |  | 20.000000 |  |  | IT Gambert | IT Gambert | 410032 | [5 empty] | False |  |  | False | True | True | False |  |  |  |  | True | [6 empty] | False | False | False | False | False | [14 empty] | False | False | False |  |  | Catrin Hollings | 16/08/2022 10:38:47 | Bill Gibbons | 05/09/2022 10:35:58 | 05/09/2022 10:36:19 | 15/10/2021 08:25:16 | False | False | NHS-eClass S3 | FYZ | Medical Equipment Spares |  |  |  | False
0110707 | IT Gambert Lead-free Oxygen sensor MLF-60HC |  | EA | EACH | 1 |  | 96 | 96 | GWH/NC/NC /NC/53 |  | 1150779 | 2 | 112.58 | 3 | 106.65 | 11 | 100.73 |  |  | 01/08/2022 | 30/06/2023 |  | 20.000000 |  |  | IT Gambert | IT Gambert | 410040 |  | 04250320600626 | 04250320600626 |  |  | False |  |  | False | True | True | False |  |  |  |  | True | [6 empty] | False | False | False | False | False | [14 empty] | False | False | False |  |  | Catrin Hollings | 16/08/2022 10:38:47 | Bill Gibbons | 05/09/2022 10:35:58 | 05/09/2022 10:36:19 | 15/10/2021 08:25:16 | False | False | NHS-eClass S3 | FYZ | Medical Equipment Spares |  |  |  | False
0110708 | IT Gambert Lead-free Oxygen sensor MLF-650 |  | EA | EACH | 1 |  | 153 | 153 | GWH/NC/NC /NC/53 |  | 1150779 | 2 | 52.25 | 3 | 49.5 | 11 | 46.75 |  |  | 01/08/2022 | 30/06/2023 |  | 20.000000 |  |  | IT Gambert | IT Gambert | 410033 |  | 04250320600701 | 04250320600701 |  |  | False |  |  | False | True | True | False |  |  |  |  | True | [6 empty] | False | False | False | False | False | [14 empty] | False | False | False |  |  | Catrin Hollings | 16/08/2022 10:38:47 | Bill Gibbons | 05/09/2022 10:35:58 | 05/09/2022 10:36:19 | 15/10/2021 08:25:16 | False | False | NHS-eClass S3 | FYZ | Medical Equipment Spares |  |  |  | False
0110709 | IT Gambert Lead-free Oxygen sensor MLF-350 |  | EA | EACH | 1 |  | 218.5 | 218.5 | GWH/NC/NC /NC/53 |  | 1150779 | 2 | 52.25 | 3 | 49.5 | 11 | 46.75 |  |  | 01/08/2022 | 30/06/2023 |  | 20.000000 |  |  | IT Gambert | IT Gambert | 410035 |  | 04250320600763 | 04250320600763 |  |  | False |  |  | False | True | True | False |  |  |  |  | True | [6 empty] | False | False | False | False | False | [14 empty] | False | False | False |  |  | Catrin Hollings | 16/08/2022 10:38:47 | Bill Gibbons | 05/09/2022 10:35:58 | 05/09/2022 10:36:19 | 15/10/2021 08:25:16 | False | False | NHS-eClass S3 | FYZ | Medical Equipment Spares |  |  |  | False
0110710 | IT Gambert Lead-free Oxygen Sensor MLF-16D |  | EA | EACH | 1 |  | 118.5 | 118.5 | GWH/NC/NC /NC/53 |  | 1150779 | 2 | 52.25 | 3 | 49.5 | 11 | 46.75 |  |  | 01/08/2022 | 30/06/2023 |  | 20.000000 |  |  | IT Gambert | IT Gambert | 471116 | [5 empty] | False |  |  | False | True | True | False |  |  |  |  | True | [6 empty] | False | False | False | False | False | [14 empty] | False | False | False |  |  | Catrin Hollings | 16/08/2022 10:38:47 | Bill Gibbons | 05/09/2022 10:35:58 | 05/09/2022 10:36:19 | 15/10/2021 08:25:16 | False | False | NHS-eClass S3 | FYZ | Medical Equipment Spares |  |  |  | False
0110800 | Envitec Lead-free Oxygen Sensor OOMLF102 |  | EA | EACH | 1 |  | 55 | 55 | GWH/NC/NC /NC/53 |  | 1150779 | 2 | 66.5 | 3 | 63 | 11 | 59.5 |  |  | 01/08/2022 | 30/06/2023 |  | 20.000000 |  |  | Envitec | Envitec | 1002523 |  | 04036616010788 | 04036616010788 |  |  | False |  |  | False | True | True | False |  |  |  |  | True | [6 empty] | False | False | False | False | False | [14 empty] | False | False | False |  |  | Catrin Hollings | 16/08/2022 10:38:47 | Bill Gibbons | 05/09/2022 10:35:58 | 05/09/2022 10:36:19 | 15/10/2021 08:25:16 | False | False | NHS-eClass S3 | FYZ | Medical Equipment Spares |  |  |  | False
0110801 | Envitec Lead-free Oxygen Sensor OOMLF102-1 |  | EA | EACH | 1 |  | 55 | 55 | GWH/NC/NC /NC/53 |  | 1150779 | 2 | 80.75 | 3 | 76.55 | 11 | 72.25 |  |  | 01/08/2022 | 30/06/2023 |  | 20.000000 |  |  | Envitec | Envitec | 1002532 | [5 empty] | False |  |  | False | True | True | False |  |  |  |  | True | [6 empty] | False | False | False | False | False | [14 empty] | False | False | False |  |  | Catrin Hollings | 16/08/2022 10:38:48 | Bill Gibbons | 05/09/2022 10:35:58 | 05/09/2022 10:36:19 | 15/10/2021 08:25:16 | False | False | NHS-eClass S3 | FYZ | Medical Equipment Spares |  |  |  | False
0110802 | Envitec Lead-free Oxygen Sensor OOMLF106 |  | EA | EACH | 1 |  | 55 | 55 | GWH/NC/NC /NC/53 |  | 1150779 | 2 | 52.25 | 3 | 49.5 | 11 | 46.75 |  |  | 01/08/2022 | 30/06/2023 |  | 20.000000 |  |  | Envitec | Envitec | 1002582 | [5 empty] | False |  |  | False | True | True | False |  |  |  |  | True | [6 empty] | False | False | False | False | False | [14 empty] | False | False | False |  |  | Catrin Hollings | 16/08/2022 10:38:48 | Bill Gibbons | 05/09/2022 10:35:58 | 05/09/2022 10:36:19 | 15/10/2021 08:25:16 | False | False | NHS-eClass S3 | FYZ | Medical Equipment Spares |  |  |  | False
0110803 | Envitec Lead-free Oxygen Sensor OOMLF110 |  | EA | EACH | 1 |  | 70 | 70 | GWH/NC/NC /NC/53 |  | 1150779 | 2 | 52.25 | 3 | 49.5 | 11 | 46.75 |  |  | 01/08/2022 | 30/06/2023 |  | 20.000000 |  |  | Envitec | Envitec | 1002536 |  | 5051826051047 | 5051826051047 |  |  | False |  |  | False | True | True | False |  |  |  |  | True | [6 empty] | False | False | False | False | False | [14 empty] | False | False | False |  |  | Catrin Hollings | 16/08/2022 10:38:48 | Bill Gibbons | 05/09/2022 10:35:58 | 05/09/2022 10:36:19 | 15/10/2021 08:25:16 | False | False | NHS-eClass S3 | FYZ | Medical Equipment Spares |  |  |  | False
0110804 | Envitec Lead-free Oxygen Sensor OOMLF111 |  | EA | EACH | 1 |  | 85 | 85 | GWH/NC/NC /NC/53 |  | 1150779 | 2 | 52.25 | 3 | 49.5 | 11 | 46.75 |  |  | 01/08/2022 | 30/06/2023 |  | 20.000000 |  |  | Envitec | Envitec | 1002537 |  | 4036616010849 | 4036616010849 |  |  | False |  |  | False | True | True | False |  |  |  |  | True | [6 empty] | False | False | False | False | False | [14 empty] | False | False | False |  |  | Catrin Hollings | 16/08/2022 10:38:48 | Bill Gibbons | 05/09/2022 10:35:58 | 05/09/2022 10:36:19 | 15/10/2021 08:25:16 | False | False | NHS-eClass S3 | FYZ | Medical Equipment Spares |  |  |  | False
0110805 | Envitec Lead-free Oxygen Sensor OOMLF202 |  | EA | EACH | 1 |  | 55 | 55 | GWH/NC/NC /NC/53 |  | 1150779 | 2 | 59.85 | 3 | 56.7 | 11 | 53.55 |  |  | 01/08/2022 | 30/06/2023 |  | 20.000000 |  |  | Envitec | Envitec | 1002539 |  | 5051826051030 | 5051826051030 |  |  | False |  |  | False | True | True | False |  |  |  |  | True | [6 empty] | False | False | False | False | False | [14 empty] | False | False | False |  |  | Catrin Hollings | 16/08/2022 10:38:48 | Bill Gibbons | 05/09/2022 10:35:58 | 05/09/2022 10:36:19 | 15/10/2021 08:25:16 | False | False | NHS-eClass S3 | FYZ | Medical Equipment Spares |  |  |  | False
0110806 | Envitec Lead-free Oxygen Sensor OOMLF202-1 |  | EA | EACH | 1 |  | 55 | 55 | GWH/NC/NC /NC/53 |  | 1150779 | 2 | 59.85 | 3 | 56.7 | 11 | 53.55 |  |  | 01/08/2022 | 30/06/2023 |  | 20.000000 |  |  | Envitec | Envitec | 1002540 | [5 empty] | False |  |  | False | True | True | False |  |  |  |  | True | [6 empty] | False | False | False | False | False | [14 empty] | False | False | False |  |  | Catrin Hollings | 16/08/2022 10:38:48 | Bill Gibbons | 05/09/2022 10:35:58 | 05/09/2022 10:36:19 | 15/10/2021 08:25:16 | False | False | NHS-eClass S3 | FYZ | Medical Equipment Spares |  |  |  | False
0110807 | Envitec Lead-free Oxygen Sensor OOMLF202-2 |  | EA | EACH | 1 |  | 55 | 55 | GWH/NC/NC /NC/53 |  | 1150779 | 2 | 59.85 | 3 | 56.7 | 11 | 53.55 |  |  | 01/08/2022 | 30/06/2023 |  | 20.000000 |  |  | Envitec | Envitec | 1002606 | [5 empty] | False |  |  | False | True | True | False |  |  |  |  | True | [6 empty] | False | False | False | False | False | [14 empty] | False | False | False |  |  | Catrin Hollings | 16/08/2022 10:38:48 | Bill Gibbons | 05/09/2022 10:35:58 | 05/09/2022 10:36:19 | 15/10/2021 08:25:16 | False | False | NHS-eClass S3 | FYZ | Medical Equipment Spares |  |  |  | False
0110808 | Envitec Lead-free Oxygen Sensor OOMLF202-2S |  | EA | EACH | 1 |  | 63 | 63 | GWH/NC/NC /NC/53 |  | 1150779 | [8 empty] | 01/08/2022 | 30/06/2023 |  | 20.000000 |  |  | Envitec | Envitec | 1002608 | [5 empty] | False |  |  | False | True | True | False |  |  |  |  | True | [6 empty] | False | False | False | False | False | [14 empty] | False | False | False |  |  | Catrin Hollings | 16/08/2022 10:38:48 | Bill Gibbons | 05/09/2022 10:35:58 | 05/09/2022 10:36:19 | 15/10/2021 08:25:16 | False | False | NHS-eClass S3 | FYZ | Medical Equipment Spares |  |  |  | False
0110809 | Envitec Lead-free Oxygen Sensor OOMLF103 |  | EA | EACH | 1 |  | 63 | 63 | GWH/NC/NC /NC/53 |  | 1150779 | [8 empty] | 01/08/2022 | 30/06/2023 |  | 20.000000 |  |  | Envitec | Envitec | OOMLF103 |  | 4036616010801 | 4036616010801 |  |  | False |  |  | False | True | True | False |  |  |  |  | True | [6 empty] | False | False | False | False | False | [14 empty] | False | False | False |  |  | Catrin Hollings | 16/08/2022 10:38:48 | Bill Gibbons | 05/09/2022 10:35:58 | 05/09/2022 10:36:19 | 15/10/2021 08:25:16 | False | False | NHS-eClass S3 | FYZ | Medical Equipment Spares |  |  |  | False
0110810 | Envitec Lead-free Oxygen Sensor OOMLF103-1 |  | EA | EACH | 1 |  | 63 | 63 | GWH/NC/NC /NC/53 |  | 1150779 | [8 empty] | 01/08/2022 | 30/06/2023 |  | 20.000000 |  |  | Envitec | Envitec | OOMLF103-1 | [5 empty] | False |  |  | False | True | True | False |  |  |  |  | True | [6 empty] | False | False | False | False | False | [14 empty] | False | False | False |  |  | Catrin Hollings | 16/08/2022 10:38:48 | Bill Gibbons | 05/09/2022 10:35:58 | 05/09/2022 10:36:19 | 15/10/2021 08:25:16 | False | False | NHS-eClass S3 | FYZ | Medical Equipment Spares |  |  |  | False
0111250 | Maxtec Oxygen analyser with integral sensor - Handi+ | This analyser is great for spot-checking O2 percentage in hospitals, clinics and in home-care environments. Includes integrated sensor and battery. One-touch calibration. Over-mould for extra protection. Small, convenient and portable. Auto-off. Disposable at end of sensor life. | EA | EACH | 1 |  | 193 | 193 | GWH/NC/NC /NC/53 |  | 1150779 | [8 empty] | 01/08/2022 | 30/06/2023 |  | 20.000000 |  |  | Handi | Maxtec | R218P12 |  | 00817770020707 | 00817770020707 |  |  | True |  |  | False | True | True | False |  |  |  |  | True |  |  |  |  | http://www.viamed.co.uk/uk/Uploads/1A4926Ae0c8A.jpg |  | False | False | False | False | False | [14 empty] | False | False | False |  |  | Catrin Hollings | 16/08/2022 10:38:48 | Bill Gibbons | 05/09/2022 10:35:58 | 05/09/2022 10:36:19 | 01/07/2019 08:38:16 | False | False | NHS-eClass S3 | FJA | Acute care monitoring units & related products |  |  |  | False
0111276 | Envitec MySign O Oxygen Monitor | Including standard accessories: OOM111 oxygen sensor, USB cable, T-adapter, flow diverter | EA | EACH | 1 |  | 347 | 347 | GWH/NC/NC /NC/53 |  | 1150779 | [8 empty] | 01/08/2022 | 30/06/2023 |  | 20.000000 |  |  | MySign | Envitec | 1001825 |  | 4036616009324 | 4036616009324 |  |  | True |  |  | False | True | True | False |  |  |  |  | True | [6 empty] | False | False | False | False | False | [14 empty] | False | False | False |  |  | Catrin Hollings | 16/08/2022 10:38:49 | Bill Gibbons | 05/09/2022 10:35:58 | 05/09/2022 10:36:19 | 15/10/2021 08:25:16 | False | False | NHS-eClass S3 | FJA | Acute care monitoring units & related products |  |  |  | False
0111277 | Envitec MySign O Oxygen Monitor Kit | Including standard accessories: OOM111 oxygen sensor, USB cable, T-adapter, flow diverter plus mains power supply with adapter (UK/EU/USA) | EA | EACH | 1 |  | 394.85 | 394.85 | GWH/NC/NC /NC/53 |  | 1150779 | [8 empty] | 01/08/2022 | 30/06/2023 |  | 20.000000 |  |  | MySign | Envitec | 1001825 |  | 4036616009324 | 4036616009324 |  |  | True |  |  | False | True | True | False |  |  |  |  | True | [6 empty] | False | False | False | False | False | [14 empty] | False | False | False |  |  | Catrin Hollings | 16/08/2022 10:38:49 | Bill Gibbons | 05/09/2022 10:35:58 | 05/09/2022 10:36:19 | 15/10/2021 08:25:16 | False | False | NHS-eClass S3 | FJA | Acute care monitoring units & related products |  |  |  | False
0120099 | Oxygen sensor flow diverter | Includes O ring. M16 thread to 15mm O.D. - Allows insertion into a T-adapter with a 15mm I.D. port, | EA | EACH | 1 |  | 5 | 5 | GWH/NC/NC /NC/53 |  | 1150779 | [8 empty] | 01/08/2022 | 30/06/2023 |  | 20.000000 |  |  |  | Teledyne |  |  | 5051826001486 | 5051826001486 |  |  | False |  |  | False | True | True | False |  |  |  |  | True |  |  |  |  | http://www.viamed.co.uk/uk/Uploads/1A3654A6606A.jpg |  | False | False | False | False | False | [14 empty] | False | False | False |  |  | Catrin Hollings | 16/08/2022 10:38:49 | Bill Gibbons | 05/09/2022 10:35:58 | 05/09/2022 10:36:19 | 01/07/2019 08:38:16 | False | False | NHS-eClass S3 | FDO | Oxygen delivery connectors or adaptors |  |  |  | False
0120103 | T Adapter 15 mm Paediatric circuits | 15 mm I.D. - 15 mm O.D., T 15 mm I.D., | EA | EACH | 1 |  | 1.95 | 1.95 | GWH/NC/NC /NC/53 |  | 1150779 | [8 empty] | 01/08/2022 | 30/06/2023 |  | 20.000000 |  |  |  | Teledyne |  |  | 05030267055104 | 05030267055104 |  |  | False |  |  | False | True | True | False |  |  |  |  | True |  |  |  |  | http://www.viamed.co.uk/uk/Uploads/1A3687AecadA.jpg |  | False | False | False | False | False | [14 empty] | False | False | False |  |  | Catrin Hollings | 16/08/2022 10:38:49 | Bill Gibbons | 05/09/2022 10:35:58 | 05/09/2022 10:36:19 | 01/07/2019 08:38:16 | False | False | NHS-eClass S3 | FDO | Oxygen delivery connectors or adaptors |  |  |  | False
0120120 | Oxygen concentrator Adapter | Screws directly onto sensors such as R-17MED. Tapered inlet. For testing outputs of oxygen concentrators. | EA | EACH | 1 |  | 10.3 | 10.3 | GWH/NC/NC /NC/53 |  | 1150779 | [8 empty] | 01/08/2022 | 30/06/2023 |  | 20.000000 |  |  |  | Maxtec |  |  | 5051826001554 | 5051826001554 |  |  | False |  |  | False | True | True | False |  |  |  |  | True |  |  |  |  | http://www.viamed.co.uk/uk/Uploads/1A3689A9f7aA.jpg |  | False | False | False | False | False | [14 empty] | False | False | False |  |  | Catrin Hollings | 16/08/2022 10:38:49 | Bill Gibbons | 05/09/2022 10:35:58 | 05/09/2022 10:36:19 | 01/07/2019 08:38:16 | False | False | NHS-eClass S3 | FDO | Oxygen delivery connectors or adaptors |  |  |  | False
0120124 | Connector - 22mm - 6mm Oxygen Stem |  | EA | EACH | 1 |  | 0.85 | 0.85 | GWH/NC/NC /NC/53 |  | 1150779 | [8 empty] | 01/08/2022 | 30/06/2023 |  | 20.000000 |  |  |  |  | 1968 |  | 5030267057511 | 5030267057511 |  |  | False |  |  | False | True | True | False |  |  |  |  | True | [6 empty] | False | False | False | False | False | [14 empty] | False | False | False |  |  | Catrin Hollings | 16/08/2022 10:38:49 | Bill Gibbons | 05/09/2022 10:35:58 | 05/09/2022 10:36:19 | 15/10/2021 08:25:16 | False | False | NHS-eClass S3 | FDO | Oxygen delivery connectors or adaptors |  |  |  | False
0120174 | Connector - 22mm - 6mm Oxygen Stem | Box of 50 | BX | BOX | 1 |  | 42.5 | 42.5 | GWH/NC/NC /NC/53 |  | 1150779 | [8 empty] | 01/08/2022 | 30/06/2023 |  | 20.000000 |  |  |  |  | 1968 |  | 05030267005741 | 05030267005741 |  |  | False |  |  | False | True | True | False |  |  |  |  | True | [6 empty] | False | False | False | False | False | [14 empty] | False | False | False |  |  | Catrin Hollings | 16/08/2022 10:38:49 | Bill Gibbons | 05/09/2022 10:35:58 | 05/09/2022 10:36:19 | 15/10/2021 08:25:16 | False | False | NHS-eClass S3 | FDO | Oxygen delivery connectors or adaptors |  |  |  | False
0120399 | T adapter. 22mm I.D. - 22mm O.D. | Reusable (non-autoclavable), Pack of 5 | PK | PACK | 5 |  | 25 | 25 | GWH/NC/NC /NC/53 |  | 1150779 | [8 empty] | 01/08/2022 | 30/06/2023 |  | 20.000000 |  |  | Envitec | Envitec | 46-006005 |  | 4036616000031 | 4036616000031 |  |  | False |  |  | False | True | True | False |  |  |  |  | True | [6 empty] | False | False | False | False | False | [14 empty] | False | False | False |  |  | Catrin Hollings | 16/08/2022 10:38:49 | Bill Gibbons | 05/09/2022 10:35:58 | 05/09/2022 10:36:19 | 15/10/2021 08:25:16 | False | False | NHS-eClass S3 | FDO | Oxygen delivery connectors or adaptors |  |  |  | False
0121203 | AX/MX300 0-1V DC interface Cable | For use with Teledyne AX300 & MX300 oxygen analysers with analogue output. Length: 1.5m | EA | EACH | 1 |  | 19.2 | 19.2 | GWH/NC/NC /NC/53 |  | 1150779 | [8 empty] | 01/08/2022 | 30/06/2023 |  | 20.000000 |  |  |  | Teledyne |  |  | 5051826001769 | 5051826001769 |  |  | False |  |  | False | True | True | False |  |  |  |  | True |  |  |  |  | http://www.viamed.co.uk/uk/Uploads/1A4698Ac254A.jpg |  | False | False | False | False | False | [14 empty] | False | False | False |  |  | Catrin Hollings | 16/08/2022 10:38:49 | Bill Gibbons | 05/09/2022 10:35:58 | 05/09/2022 10:36:19 | 01/07/2019 08:38:16 | False | False | NHS-eClass S3 | FJA | Acute care monitoring units & related products |  |  |  | False
0121204 | AX/MX300 RS232 interface Cable | For use with Teledyne AX300 & MX300 oxygen analysers with RS232 output. Length: 1.5m | EA | EACH | 1 |  | 29.45 | 29.45 | GWH/NC/NC /NC/53 |  | 1150779 | [8 empty] | 01/08/2022 | 30/06/2023 |  | 20.000000 |  |  |  | Teledyne |  |  | 5051826001776 | 5051826001776 |  |  | False |  |  | False | True | True | False |  |  |  |  | True |  |  |  |  | http://www.viamed.co.uk/uk/Uploads/1A4697Ab16eA.jpg |  | False | False | False | False | False | [14 empty] | False | False | False |  |  | Catrin Hollings | 16/08/2022 10:38:50 | Bill Gibbons | 05/09/2022 10:35:58 | 05/09/2022 10:36:19 | 01/07/2019 08:38:16 | False | False | NHS-eClass S3 | FJA | Acute care monitoring units & related products |  |  |  | False
0121205 | Calibration assembly | For use with oxygen analysers and monitors to allow calibration in oxygen | EA | EACH | 1 |  | 12.95 | 12.95 | GWH/NC/NC /NC/53 |  | 1150779 | [8 empty] | 01/08/2022 | 30/06/2023 |  | 20.000000 |  |  |  | Teledyne |  |  | 5051826001783 | 5051826001783 |  |  | False |  |  | False | True | True | False |  |  |  |  | True |  |  |  |  | http://www.viamed.co.uk/uk/Uploads/1A4702A6756A.jpg |  | False | False | False | False | False | [14 empty] | False | False | False |  |  | Catrin Hollings | 16/08/2022 10:38:50 | Bill Gibbons | 05/09/2022 10:35:58 | 05/09/2022 10:36:19 | 01/07/2019 08:38:16 | False | False | NHS-eClass S3 | FJA | Acute care monitoring units & related products |  |  |  | False
0121211 | Battery door for AX300 |  | EA | EACH | 1 |  | 5 | 5 | GWH/NC/NC /NC/53 |  | 1150779 | [8 empty] | 01/08/2022 | 30/06/2023 |  | 20.000000 |  |  | Teledyne | Teledyne | C-74461 |  | 5051826009932 | 5051826009932 |  |  | True |  |  | False | True | True | False |  |  |  |  | True | [6 empty] | False | False | False | False | False | [14 empty] | False | False | False |  |  | Catrin Hollings | 16/08/2022 10:38:50 | Bill Gibbons | 05/09/2022 10:35:58 | 05/09/2022 10:36:19 | 15/10/2021 08:25:16 | False | False | NHS-eClass S3 | FDW | Oxygen insufflators or its accessories |  |  |  | False
0121302 | V mount assembly for use with Maxtec MAXO2 |  | EA | EACH | 1 |  | 16.1 | 16.1 | GWH/NC/NC /NC/53 |  | 1150779 | [8 empty] | 01/08/2022 | 30/06/2023 |  | 20.000000 |  |  | Maxtec | Maxtec | R217P23 |  | 5051826010051 | 5051826010051 |  |  | True |  |  | False | True | True | False |  |  |  |  | True |  |  |  |  | http://www.viamed.co.uk/uk/Uploads/1A5476AfddcA.jpg |  | False | False | False | False | False | [14 empty] | False | False | False |  |  | Catrin Hollings | 16/08/2022 10:38:50 | Bill Gibbons | 05/09/2022 10:35:58 | 05/09/2022 10:36:19 | 15/10/2021 08:25:16 | False | False | NHS-eClass S3 | FJK | Pulse Oximeter & Associated products |  |  |  | False
0121351 | Envitec MySign O Clamp |  | EA | EACH | 1 |  | 117.5 | 117.5 | GWH/NC/NC /NC/53 |  | 1150779 | [8 empty] | 01/08/2022 | 30/06/2023 |  | 20.000000 |  |  | MySign | Envitec | 1001801 |  | 403661601443 |  |  |  | False |  |  | False | True | True | False |  |  |  |  | True | [6 empty] | False | False | False | False | False | [14 empty] | False | False | False |  |  | Catrin Hollings | 16/08/2022 10:46:25 | Bill Gibbons | 05/09/2022 10:35:58 | 05/09/2022 10:36:19 | 15/10/2021 08:25:16 | False | False | NHS-eClass S3 | FJA | Acute care monitoring units & related products |  |  |  | False
0121352 | Envitec MySign O Mains Power Supply | including UK/EU/USA/JPN adapters | EA | EACH | 1 |  | 47.85 | 47.85 | GWH/NC/NC /NC/53 |  | 1150779 | [8 empty] | 01/08/2022 | 30/06/2023 |  | 20.000000 |  |  | MySign | Envitec | 1001829 |  | 4013674021987 | 4013674021987 |  |  | False |  |  | False | True | True | False |  |  |  |  | True | [6 empty] | False | False | False | False | False | [14 empty] | False | False | False |  |  | Catrin Hollings | 16/08/2022 10:38:50 | Bill Gibbons | 05/09/2022 10:35:58 | 05/09/2022 10:36:19 | 15/10/2021 08:25:16 | False | False | NHS-eClass S3 | FJA | Acute care monitoring units & related products |  |  |  | False
0121353 | Envitec MySign O USB Data Cable |  | EA | EACH | 1 |  | 8.7 | 8.7 | GWH/NC/NC /NC/53 |  | 1150779 | [8 empty] | 01/08/2022 | 30/06/2023 |  | 20.000000 |  |  | MySign | Envitec | 1001815 |  | 4049759246464 | 4049759246464 |  |  | False |  |  | False | True | True | False |  |  |  |  | True | [6 empty] | False | False | False | False | False | [14 empty] | False | False | False |  |  | Catrin Hollings | 16/08/2022 10:38:50 | Bill Gibbons | 05/09/2022 10:35:58 | 05/09/2022 10:36:19 | 15/10/2021 08:25:16 | False | False | NHS-eClass S3 | FJA | Acute care monitoring units & related products |  |  |  | False
0131201 | Oxygen Sensor Cable Black for use with AX300 MX300 | Coiled cable with straight connectors. | EA | EACH | 1 |  | 30 | 30 | GWH/NC/NC /NC/53 |  | 1150779 | [8 empty] | 01/08/2022 | 30/06/2023 |  | 20.000000 |  |  |  | Teledyne |  |  | 5051826010129 | 5051826010129 |  |  | False |  |  | False | True | True | False |  |  |  |  | True |  |  |  |  | http://www.viamed.co.uk/uk/Uploads/1A4700A7dbbA.jpg |  | False | False | False | False | False | [14 empty] | False | False | False |  |  | Catrin Hollings | 16/08/2022 10:38:50 | Bill Gibbons | 05/09/2022 10:35:58 | 05/09/2022 10:36:19 | 01/07/2019 08:38:16 | False | False | NHS-eClass S3 | FJA | Acute care monitoring units & related products |  |  |  | False
0131251 | Monitor cable kit for use with Maxtec OM-25 Oxygen Monitor |  | EA | EACH | 1 |  | 35.65 | 35.65 | GWH/NC/NC /NC/53 |  | 1150779 | [8 empty] | 01/08/2022 | 30/06/2023 |  | 20.000000 |  |  |  | Maxtec | R212P86 | [5 empty] | False |  |  | False | True | True | False |  |  |  |  | True | [6 empty] | False | False | False | False | False | [14 empty] | False | False | False |  |  | Catrin Hollings | 16/08/2022 10:38:50 | Bill Gibbons | 05/09/2022 10:35:58 | 05/09/2022 10:36:19 | 15/10/2021 08:25:16 | False | False | NHS-eClass S3 | FJA | Acute care monitoring units & related products |  |  |  | False
0131700 | Oxygen Sensor Cable Black | for use with MaxO2 ME, Coiled cable with straight connectors, extendable to 10ft | EA | EACH | 1 |  | 30 | 30 | GWH/NC/NC /NC/53 |  | 1150779 | [8 empty] | 01/08/2022 | 30/06/2023 |  | 20.000000 |  |  | Maxtec |  | R228P16 |  | 5051826047965 | 5051826047965 |  |  | False |  |  | False | True | True | False |  |  |  |  | True | [6 empty] | False | False | False | False | False | [14 empty] | False | False | False |  |  | Catrin Hollings | 16/08/2022 10:38:50 | Bill Gibbons | 05/09/2022 10:35:58 | 05/09/2022 10:36:19 | 15/10/2021 08:25:16 | False | False | NHS-eClass S3 | FJA | Acute care monitoring units & related products |  |  |  | False
0131701 | Maxtec MaxO2 ME Kick Stand |  | EA | EACH | 1 |  | 0.9 | 0.9 | GWH/NC/NC /NC/53 |  | 1150779 | [8 empty] | 01/08/2022 | 30/06/2023 |  | 20.000000 |  |  | Maxtec | Maxtec | R228P10 |  | 5051826047972 | 5051826047972 |  |  | False |  |  | False | True | True | False |  |  |  |  | True | [6 empty] | False | False | False | False | False | [14 empty] | False | False | False |  |  | Catrin Hollings | 16/08/2022 10:38:50 | Bill Gibbons | 05/09/2022 10:35:58 | 05/09/2022 10:36:19 | 15/10/2021 08:25:16 | False | False | NHS-eClass S3 | FDW | Oxygen insufflators or its accessories |  |  |  | False
0310020 | Storage bin - Size 3 - Blue | Single. For use with Viamed infant resuscitation cabinet. | EA | EACH | 1 |  | 2 | 2 | GWH/NC/NC /NC/53 |  | 1150779 | [8 empty] | 01/08/2022 | 30/06/2023 |  | 20.000000 |  |  |  | Linvar |  |  | 5051826010846 | 5051826010846 |  |  | False |  |  | False | True | True | False |  |  |  |  | True |  |  |  |  | http://www.viamed.co.uk/uk/Uploads/1A4934A7a5bA.jpg |  | False | False | False | False | False | [14 empty] | False | False | False |  |  | Catrin Hollings | 16/08/2022 10:38:51 | Bill Gibbons | 05/09/2022 10:35:58 | 05/09/2022 10:36:19 | 01/07/2019 08:38:16 | False | False | NHS-eClass S3 | FYZ | Medical Equipment Spares |  |  |  | False
0310200 | Low-Flow Blender Air & Oxygen | Includes: Low-flow blender with 3m Oxygen hose, 3m Air hose, Flowmeter, Flowmeter outlet adapter and Medirail mounting bracket, , | EA | Each | 1 |  | 1145 | 1145 | GWH/NC/NC /NC/53 |  | 1150779 | [8 empty] | 01/08/2022 | 30/06/2023 |  | 20.000000 |  |  |  | Bio-Med Devices Inc |  |  | 0081384102061 | 0081384102061 |  |  | False |  |  | False | True | True | False |  |  |  |  | True |  |  |  |  | http://www.viamed.co.uk/uk/Uploads/1A7321Af63fA.jpg |  | False | False | False | False | False | [14 empty] | False | False | False |  |  | Catrin Hollings | 16/08/2022 10:38:52 | Bill Gibbons | 05/09/2022 10:35:58 | 05/09/2022 10:36:19 | 01/07/2019 08:38:16 | False | False | NHS-eClass S3 | FDJ | Breathing system basic |  |  |  | False
0310211 | BlenderBuddy 2 with DFB Dual-Scale 0-15 lpm Flowmeter |  | EA | Each | 1 |  | 320 | 320 | GWH/NC/NC /NC/53 |  | 1150779 | [8 empty] | 01/08/2022 | 30/06/2023 |  | 20.000000 |  |  | Blender Buddy 2 | Maxtec | R233P01-002 |  | 00817770021643 | 00817770021643 |  |  | False |  |  | False | True | True | False |  |  |  |  | True | [6 empty] | False | False | False | False | False | [14 empty] | False | False | False |  |  | Catrin Hollings | 16/08/2022 10:38:52 | Bill Gibbons | 05/09/2022 10:35:58 | 05/09/2022 10:36:19 | 15/10/2021 08:25:16 | False | False | NHS-eClass S3 | FDJ | Breathing system basic |  |  |  | False
0310216 | BlenderBuddy 2 with MaxO2 A Oxygen Analyser | and DFB Dual-Scale 0-15 lpm Flowmeter | EA | EACH | 1 |  | 549 | 549 | GWH/NC/NC /NC/53 |  | 1150779 | [8 empty] | 01/08/2022 | 30/06/2023 |  | 20.000000 |  |  | Blender Buddy 2 | Maxtec | R233P04-002 |  | 00817770021728 | 00817770021728 |  |  | False |  |  | False | True | True | False |  |  |  |  | True | [6 empty] | False | False | False | False | False | [14 empty] | False | False | False |  |  | Catrin Hollings | 16/08/2022 10:38:52 | Bill Gibbons | 05/09/2022 10:35:58 | 05/09/2022 10:36:19 | 15/10/2021 08:25:16 | False | False | NHS-eClass S3 | FDJ | Breathing system basic |  |  |  | False
0310225 | MaxVenturi (DISS) with Pole Mount | Supplied with:, 1x 0320400 MaxVenturi Muffler, 1x 0330400 MaxVenturi Inlet Filter | EA | EACH | 1 |  | 850 | 850 | GWH/NC/NC /NC/53 |  | 1150779 | [8 empty] | 01/08/2022 | 30/06/2023 |  | 20.000000 |  |  | MaxVenturi | Maxtec | R211P03-024 |  | 00817770020417 | 00817770020417 |  |  | False |  |  | False | True | True | False |  |  |  |  | True | [6 empty] | False | False | False | False | False | [14 empty] | False | False | False |  |  | Catrin Hollings | 16/08/2022 10:38:52 | Bill Gibbons | 05/09/2022 10:35:58 | 05/09/2022 10:36:19 | 15/10/2021 08:25:16 | False | False | NHS-eClass S3 | FDJ | Breathing system basic |  |  |  | False
0310226 | MaxVenturi (NIST) with Pole Mount | Supplied with:, 1x 0320400 MaxVenturi Muffler, 1x 0330400 MaxVenturi Inlet Filter | EA | EACH | 1 |  | 850 | 850 | GWH/NC/NC /NC/53 |  | 1150779 | [8 empty] | 01/08/2022 | 30/06/2023 |  | 20.000000 |  |  | MaxVenturi | Maxtec | MAXVENTURI (NIST) WITH P |  | 00817770020424 | 00817770020424 |  |  | False |  |  | False | True | True | False |  |  |  |  | True | [6 empty] | False | False | False | False | False | [14 empty] | False | False | False |  |  | Catrin Hollings | 16/08/2022 10:38:52 | Bill Gibbons | 05/09/2022 10:35:58 | 05/09/2022 10:36:19 | 15/10/2021 08:25:16 | False | False | NHS-eClass S3 | FDJ | Breathing system basic |  |  |  | False
0310227 | MaxVenturi (DISS) with Locking Pole Mount | Supplied with:, 1x 0320400 MaxVenturi Muffler, 1x 0330400 MaxVenturi Inlet Filter | EA | Each | 1 |  | 850 | 850 | GWH/NC/NC /NC/53 |  | 1150779 | [8 empty] | 01/08/2022 | 30/06/2023 |  | 20.000000 |  |  | MaxVenturi | Maxtec | R211P03-026 | [5 empty] | False |  |  | False | True | True | False |  |  |  |  | True | [6 empty] | False | False | False | False | False | [14 empty] | False | False | False |  |  | Catrin Hollings | 16/08/2022 10:38:52 | Bill Gibbons | 05/09/2022 10:35:58 | 05/09/2022 10:36:19 | 15/10/2021 08:25:16 | False | False | NHS-eClass S3 | FDJ | Breathing system basic |  |  |  | False
0310228 | MaxVenturi (NIST) with Locking Pole Mount | Supplied with:, 1x 0320400 MaxVenturi Muffler, 1x 0330400 MaxVenturi Inlet Filter | EA | EACH | 1 |  | 850 | 850 | GWH/NC/NC /NC/53 |  | 1150779 | [8 empty] | 01/08/2022 | 30/06/2023 |  | 20.000000 |  |  | MaxVenturi | Maxtec | R211P03-027 | [5 empty] | False |  |  | False | True | True | False |  |  |  |  | True | [6 empty] | False | False | False | False | False | [14 empty] | False | False | False |  |  | Catrin Hollings | 16/08/2022 10:38:52 | Bill Gibbons | 05/09/2022 10:35:58 | 05/09/2022 10:36:19 | 15/10/2021 08:25:16 | False | False | NHS-eClass S3 | FDJ | Breathing system basic |  |  |  | False
0310246 | Maxtec DFB Flow Meter Low Flow 0-15 lpm |  | EA | EACH | 1 |  | 175 | 175 | GWH/NC/NC /NC/53 |  | 1150779 | [8 empty] | 01/08/2022 | 30/06/2023 |  | 20.000000 |  |  | Maxtec | Maxtec | R219P77-400 | [5 empty] | False |  |  | False | True | True | False |  |  |  |  | True | [6 empty] | False | False | False | False | False | [14 empty] | False | False | False |  |  | Catrin Hollings | 16/08/2022 10:38:52 | Bill Gibbons | 05/09/2022 10:35:58 | 05/09/2022 10:36:19 | 15/10/2021 08:25:16 | False | False | NHS-eClass S3 | FDJ | Breathing system basic |  |  |  | False
0310271 | MaxBlend Lite (NIST) Oxygen Monitor | 0-15 lpm Flow Meter, For use with existing blender | EA | Each | 1 |  | 880 | 880 | GWH/NC/NC /NC/53 |  | 1150779 | [8 empty] | 01/08/2022 | 30/06/2023 |  | 20.000000 |  |  | MaxBlend Lite | Maxtec | R229P03-002 |  | 00853061006777 | 00853061006777 |  |  | False |  |  | False | True | True | False |  |  |  |  | True | [6 empty] | False | False | False | False | False | [14 empty] | False | False | False |  |  | Catrin Hollings | 16/08/2022 10:38:52 | Bill Gibbons | 05/09/2022 10:35:58 | 05/09/2022 10:36:19 | 15/10/2021 08:25:16 | False | False | NHS-eClass S3 | FDJ | Breathing system basic |  |  |  | False
0310289 | MaxBlend 2 (NIST) Low Flow Blender | 60 PSI, 0 - 70 lpm Flow Meter | EA | Each | 1 |  | 1750 | 1750 | GWH/NC/NC /NC/53 |  | 1150779 | [8 empty] | 01/08/2022 | 30/06/2023 |  | 20.000000 |  |  | MaxBlend 2 | Maxtec | R229P01-024 | [5 empty] | False |  |  | False | True | True | False |  |  |  |  | True | [6 empty] | False | False | False | False | False | [14 empty] | False | False | False |  |  | Catrin Hollings | 16/08/2022 10:38:52 | Bill Gibbons | 05/09/2022 10:35:58 | 05/09/2022 10:36:19 | 15/10/2021 08:25:16 | False | False | NHS-eClass S3 | FDJ | Breathing system basic |  |  |  | False
0310291 | MaxBlend 2 (NIST) Low Flow Blender | 60 PSI, 0-15 lpm Flow Meter | EA | Each | 1 |  | 1750 | 1750 | GWH/NC/NC /NC/53 |  | 1150779 | [8 empty] | 01/08/2022 | 30/06/2023 |  | 20.000000 |  |  | MaxBlend 2 | Maxtec | R229P01-024 |  | 00817770021391 | 00817770021391 |  |  | False |  |  | False | True | True | False |  |  |  |  | True | [6 empty] | False | False | False | False | False | [14 empty] | False | False | False |  |  | Catrin Hollings | 16/08/2022 10:38:52 | Bill Gibbons | 05/09/2022 10:35:58 | 05/09/2022 10:36:19 | 15/10/2021 08:25:16 | False | False | NHS-eClass S3 | FDJ | Breathing system basic |  |  |  | False
0320400 | MaxVenturi Muffler |  | EA | EACH | 1 |  | 22 | 22 | GWH/NC/NC /NC/53 |  | 1150779 | [8 empty] | 01/08/2022 | 30/06/2023 |  | 20.000000 |  |  | Maxtec | Maxtec | R211P38 |  | 00817770021148 | 00817770021148 |  |  | False |  |  | False | True | True | False |  |  |  |  | True | [6 empty] | False | False | False | False | False | [14 empty] | False | False | False |  |  | Catrin Hollings | 16/08/2022 10:38:53 | Bill Gibbons | 05/09/2022 10:35:58 | 05/09/2022 10:36:19 | 15/10/2021 08:25:16 | False | False | NHS-eClass S3 | FDO | Oxygen delivery connectors or adaptors |  |  |  | False
0320450 | Blender Bracket - Rail Mount WHILST STOCKS LAST |  | EA | Each | 1 |  | 98 | 98 | GWH/NC/NC /NC/53 |  | 1150779 | [8 empty] | 01/08/2022 | 30/06/2023 |  | 20.000000 |  |  | MaxBlend 2 | Maxtec | R100P26 |  | 0081777002161 |  |  |  | False |  |  | False | True | True | False |  |  |  |  | True |  | True |  |  |  |  | False | False | False | False | False | [14 empty] | False | False | False |  |  | Catrin Hollings | 16/08/2022 10:46:19 | Bill Gibbons | 05/09/2022 10:35:58 | 05/09/2022 10:36:19 | 15/10/2021 08:25:16 | False | False | NHS-eClass S3 | FJA | Acute care monitoring units & related products |  |  |  | False
0320452 | Blender Bracket - Rail/Pole Mount | Pole diameter: 15 mm - 45 mm , Rail width: 10 mm x 25 mm | EA | Each | 1 |  | 76 | 76 | GWH/NC/NC /NC/53 |  | 1150779 | [8 empty] | 01/08/2022 | 30/06/2023 |  | 20.000000 |  |  | MaxBlend 2 | Maxtec | R100P26 |  | 00817770021612 | 00817770021612 |  |  | False |  |  | False | True | True | False |  |  |  |  | True | [6 empty] | False | False | False | False | False | [14 empty] | False | False | False |  |  | Catrin Hollings | 16/08/2022 10:38:53 | Bill Gibbons | 05/09/2022 10:35:58 | 05/09/2022 10:36:19 | 15/10/2021 08:25:16 | False | False | NHS-eClass S3 | FJA | Acute care monitoring units & related products |  |  |  | False
0320454 | Blender Bracket - Wall Mount |  | EA | Each | 1 |  | 98 | 98 | GWH/NC/NC /NC/53 |  | 1150779 | [8 empty] | 01/08/2022 | 30/06/2023 |  | 20.000000 |  |  | MaxBlend 2 | Maxtec | RP05P09 | [5 empty] | False |  |  | False | True | True | False |  |  |  |  | True | [6 empty] | False | False | False | False | False | [14 empty] | False | False | False |  |  | Catrin Hollings | 16/08/2022 10:38:53 | Bill Gibbons | 05/09/2022 10:35:58 | 05/09/2022 10:36:19 | 15/10/2021 08:25:16 | False | False | NHS-eClass S3 | FJA | Acute care monitoring units & related products |  |  |  | False
0320460 | 3-in-1 Tubing Adapter |  | EA | EACH | 1 |  | 30 | 30 | GWH/NC/NC /NC/53 |  | 1150779 | [8 empty] | 01/08/2022 | 30/06/2023 |  | 20.000000 |  |  | Maxtec | Maxtec | R219P31 | [5 empty] | False |  |  | False | True | True | False |  |  |  |  | True | [6 empty] | False | False | False | False | False | [14 empty] | False | False | False |  |  | Catrin Hollings | 16/08/2022 10:38:54 | Bill Gibbons | 05/09/2022 10:35:58 | 05/09/2022 10:36:19 | 15/10/2021 08:25:16 | False | False | NHS-eClass S3 | FDO | Oxygen delivery connectors or adaptors |  |  |  | False
0320461 | 3-in-1 Tubing Adapter | Pack of 5 | PK | PACK | 5 |  | 120 | 120 | GWH/NC/NC /NC/53 |  | 1150779 | [8 empty] | 01/08/2022 | 30/06/2023 |  | 20.000000 |  |  | Maxtec | Maxtec | R219P31-001 |  | 00817770020738 | 00817770020738 |  |  | False |  |  | False | True | True | False |  |  |  |  | True | [6 empty] | False | False | False | False | False | [14 empty] | False | False | False |  |  | Catrin Hollings | 16/08/2022 10:38:54 | Bill Gibbons | 05/09/2022 10:35:58 | 05/09/2022 10:36:19 | 15/10/2021 08:25:16 | False | False | NHS-eClass S3 | FDO | Oxygen delivery connectors or adaptors |  |  |  | False
0320462 | 3-in-1 Tubing Adapter | Pack of 50 | PK | PACK | 50 |  | 1050 | 1050 | GWH/NC/NC /NC/53 |  | 1150779 | [8 empty] | 01/08/2022 | 30/06/2023 |  | 20.000000 |  |  | Maxtec | Maxtec | R219P31-002 | [5 empty] | False |  |  | False | True | True | False |  |  |  |  | True | [6 empty] | False | False | False | False | False | [14 empty] | False | False | False |  |  | Catrin Hollings | 16/08/2022 10:38:54 | Bill Gibbons | 05/09/2022 10:35:58 | 05/09/2022 10:36:19 | 15/10/2021 08:25:16 | False | False | NHS-eClass S3 | FDO | Oxygen delivery connectors or adaptors |  |  |  | False
0320463 | 2-in-1 Tubing Adapter |  | EA | EACH | 1 |  | 25 | 25 | GWH/NC/NC /NC/53 |  | 1150779 | [8 empty] | 01/08/2022 | 30/06/2023 |  | 20.000000 |  |  | Maxtec | Maxtec | R219P32 |  | 00817770020752 | 00817770020752 |  |  | False |  |  | False | True | True | False |  |  |  |  | True | [6 empty] | False | False | False | False | False | [14 empty] | False | False | False |  |  | Catrin Hollings | 16/08/2022 10:38:54 | Bill Gibbons | 05/09/2022 10:35:58 | 05/09/2022 10:36:19 | 15/10/2021 08:25:16 | False | False | NHS-eClass S3 | FDO | Oxygen delivery connectors or adaptors |  |  |  | False
0320464 | 2-in-1 Tubing Adapter |  | PK | PACK | 5 |  | 100 | 100 | GWH/NC/NC /NC/53 |  | 1150779 | [8 empty] | 01/08/2022 | 30/06/2023 |  | 20.000000 |  |  | Maxtec | Maxtec | R219P32-001 | [5 empty] | False |  |  | False | True | True | False |  |  |  |  | True | [6 empty] | False | False | False | False | False | [14 empty] | False | False | False |  |  | Catrin Hollings | 16/08/2022 10:38:54 | Bill Gibbons | 05/09/2022 10:35:58 | 05/09/2022 10:36:19 | 15/10/2021 08:25:16 | False | False | NHS-eClass S3 | FDO | Oxygen delivery connectors or adaptors |  |  |  | False
0320465 | 2-in-1 Tubing Adapter | Pack of 50 | PK | PACK | 50 |  | 875 | 875 | GWH/NC/NC /NC/53 |  | 1150779 | [8 empty] | 01/08/2022 | 30/06/2023 |  | 20.000000 |  |  | Maxtec | Maxtec | R219P32-002 | [5 empty] | False |  |  | False | True | True | False |  |  |  |  | True | [6 empty] | False | False | False | False | False | [14 empty] | False | False | False |  |  | Catrin Hollings | 16/08/2022 10:38:54 | Bill Gibbons | 05/09/2022 10:35:58 | 05/09/2022 10:36:19 | 15/10/2021 08:25:16 | False | False | NHS-eClass S3 | FDO | Oxygen delivery connectors or adaptors |  |  |  | False
0320466 | 2-in-1 Muffled Tubing Adapter |  | EA | EACH | 1 |  | 30 | 30 | GWH/NC/NC /NC/53 |  | 1150779 | [8 empty] | 01/08/2022 | 30/06/2023 |  | 20.000000 |  |  | Maxtec | Maxtec | R219P50-100 | [5 empty] | False |  |  | False | True | True | False |  |  |  |  | True | [6 empty] | False | False | False | False | False | [14 empty] | False | False | False |  |  | Catrin Hollings | 16/08/2022 10:38:54 | Bill Gibbons | 05/09/2022 10:35:58 | 05/09/2022 10:36:19 | 15/10/2021 08:25:16 | False | False | NHS-eClass S3 | FDO | Oxygen delivery connectors or adaptors |  |  |  | False
0320467 | 2-in-1 Muffled Tubing Adapter |  | PK | PACK | 20 |  | 540 | 540 | GWH/NC/NC /NC/53 |  | 1150779 | [8 empty] | 01/08/2022 | 30/06/2023 |  | 20.000000 |  |  | Maxtec | Maxtec | R219P50-102 | [5 empty] | False |  |  | False | True | True | False |  |  |  |  | True | [6 empty] | False | False | False | False | False | [14 empty] | False | False | False |  |  | Catrin Hollings | 16/08/2022 10:38:54 | Bill Gibbons | 05/09/2022 10:35:58 | 05/09/2022 10:36:19 | 15/10/2021 08:25:16 | False | False | NHS-eClass S3 | FDO | Oxygen delivery connectors or adaptors |  |  |  | False
0320468 | 2-in-1 Muffled Tubing Adapter | Pack 50 | PK | PACK | 50 |  | 1275 | 1275 | GWH/NC/NC /NC/53 |  | 1150779 | [8 empty] | 01/08/2022 | 30/06/2023 |  | 20.000000 |  |  | Maxtec | Maxtec | R219P50-101 | [5 empty] | False |  |  | False | True | True | False |  |  |  |  | True | [6 empty] | False | False | False | False | False | [14 empty] | False | False | False |  |  | Catrin Hollings | 16/08/2022 10:38:54 | Bill Gibbons | 05/09/2022 10:35:58 | 05/09/2022 10:36:19 | 15/10/2021 08:25:16 | False | False | NHS-eClass S3 | FDO | Oxygen delivery connectors or adaptors |  |  |  | False
0330400 | MaxVenturi Inlet Filter |  | EA | EACH | 1 |  | 6.5 | 6.5 | GWH/NC/NC /NC/53 |  | 1150779 | [8 empty] | 01/08/2022 | 30/06/2023 |  | 20.000000 |  |  | Maxtec | Maxtec | RP34P02 |  | 10889483095133 | 10889483095133 |  |  | False |  |  | False | True | True | False |  |  |  |  | True | [6 empty] | False | False | False | False | False | [14 empty] | False | False | False |  |  | Catrin Hollings | 16/08/2022 10:38:54 | Bill Gibbons | 05/09/2022 10:35:58 | 05/09/2022 10:36:19 | 15/10/2021 08:25:16 | False | False | NHS-eClass S3 | FDG | Breathing filters |  |  |  | False
1114005 | EyeMax 2 Neonatal Phototherapy Mask - Regular | Occipital - Frontal Circumference: 32 - 38 cm. Pack of 20 | PK | PACK | 1 |  | 48 | 48 | GWH/NC/NC /NC/53 |  | 1150779 | 2 | 28 | 3 | 26 | 11 | 24.5 | 50 | 23.5 | 04/10/2021 | 31/12/2040 |  | 20.000000 |  |  | EyeMax | Maxtec | R300P01 |  | 853061006920 | 853061006920 |  |  | False |  |  | False | True | True | False |  |  |  |  | True |  |  |  |  | http://www.viamed.co.uk/uk/Uploads/eyeMax2regular.gif |  | False | True | False | False | False | [14 empty] | False | False | False |  |  | Charlie Gould-Hocking | 05/08/2022 13:29:34 | Charlie Gould-Hocking | 05/08/2022 13:30:27 | 05/08/2022 13:30:29 | 15/10/2021 08:25:16 | False | False | NHS-eClass S3 | IVE | Ophthalmic accessories & Eye Protection |  |  |  | False
1114006 | EyeMax 2 Neonatal Phototherapy Mask - Premie | Occipital - Frontal Circumference: 26 - 32 cm. Pack of 20 | PK | PACK | 1 |  | 46 | 46 | GWH/NC/NC /NC/53 |  | 1150779 | 2 | 28 | 3 | 24.5 | 11 | 24.5 | 50 | 23.5 | 04/10/2021 | 31/12/2040 |  | 20.000000 |  |  | EyeMax | Maxtec | R300P02 |  | 817770021834 | 817770021834 |  |  | False |  |  | False | True | True | False |  |  |  |  | True |  |  |  |  | http://www.viamed.co.uk/uk/Uploads/eyeMax2preemie.gif |  | False | True | False | False | False | [14 empty] | False | False | False |  |  | Charlie Gould-Hocking | 05/08/2022 13:29:54 | Charlie Gould-Hocking | 05/08/2022 13:30:27 | 05/08/2022 13:30:29 | 15/10/2021 08:25:16 | False | False | NHS-eClass S3 | IVE | Ophthalmic accessories & Eye Protection |  |  |  | False
1114007 | EyeMax 2 Neonatal Phototherapy Mask - Micro | Occipital - Frontal Circumference: 20 - 26 cm. Pack of 20 | PK | PACK | 1 |  | 42 | 42 | GWH/NC/NC /NC/53 |  | 1150779 | 2 | 28 | 3 | 24.5 | 11 | 24.5 | 50 | 23.5 | 04/10/2021 | 31/12/2040 |  | 20.000000 |  |  | EyeMax | Maxtec | R300P03 |  | 817770021841 | 817770021841 |  |  | False |  |  | False | True | True | False |  |  |  |  | True |  |  |  |  | http://www.viamed.co.uk/uk/Uploads/eyeMax2micro.gif |  | False | True | False | False | False | [14 empty] | False | False | False |  |  | Charlie Gould-Hocking | 05/08/2022 13:30:18 | Charlie Gould-Hocking | 05/08/2022 13:30:27 | 05/08/2022 13:30:29 | 15/10/2021 08:25:16 | False | False | NHS-eClass S3 | IVE | Ophthalmic accessories & Eye Protection |  |  |  | False
2810006 | Paediatric OLED Finger Pulse Oximeter - Teddy Bear | Can be be used paediatric patients. Operates from 2x AAA batteries. | EA | EACH | 1 |  | 32 | 32 | GWH/NC/NC /NC/53 |  | 1150779 | 2 | 23 | 3 | 21.5 | 11 | 21 | 50 | 19.5 | 01/08/2022 | 30/06/2023 |  | 20.000000 |  |  | Choicemmed | Beijing Choice |  |  | 5051826003008 | 5051826003008 |  |  | False |  |  | False | True | True | False |  |  |  |  | True |  |  |  |  | http://www.viamed.co.uk/uk/Uploads/1A4872A68c3A.jpg |  | True | False | False | False | False | [14 empty] | False | False | False |  |  | Catrin Hollings | 16/08/2022 10:38:55 | Bill Gibbons | 05/09/2022 10:35:58 | 05/09/2022 10:36:19 | 01/07/2019 08:38:16 | False | False | NHS-eClass S3 | FJK | Pulse Oximeter & Associated products |  |  |  | False
2810007 | Paediatric OLED Finger Pulse Oximeter - Frog | Can be be used paediatric patients. Operates from 2x AAA batteries. | EA | EACH | 1 |  | 32 | 32 | GWH/NC/NC /NC/53 |  | 1150779 | 2 | 23 | 3 | 21.5 | 11 | 21 | 50 | 19.5 | 01/08/2022 | 30/06/2023 |  | 20.000000 |  |  | Choicemmed | Beijing Choice |  |  | 5051826003015 | 5051826003015 |  |  | False |  |  | False | True | True | False |  |  |  |  | True |  |  |  |  | http://www.viamed.co.uk/uk/Uploads/1A4873A2c0cA.jpg |  | True | False | False | False | False | [14 empty] | False | False | False |  |  | Catrin Hollings | 16/08/2022 10:38:55 | Bill Gibbons | 05/09/2022 10:35:58 | 05/09/2022 10:36:19 | 01/07/2019 08:38:16 | False | False | NHS-eClass S3 | FJK | Pulse Oximeter & Associated products |  |  |  | False
2810009 | Paediatric OLED Finger Pulse Oximeter - Blue | Can be be used paediatric patients. Operates from 2x AAA batteries. | EA | EACH | 1 |  | 32 | 32 | GWH/NC/NC /NC/53 |  | 1150779 | 2 | 32 | 3 | 29.75 | 11 | 28.5 | 50 | 27.5 | 01/08/2022 | 30/06/2023 |  | 20.000000 |  |  | Choicemmed | Beijing Choice |  |  | 5051826003039 | 5051826003039 |  |  | False |  |  | False | True | True | False |  |  |  |  | True |  |  |  |  | http://www.viamed.co.uk/uk/Uploads/1A5293Af3e8A.jpg |  | True | False | False | False | False | [14 empty] | False | False | False |  |  | Catrin Hollings | 16/08/2022 10:38:55 | Bill Gibbons | 05/09/2022 10:35:58 | 05/09/2022 10:36:19 | 01/07/2019 08:38:16 | False | False | NHS-eClass S3 | FJK | Pulse Oximeter & Associated products |  |  |  | False
2810011 | MD300-C2 (MD300-D) OLED Finger Pulse Oximeter | Operates from 2x AAA batteries. | EA | EACH | 1 |  | 27.5 | 27.5 | GWH/NC/NC /NC/53 |  | 1150779 | 2 | 5.4 | 3 | 3.85 | 11 | 3 | 50 | 2 | 01/08/2022 | 30/06/2023 |  | 20.000000 |  |  | Choicemmed | Beijing Choice |  |  | 5051826003053 | 5051826003053 |  |  | False |  |  | False | True | True | False |  |  |  |  | True |  |  |  |  | http://www.viamed.co.uk/uk/Uploads/1A5290A1f44A.jpg |  | True | False | False | False | False | [14 empty] | False | False | False |  |  | Catrin Hollings | 16/08/2022 10:38:55 | Bill Gibbons | 05/09/2022 10:35:58 | 05/09/2022 10:36:19 | 01/07/2019 08:38:16 | False | False | NHS-eClass S3 | FJK | Pulse Oximeter & Associated products |  |  |  | False
2810037 | MD300-C21C OLED Finger Pulse Oximeter | Clear, bright colour OLED display, Display can be viewed in 4 rotations, Adjustable brightness: 10 levels, Pleth waveform, displayed in 2 formats, Signal strength indicator, Easy to use; 1-button operation, Automatic power-off when finger removed., Suitable for paediatric and adult patients | EA | EACH | 1 |  | 27.5 | 27.5 | GWH/NC/NC /NC/53 |  | 1150779 | [8 empty] | 01/08/2022 | 30/06/2023 |  | 20.000000 |  |  | Choicemmed | Beijing Choice |  |  | 5051826015681 | 5051826015681 |  |  | False |  |  | False | True | True | False |  |  |  |  | True |  |  |  |  | http://www.viamed.co.uk/uk/Uploads/1A5289Aeea0A.jpg |  | True | False | False | False | False | [14 empty] | False | False | False |  |  | Catrin Hollings | 16/08/2022 10:38:55 | Bill Gibbons | 05/09/2022 10:35:58 | 05/09/2022 10:36:19 | 01/07/2019 08:38:16 | False | False | NHS-eClass S3 | FJK | Pulse Oximeter & Associated products |  |  |  | False
2810038 | MD300-C63 OLED Finger Pulse Oximeter | Clear, bright colour OLED display, Display can be viewed in 4 rotations, Adjustable brightness: 10 levels, Pleth waveform, displayed in 2 formats, Signal strength indicator, Easy to use; 1-button operation, Automatic power-off when finger removed., Suitable for paediatric and adult patients | EA | EACH | 1 |  | 35 | 35 | GWH/NC/NC /NC/53 |  | 1150779 | [8 empty] | 01/08/2022 | 30/06/2023 |  | 20.000000 |  |  | Choicemmed | Beijing Choice |  |  | 06942820460258 | 06942820460258 |  |  | False |  |  | False | True | True | False |  |  |  |  | True |  |  |  |  | http://www.viamed.co.uk/uk/Uploads/1A5292Ae096A.jpg |  | True | False | False | False | False | [14 empty] | False | False | False |  |  | Catrin Hollings | 16/08/2022 10:38:55 | Bill Gibbons | 05/09/2022 10:35:58 | 05/09/2022 10:36:19 | 01/07/2019 08:38:16 | False | False | NHS-eClass S3 | FJK | Pulse Oximeter & Associated products |  |  |  | False
2820011 | Silicone cover for MD300-C2 (MD300-D) - Blue | Protective silicone cover for use with MD300-C2 (MD300-D) OLED Finger Pulse Oximeter | EA | EACH | 1 |  | 9.95 | 9.95 | GWH/NC/NC /NC/53 |  | 1150779 | [8 empty] | 01/08/2022 | 30/06/2023 |  | 20.000000 |  |  | Choicemmed | Beijing Choice |  |  | 5051826015865 | 5051826015865 |  |  | False |  |  | False | True | True | False |  |  |  |  | True |  |  |  |  | http://www.viamed.co.uk/uk/Uploads/1A5295A4228A.jpg |  | True | False | False | False | False | [14 empty] | False | False | False |  |  | Catrin Hollings | 16/08/2022 10:38:55 | Bill Gibbons | 05/09/2022 10:35:58 | 05/09/2022 10:36:19 | 01/07/2019 08:38:16 | False | False | NHS-eClass S3 | FJK | Pulse Oximeter & Associated products |  |  |  | False
3210067 | Single Use Silicone Round Facemask - SIZE 0.5 | 44.4 mm (Height) x 32 mm (Inner Width) x 54 mm (Diameter), Connector Diameter 15 mm O.D., Single unit | EA | EACH | 1 |  | 3.25 | 3.25 | GWH/NC/NC /NC/53 |  | 1150779 | 2 | 19.75 | 3 | 18.8 | 11 | 17.9 |  |  | 01/08/2022 | 30/06/2023 |  | 20.000000 |  |  |  | Marshall Products |  |  | 5051826024867 | 5051826024867 |  |  | False |  |  | False | True | True | False |  |  |  |  | True |  |  |  |  | http://www.viamed.co.uk/uk/Uploads/1A5197Ae28aA.jpg |  | True | False | False | False | False | [14 empty] | False | False | False |  |  | Catrin Hollings | 16/08/2022 10:38:55 | Bill Gibbons | 05/09/2022 10:35:58 | 05/09/2022 10:36:19 | 01/07/2019 08:38:16 | False | False | NHS-eClass S3 | FEY | Resuscitation masks or accessories |  |  |  | False
3210070 | Single Use Silicone Round Facemask - SIZE 0 | 40 mm (Height) x 27.4 mm (Inner Width) x 48.6 mm (Diameter) - Connector Diameter 15 mm O.D., Single unit. | EA | EACH | 1 |  | 3.25 | 3.25 | GWH/NC/NC /NC/53 |  | 1150779 | 2 | 19.75 | 3 | 18.8 | 11 | 17.9 |  |  | 01/08/2022 | 30/06/2023 |  | 20.000000 |  |  |  | Marshall Products |  |  | 5051826016121 | 5051826016121 |  |  | False |  |  | False | True | True | False |  |  |  |  | True |  |  |  |  | http://www.viamed.co.uk/uk/Uploads/1A4591Ad050A.jpg |  | True | False | False | False | False | [14 empty] | False | False | False |  |  | Catrin Hollings | 16/08/2022 10:38:56 | Bill Gibbons | 05/09/2022 10:35:58 | 05/09/2022 10:36:19 | 01/07/2019 08:38:16 | False | False | NHS-eClass S3 | FEY | Resuscitation masks or accessories |  |  |  | False
3210071 | Single Use Silicone Round Facemask - SIZE 1 | 47.9 mm (Height) x 40.5 mm (Inner Width) x 60 mm (Diameter), Connector Diameter 15 mm O.D., Single unit. | EA | EACH | 1 |  | 3.25 | 3.25 | GWH/NC/NC /NC/53 |  | 1150779 | 2 | 19.75 | 3 | 18.8 | 11 | 17.9 |  |  | 01/08/2022 | 30/06/2023 |  | 20.000000 |  |  |  | Marshall Products |  |  | 5051826016138 | 5051826016138 |  |  | False |  |  | False | True | True | False |  |  |  |  | True |  |  |  |  | http://www.viamed.co.uk/uk/Uploads/1A4592A620fA.jpg |  | True | False | False | False | False | [14 empty] | False | False | False |  |  | Catrin Hollings | 16/08/2022 10:38:56 | Bill Gibbons | 05/09/2022 10:35:58 | 05/09/2022 10:36:19 | 01/07/2019 08:38:16 | False | False | NHS-eClass S3 | FEY | Resuscitation masks or accessories |  |  |  | False
3810030 | Posey SecureSleeve - Infant WHILST STOCKS LAST | Model 8168I – 8cm, length, 4 – 10cm limb circumference, Single Pack | EA | EACH | 1 |  | 21.6 | 21.6 | GWH/NC/NC /NC/53 |  | 1150779 | 2 | 26.05 | 3 | 24.95 | 11 | 23.85 |  |  | 01/08/2022 | 30/06/2023 |  | 20.000000 |  |  | Posey | Tidi Products | 8168I |  | 5051826016374 | 5051826016374 |  |  | False |  |  | False | True | True | False |  |  |  |  | True |  | True |  |  | http://www.viamed.co.uk/uk/Uploads/1A4982Acc32A.jpg |  | True | False | False | False | False | [14 empty] | False | False | False |  |  | Catrin Hollings | 16/08/2022 10:38:56 | Bill Gibbons | 05/09/2022 10:35:58 | 05/09/2022 10:36:19 | 01/07/2019 08:38:16 | False | False | NHS-eClass S3 | FVH | Tourniquets & Armboards |  |  |  | False
3810031 | Posey SecureSleeve - Infant (L) WHILST STOCKS LAST | 4 (11cm) length, 1 4 (4 – 10cm) limb circumference, Size 8168IL , Single Pack | EA | EACH | 1 |  | 21.6 | 21.6 | GWH/NC/NC /NC/53 |  | 1150779 | 2 | 23.2 | 3 | 22 | 11 | 20.75 |  |  | 01/08/2022 | 30/06/2023 |  | 20.000000 |  |  | Posey | Tidi Products | 8168IL |  | 5051826016381 | 5051826016381 |  |  | False |  |  | False | True | True | False |  |  |  |  | True |  | True |  |  | http://www.viamed.co.uk/uk/Uploads/1A4983A42abA.jpg |  | True | False | False | False | False | [14 empty] | False | False | False |  |  | Catrin Hollings | 16/08/2022 10:38:56 | Bill Gibbons | 05/09/2022 10:35:58 | 05/09/2022 10:36:19 | 01/07/2019 08:38:16 | False | False | NHS-eClass S3 | FVH | Tourniquets & Armboards |  |  |  | False
3810032 | Posey SecureSleeve - Paediatric WHILST STOCKS LAST | Model 8168P, 7” (18cm) length, 3 – 10”, (8 - 25cm) limb circumference | EA | EACH | 1 |  | 21.6 | 21.6 | GWH/NC/NC /NC/53 |  | 1150779 | 2 | 18.6 | 3 | 17.6 | 11 | 16.65 |  |  | 01/08/2022 | 30/06/2023 |  | 20.000000 |  |  | Posey | Tidi Products | 8168P |  | 5051826016398 | 5051826016398 |  |  | False |  |  | False | True | True | False |  |  |  |  | True |  | True |  |  | http://www.viamed.co.uk/uk/Uploads/1A4984Af1acA.jpg |  | True | False | False | False | False | [14 empty] | False | False | False |  |  | Catrin Hollings | 16/08/2022 10:38:56 | Bill Gibbons | 05/09/2022 10:35:58 | 05/09/2022 10:36:19 | 01/07/2019 08:38:16 | False | False | NHS-eClass S3 | FVH | Tourniquets & Armboards |  |  |  | False
3810033 | Posey SecureSleeve - Paediatric WHILST STOCKS LAST | Approximately for patients 2 - 7 years, 25cm length, 8 - 30cm limb circumference, Model 8168XS | EA | EACH | 1 |  | 28.25 | 28.25 | GWH/NC/NC /NC/53 |  | 1150779 | 2 | 21.85 | 3 | 21.3 | 11 | 19.8 |  |  | 01/08/2022 | 30/06/2023 |  | 20.000000 |  |  | Posey | Tidi Products | 8168XS |  | 5051826016404 | 5051826016404 |  |  | False |  |  | False | True | True | False |  |  |  |  | True |  | True |  |  | http://www.viamed.co.uk/uk/Uploads/1A4985Ac6ebA.jpg |  | True | False | False | False | False | [14 empty] | False | False | False |  |  | Catrin Hollings | 16/08/2022 10:38:56 | Bill Gibbons | 05/09/2022 10:35:58 | 05/09/2022 10:36:19 | 01/07/2019 08:38:16 | False | False | NHS-eClass S3 | FVH | Tourniquets & Armboards |  |  |  | False
3810034 | Posey Paediatric Soft Spint WHILST STOCKS LAST | Model 8170P, Approximately for patients 2 - 7 years, 20cm length, up to 17cm limb circumference | EA | EACH | 1 |  | 25.7 | 25.7 | GWH/NC/NC /NC/53 |  | 1150779 | 2 | 23.200000 | 3 | 22.000000 | 11 | 20.750000 |  |  | 01/08/2022 | 30/06/2023 |  | 20.000000 |  |  | Posey | Tidi Products | 8170P |  | 5051826016411 | 5051826016411 |  |  | False |  |  | False | True | True | False |  |  |  |  | True |  | True |  |  | http://www.viamed.co.uk/uk/Uploads/1A5165A05dfA.jpg |  | True | False | False | False | False | [14 empty] | False | False | False |  |  | Catrin Hollings | 16/08/2022 10:38:56 | Bill Gibbons | 05/09/2022 10:35:58 | 05/09/2022 10:36:19 | 01/07/2019 08:38:16 | False | False | NHS-eClass S3 | FVH | Tourniquets & Armboards |  |  |  | False
3810050 | Posey Elbow Splint - Infant (2 years) WHILST STOCKS LAST | Model 4642, 10cm (4) length, One pair per pack | PR | PAIR | 1 |  | 20.55 | 20.55 | GWH/NC/NC /NC/53 |  | 1150779 | 2 | 18.600000 | 3 | 17.600000 | 11 | 16.650000 |  |  | 04/10/2021 | 31/07/2022 |  | 20.000000 |  |  | Posey | Tidi Products | 4642 |  | 5051826016442 | 5051826016442 |  |  | False |  |  | False | True | True | False |  |  |  |  | True |  | True |  |  | http://www.viamed.co.uk/uk/Uploads/1A4987Aff9fA.jpg |  | True | False | False | False | False | [14 empty] | False | False | False |  |  | Bill Gibbons | 25/05/2022 08:25:35 | Bill Gibbons | 25/05/2022 08:28:39 | 25/05/2022 08:28:46 | 01/07/2019 08:38:16 | False | False | NHS-eClass S3 | FVH | Tourniquets & Armboards |  |  |  | False
3810051 | Posey Elbow Splint - Paediatric (2-7 yrs) WHILST STOCKS LAST | Model 4643, 17cm (6) length, One pair per pack | PR | PAIR | 1 |  | 23.9 | 23.9 | GWH/NC/NC /NC/53 |  | 1150779 | 2 | 21.850000 | 3 | 21.300000 | 11 | 19.800000 |  |  | 04/10/2021 | 31/07/2022 |  | 20.000000 |  |  | Posey | Tidi Products | 4643 |  | 5051826016459 | 5051826016459 |  |  | False |  |  | False | True | True | False |  |  |  |  | True |  | True |  |  | http://www.viamed.co.uk/uk/Uploads/1A4988A840dA.jpg |  | True | False | False | False | False | [14 empty] | False | False | False |  |  | Bill Gibbons | 25/05/2022 08:25:35 | Bill Gibbons | 25/05/2022 08:28:39 | 25/05/2022 08:28:46 | 01/07/2019 08:38:16 | False | False | NHS-eClass S3 | FVH | Tourniquets & Armboards |  |  |  | False
4710015 | AlcoTrue C Breathalyser WHILST STOCKS LAST | Professional Breathalyser for Personal UseIncludes: 25 mouthpieces4 x AA batteriesInstructions for UseSmall Soft Carry Case | EA | EACH | 1 |  | 240 | 240 | GWH/NC/NC /NC/53 |  | 1150779 | 10 | 210.000000 | [6 empty] | 01/08/2022 | 30/06/2023 |  | 20.000000 |  |  | AlcoTrue | Bluepoint Medical | 2040112001 |  | 5051826047347 | 5051826047347 |  |  | False |  |  | False | True | True | False |  |  |  |  | True |  |  |  |  | http://www.viamed.co.uk/uk/Uploads/1A7370Aaa05A.jpg |  | False | False | False | False | False | [14 empty] | False | False | False |  |  | Catrin Hollings | 16/08/2022 10:39:01 | Bill Gibbons | 05/09/2022 10:35:58 | 05/09/2022 10:36:19 | 01/07/2019 08:38:16 | False | False | NHS-eClass S3 | ZPN | NHS Healthcare Services - Drugs & Alcohol Abuse |  |  |  | False
C-885 | Sensor cable - for use with T7 WHILST STOCKS LAST |  | EA | EACH | 1 |  | 20 | 20 | GWH/NC/NC /NC/53 |  | 1150779 | [8 empty] | 01/08/2022 | 30/06/2023 |  | 20.000000 |  |  | Teledyne | Teledyne | C-885 |  | 5051826022160 | 5051826022160 |  |  | False |  |  | False | True | True | False |  |  |  |  | True | [6 empty] | True | False | False | False | False | [14 empty] | False | False | False |  |  | Catrin Hollings | 16/08/2022 10:39:02 | Bill Gibbons | 05/09/2022 10:35:58 | 05/09/2022 10:36:19 | 01/07/2019 08:38:16 | False | False | NHS-eClass S3 | FJA | Acute care monitoring units & related products |  |  |  | False