## DASHBOARD
Product Code (Alias) | ABS Supplier Code | Supplier | Description | Unit of Issue | Price Ex. VAT
0012165 | 1975 | VIAMED LTD | 0012165 VIAMED PULSE OXIMETER VM 2160 SMARTSAT | EACH | 445
0013110 | 1975 | VIAMED LTD | 0013110 CARRYING CASE FOR V1000 | EACH | 50
0014002 | 1975 | VIAMED LTD | 0014002 PULSE OXIMETRY FINGER SENSOR - NELLCOR DS-100A OXIMAX DIGIT X1 | EACH | 97.5
0014061 | 1975 | VIAMED LTD | 0014061 PULSE OXIMETRY EXTENSION CABLE - NELLCOR DEC-8 | EACH | 64.75
0014062 | 1975 | VIAMED LTD | 0014062 PULSE OXIMETRY SENSOR/EXTENSION CABLE - NELLCOR DOC-10 | EACH | 78.75
0014070 | 1975 | VIAMED LTD | DISCONTINUED 0014070 PULSE OXIMETRY SENSOR/EXTENSION CABLE - NELLCOR SCP-10 | EACH
0014072 | 1975 | VIAMED LTD | DISCONTINUED 0014072 PULSE OXIMETRY SENSOR/EXTENSION CABLE - NELLCOR OEM-10 | EACH
0014591 | 1975 | VIAMED LTD | 0014591 PULSE OXIMETRY SILICONE FINGER SENSOR - VIAMED - PAEDIATRIC - SCPA6500VM | EACH | 255
0014602 | 1975 | VIAMED LTD | 0014602 PULSE OXIMETRY FINGER SENSOR - NELLCOR COMPATIBLE - ADULT - SF4002 | EACH | 49.3
0014603 | 1975 | VIAMED LTD | 0014603 PULSE OXIMETRY FINGER SENSOR - HP/PHILIPS COMPATIBLE - ADULT - SF4006 | EACH | 96.05
0014604 | 1975 | VIAMED LTD | 0014604 PULSE OXIMETRY FINGER SENSOR - HP/PHILIPS COMPATIBLE - ADULT - SF4007 | EACH | 79.9
0014605 | 1975 | VIAMED LTD | 0014605 PULSE OXIMETRY FINGER SENSOR - DATEX COMPATIBLE - ADULT - SF4011 | EACH | 59.5
0014606 | 1975 | VIAMED LTD | 0014606 PULSE OXIMETRY FINGER SENSOR - DATEX COMPATIBLE - ADULT - SF4012 | EACH | 84.15
0014607 | 1975 | VIAMED LTD | 0014607 PULSE OXIMETRY FINGER SENSOR - OHMEDA COMPATIBLE - ADULT - SF4016 | EACH | 96.05
0014608 | 1975 | VIAMED LTD | 0014608 PULSE OXIMETRY FINGER SENSOR - OHMEDA COMPATIBLE - ADULT - SF4017 | EACH | 96.05
0014609 | 1975 | VIAMED LTD | 0014609 PULSE OXIMETRY FINGER SENSOR - BCI COMPATIBLE - ADULT - SF4021 | EACH | 67.15
0014611 | 1975 | VIAMED LTD | 0014611 PULSE OXIMETRY FINGER SENSOR - CSI COMPATIBLE - ADULT - SF4036 | EACH | 67.15
0014613 | 1975 | VIAMED LTD | 0014613 PULSE OXIMETRY FINGER SENSOR - NOVAMETRIX COMPATIBLE - ADULT - SF4041 | EACH | 113.05
0014617 | 1975 | VIAMED LTD | 0014617 PULSE OXIMETRY FINGER SENSOR - DATASCOPE COMPATIBLE - ADULT - SF4061 | EACH | 40.8
0014618 | 1975 | VIAMED LTD | 0014618 PULSE OXIMETRY FINGER SENSOR - DATASCOPE COMPATIBLE - ADULT - SF4062 | EACH | 84.15
0014621 | 1975 | VIAMED LTD | 0014621 PULSE OXIMETRY FINGER SENSOR - PALCO COMPATIBLE - ADULT - SF4076 | EACH | 113.05
0014625 | 1975 | VIAMED LTD | 0014625 PULSE OXIMETRY FINGER SENSOR - GE DATEX COMPATIBLE - ADULT - SF4013 | EACH | 96.05
0014650 | 1975 | VIAMED LTD | 0014650 PULSE OXIMETRY FINGER SENSOR - VIAMED - ADULT - SF6500 | EACH | 140.25
0014651 | 1975 | VIAMED LTD | 0014651 PULSE OXIMETRY SILICONE FINGER SENSOR - VIAMED SMARTSAT - ADULT | EACH | 153
0014701 | 1975 | VIAMED LTD | 0014701 PULSE OXIMETRY SILICONE FINGER SENSOR - NELLCOR COMPATIBLE - ADULT - SC4001 | EACH | 113.05
0014702 | 1975 | VIAMED LTD | 0014702 PULSE OXIMETRY SILICONE FINGER SENSOR - NELLCOR COMPATIBLE - ADULT - SC4002 | EACH | 121.55
0014703 | 1975 | VIAMED LTD | 0014703 PULSE OXIMETRY SILICONE FINGER SENSOR - HP/PHILIPS COMPATIBLE - ADULT - SC4006 | EACH | 128.35
0014705 | 1975 | VIAMED LTD | 0014705 PULSE OXIMETRY SILICONE FINGER SENSOR - DATEX COMPATIBLE - ADULT - SC4011 | EACH | 113.05
0014706 | 1975 | VIAMED LTD | 0014706 PULSE OXIMETRY SILICONE FINGER SENSOR - DATEX COMPATIBLE - ADULT - SC4012 | EACH | 144.5
0014707 | 1975 | VIAMED LTD | 0014707 PULSE OXIMETRY SILICONE FINGER SENSOR - OHMEDA COMPATIBLE - ADULT - SC4016 | EACH | 144.5
0014708 | 1975 | VIAMED LTD | 0014708 PULSE OXIMETRY SILICONE FINGER SENSOR - OHMEDA COMPATIBLE - ADULT - SC4017 | EACH | 128.35
0014709 | 1975 | VIAMED LTD | 0014709 PULSE OXIMETRY SILICONE FINGER SENSOR - BCI COMPATIBLE - ADULT - SC4021 | EACH | 113.05
0014712 | 1975 | VIAMED LTD | 0014712 PULSE OXIMETRY SILICONE FINGER SENSOR - CSI COMPATIBLE - ADULT - SC4037 | EACH | 144.5
0014713 | 1975 | VIAMED LTD | 0014713 PULSE OXIMETRY SILICONE FINGER SENSOR - NOVAMETRIX COMPATIBLE - ADULT - SC4041 | EACH | 144.5
0014714 | 1975 | VIAMED LTD | 0014714 PULSE OXIMETRY SILICONE FINGER SENSOR - NIHON KOHDEN COMPATIBLE - ADULT - SC4046 | EACH | 144.5
0014715 | 1975 | VIAMED LTD | 0014715 PULSE OXIMETRY SILICONE FINGER SENSOR - NIHON KOHDEN COMPATIBLE - ADULT - SC4047 | EACH | 144.5
0014721 | 1975 | VIAMED LTD | 0014721 PULSE OXIMETRY SILICONE FINGER SENSOR - PALCO COMPATIBLE - ADULT - SC4076 | EACH | 144.5
0014725 | 1975 | VIAMED LTD | 0014725 PULSE OXIMETRY SILICONE FINGER SENSOR - GE DATEX COMPATIBLE ADULT - SC4013 | EACH | 144.5
0014752 | 1975 | VIAMED LTD | 0014752 PULSE OXIMETRY SILICONE FINGER SENSOR | EACH | 189
0014753 | 1975 | VIAMED LTD | 0014753 PULSE OXIMETRY SILICONE FINGER SENSOR - VIAMED SMARTSAT - PAEDIATRIC | EACH | 189
0014761 | 1975 | VIAMED LTD | 0014761 PULSE OXIMETRY SILICONE FINGER SENSOR - NELLCOR COMPATIBLE - PAEDIATRIC - SCP4001 | EACH | 113.05
0014762 | 1975 | VIAMED LTD | 0014762 PULSE OXIMETRY SILICONE FINGER SENSOR - NELLCOR COMPATIBLE - PAEDIATRIC - SCP4002 | EACH | 121.55
0014763 | 1975 | VIAMED LTD | 0014763 PULSE OXIMETRY SILICONE FINGER SENSOR - HP/PHILIPS COMPATIBLE - PAEDIATRIC - SCP4006 | EACH | 128.35
0014764 | 1975 | VIAMED LTD | 0014764 PULSE OXIMETRY SILICONE FINGER SENSOR - HP/PHILIPS COMPATIBLE - PAEDIATRIC - SCP4007 | EACH | 113.05
0014766 | 1975 | VIAMED LTD | 0014766 PULSE OXIMETRY SILICONE FINGER SENSOR - DATEX COMPATIBLE - PAEDIATRIC - SCP4012 | EACH | 144.5
0014768 | 1975 | VIAMED LTD | 0014768 PULSE OXIMETRY SILICONE FINGER SENSOR - OHMEDA COMPATIBLE - PAEDIATRIC - SCP4017 | EACH | 128.35
0014769 | 1975 | VIAMED LTD | 0014769 PULSE OXIMETRY SILICONE FINGER SENSOR - BCI COMPATIBLE - PAEDIATRIC - SCP4021 | EACH | 113.05
0014770 | 1975 | VIAMED LTD | 0014770 PULSE OXIMETRY SILICONE FINGER SENSOR - NONIN COMPATIBLE - PAEDIATRIC - SCP4026 | EACH | 113.05
0014771 | 1975 | VIAMED LTD | 0014771 PULSE OXIMETRY SILICONE FINGER SENSOR - CSI COMPATIBLE - PAEDIATRIC - SCP4036 | EACH | 113.05
0014774 | 1975 | VIAMED LTD | 0014774 PULSE OXIMETRY SILICONE FINGER SENSOR - NIHON KOHDEN COMPATIBLE - PAEDIATRIC - SCP4046 | EACH | 144.5
0014775 | 1975 | VIAMED LTD | 0014775 PULSE OXIMETRY SILICONE FINGER SENSOR - NIHON KOHDEN COMPATIBLE - PAEDIATRIC - SCP4047 | EACH | 144.5
0014778 | 1975 | VIAMED LTD | 0014778 PULSE OXIMETRY SILICONE FINGER SENSOR - DATASCOPE COMPATIBLE - PAEDIATRIC - SCP4062 | EACH | 144.5
0014785 | 1975 | VIAMED LTD | 0014785 PULSE OXIMETRY SILICONE FINGER SENSOR - GE DATEX COMPATIBLE - PAEDIATRIC - SCP4013 | EACH | 144.5
0014802 | 1975 | VIAMED LTD | 0014802 PULSE OXIMETRY EAR SENSOR - HP/PHILIPS COMPATIBLE - EP4007 | EACH | 119
0014804 | 1975 | VIAMED LTD | 0014804 PULSE OXIMETRY EAR SENSOR - DATEX COMPATIBLE - EP4012 | EACH | 102
0014805 | 1975 | VIAMED LTD | 0014805 PULSE OXIMETRY EAR SENSOR - OHMEDA COMPATIBLE - EP4016 | EACH | 136
0014806 | 1975 | VIAMED LTD | 0014806 PULSE OXIMETRY EAR SENSOR - NIHON KOHDEN COMPATIBLE - EP4046 | EACH | 127.5
0014816 | 1975 | VIAMED LTD | 0014816 PULSE OXIMETRY EAR SENSOR - GE DATEX COMPATIBLE - EP4013 | EACH | 136
0014821 | 1975 | VIAMED LTD | 0014821 PULSE OXIMETRY WRAP SENSOR - NELLCOR COMPATIBLE - W4001 | EACH | 113.05
0014822 | 1975 | VIAMED LTD | 0014822 PULSE OXIMETRY WRAP SENSOR - NELLCOR COMPATIBLE - W4002 | EACH | 121.55
0014823 | 1975 | VIAMED LTD | 0014823 PULSE OXIMETRY WRAP SENSOR - HP/PHILIPS COMPATIBLE - W4006 | EACH | 128.35
0014824 | 1975 | VIAMED LTD | 0014824 PULSE OXIMETRY WRAP SENSOR - HP/PHILIPS COMPATIBLE - W4007 | EACH | 113.05
0014827 | 1975 | VIAMED LTD | DISCONTINUED 0014827 PULSE OXIMETRY WRAP SENSOR - DATEX COMPATIBLE - W4012 | EACH
0014828 | 1975 | VIAMED LTD | DISCONTINUED 0014828 PULSE OXIMETRY WRAP SENSOR - OHMEDA COMPATIBLE - W4016 | EACH
0014829 | 1975 | VIAMED LTD | 0014829 PULSE OXIMETRY WRAP SENSOR - OHMEDA COMPATIBLE - W4017 | EACH | 128.35
0014848 | 1975 | VIAMED LTD | 0014848 PULSE OXIMETRY WRAP SENSOR - GE DATEX COMPATIBLE - W4013 | EACH | 144.5
0014850 | 1975 | VIAMED LTD | 0014850 PULSE OXIMETRY EAR SENSOR - VIAMED SMARTSAT | EACH | 189
0014851 | 1975 | VIAMED LTD | 0014851 PULSE OXIMETRY WRAP SENSOR - VIAMED | EACH | 189
0014895 | 1975 | VIAMED LTD | 0014895 PULSE OXIMETRY EXTENSION CABLE - XT 6500 | EACH | 94.5
0014896 | 1975 | VIAMED LTD | 0014896 PULSE OXIMETRY EXTENSION CABLE - XT 6501 | EACH | 112.5
0014901 | 1975 | VIAMED LTD | SUPERSEDED BY 0014909 – 0014901 DISPOSABLE PULSE OXIMETRY SENSORS - NELLCOR COMPATIBLE - ADULT - MICRO FOAM - 1-AF | PACK OF 24 | 120
0014909 | 1975 | VIAMED LTD | 0014909 DISPOSABLE PULSE OXIMETRY SENSORS - NELLCOR COMPATIBLE - ADULT - PLASTER - 1-AP | PACK OF 24 | 120
0014910 | 1975 | VIAMED LTD | 0014910 DISPOSABLE PULSE OXIMETRY SENSORS - NELLCOR COMPATIBLE - PAEDIATRIC - PLASTER - 1-PP | PACK OF 24 | 120
0014911 | 1975 | VIAMED LTD | 0014911 DISPOSABLE PULSE OXIMETRY SENSORS - NELLCOR COMPATIBLE - INFANT - PLASTER - 1-IP | PACK OF 24 | 120
0014958 | 1975 | VIAMED LTD | DISCONTINUED 0014958 DISPOSABLE PULSE OXIMETRY SENSORS - BCI COMPATIBLE - PAEDIATRIC - PLASTER - 5-PP | PACK OF 24
0014959 | 1975 | VIAMED LTD | DISCONTINUED 0014959 DISPOSABLE PULSE OXIMETRY SENSORS - BCI COMPATIBLE - INFANT - PLASTER - 5-IP | PACK OF 24
0014982 | 1975 | VIAMED LTD | 0014982 DISPOSABLE PULSE OXIMETRY SENSORS - NONIN COMPATIBLE - PAEDIATRIC - PLASTER - 7-PP | PACK OF 24 | 124
0014983 | 1975 | VIAMED LTD | 0014983 DISPOSABLE PULSE OXIMETRY SENSORS - NONIN COMPATIBLE - INFANT - PLASTER - 7-IP | PACK OF 24 | 128
0014990 | 1975 | VIAMED LTD | SUPERSEDED BY 0015011 – 0014990 DISPOSABLE PULSE OXIMETRY SENSORS - VIAMED - PAEDIATRIC - TRANSPORE - 8-PT | PACK OF 24 | 230
0014996 | 1975 | VIAMED LTD | SUPERSEDED BY 0015013 – 0014996 DISPOSABLE PULSE OXIMETRY SENSORS - VIAMED - NEONATAL - PLASTER - 8-NP | PACK OF 24 | 250
0015010 | 1975 | VIAMED LTD | 0015010 PULSE OXIMETRY DISPOSABLE SENSORS - VIAMED SMARTSAT - PLASTER - ADULT | BOX OF 24 | 297
0015011 | 1975 | VIAMED LTD | 0015011 PULSE OXIMETRY DISPOSABLE SENSORS - VIAMED SMARTSAT - PLASTER - PAEDIATRIC | BOX OF 24 | 297
0015012 | 1975 | VIAMED LTD | 0015012 PULSE OXIMETRY DISPOSABLE SENSORS - VIAMED SMARTSAT - PLASTER - INFANT | BOX OF 24 | 306
0015013 | 1975 | VIAMED LTD | 0015013 PULSE OXIMETRY DISPOSABLE SENSORS - VIAMED SMARTSAT - PLASTER - NEONATAL | BOX OF 24 | 306
0019002 | 1975 | VIAMED LTD | 0019002 PULSE OXIMETRY EXTENSION CABLE - NELLCOR DEC-8 COMPATIBLE | EACH | 56
0021013 | 1975 | VIAMED LTD | 0021013 POSEY SENSOR WRAPS - MODEL: 6554 | BOX OF 12 | 15.8
0021014 | 1975 | VIAMED LTD | 0021014 POSEY SENSOR WRAPS - MODEL: 6554 | CASE OF 576 | 496.5
0022160 | 1975 | VIAMED LTD | 0022160 PROTECTION COVER FOR VIAMED VM-2160 - CLEAR | EACH | 15.3
0022171 | 1975 | VIAMED LTD | 0022171 UNIVERSAL MOUNTING PLATE WITH V MOUNT | EACH | 16.2
0022174 | 1975 | VIAMED LTD | 0022174 USB CABLE FOR USE WITH VIAMED VM-2160 | EACH | 5.53
0022175 | 1975 | VIAMED LTD | 0022175 LANYARD (BLUE) FOR USE WITH VIAMED PULSE OXIMETERS | EACH | 5.4
0022178 | 1975 | VIAMED LTD | 0022178 CARRYING CASE FOR VM-2160 | EACH | 50
0022190 | 1975 | VIAMED LTD | 0022190 PULSE OXIMETER SOFT CARRYING CASE (BLACK) | EACH | 4.5
0022191 | 1975 | VIAMED LTD | 0022191 PULSE OXIMETER SOFT CARRYING CASE (ORANGE) | EACH | 4.5
0022192 | 1975 | VIAMED LTD | 0022192 PULSE OXIMETER SOFT CARRYING CASE (GREEN) | EACH | 4.5
0022193 | 1975 | VIAMED LTD | 0022193 PULSE OXIMETER SOFT CARRYING CASE (BLUE) | EACH | 4.5
0025010 | 1975 | VIAMED LTD | 0025010 PULSE OXIMETRY EAR CLIP/LINGUAL CLIP (S) | EACH | 5
0100172 | 1975 | VIAMED LTD | 0100172 MOUNTING STAND FOR AX300 & MX300 | EACH | 20
0110014 | 1975 | VIAMED LTD | 0110014 VIAMED OXYGEN SENSOR R-15V | EACH | 42
0110017 | 1975 | VIAMED LTD | 0110017 TELEDYNE OXYGEN SENSOR R-17MED | EACH | 53
0110018 | 1975 | VIAMED LTD | 0110018 VIAMED OXYGEN SENSOR R-17V | EACH | 42
0110019 | 1975 | VIAMED LTD | 0110019 VIAMED OXYGEN SENSOR R-17VI | EACH | 42
0110020 | 1975 | VIAMED LTD | 0110020 VIAMED OXYGEN SENSOR R-22VI | EACH | 42
0110021 | 1975 | VIAMED LTD | 0110021 VIAMED OXYGEN SENSOR R-22MEDV | EACH | 42
0110022 | 1975 | VIAMED LTD | 0110022 TELEDYNE OXYGEN SENSOR R-22MED | EACH | 48
0110023 | 1975 | VIAMED LTD | 0110023 VIAMED OXYGEN SENSOR R-23V | EACH | 42
0110024 | 1975 | VIAMED LTD | 0110024 TELEDYNE OXYGEN SENSOR R-24MED | EACH | 53
0110026 | 1975 | VIAMED LTD | 0110026 TELEDYNE OXYGEN SENSOR R-26MED | EACH | 81.6
0110039 | 1975 | VIAMED LTD | 0110039 VIAMED OXYGEN SENSOR R-22VA | EACH | 42
0110040 | 1975 | VIAMED LTD | 0110040 VIAMED OXYGEN SENSOR R-30V (SINGLE UNIT) | EACH | 67
0110041 | 1975 | VIAMED LTD | 0110041 VIAMED OXYGEN SENSOR R-41V | EACH | 42
0110042 | 1975 | VIAMED LTD | 0110042 VIAMED OXYGEN SENSOR R-42V | EACH | 42
0110043 | 1975 | VIAMED LTD | 0110043 VIAMED OXYGEN SENSOR R-43V - PACK OF 2 SENSORS - MATCHED PAIR | PAIR OF 2 | 90
0110044 | 1975 | VIAMED LTD | 0110044 VIAMED OXYGEN SENSOR R-44V | EACH | 42
0110045 | 1975 | VIAMED LTD | 0110045 VIAMED OXYGEN SENSOR R-45V | EACH | 42
0110047 | 1975 | VIAMED LTD | 0110047 VIAMED OXYGEN SENSOR R-47V | EACH | 75
0110048 | 1975 | VIAMED LTD | SUPERSEDED BY 0110579 – 0110048 VIAMED OXYGEN SENSOR R-48V | EACH | 42
0110049 | 1975 | VIAMED LTD | 0110049 VIAMED OXYGEN SENSOR R-49V | EACH | 42
0110051 | 1975 | VIAMED LTD | 0110051 TELEDYNE OXYGEN SENSOR T-1 | EACH | 53
0110057 | 1975 | VIAMED LTD | 0110057 TELEDYNE OXYGEN SENSOR T-7 | EACH | 70.5
0110058 | 1975 | VIAMED LTD | 0110058 VIAMED OXYGEN SENSOR T-7V | EACH | 42
0110072 | 1975 | VIAMED LTD | 0110072 VIAMED OXYGEN SENSOR R-22VI | PAIR OF 2 | 80
0110073 | 1975 | VIAMED LTD | 0110073 VIAMED OXYGEN SENSOR R-22VA | PAIR OF 2 | 80
0110080 | 1975 | VIAMED LTD | DISCONTINUED 0110080 TELEDYNE OXYGEN SENSOR UFO 130-1 | EACH
0110081 | 1975 | VIAMED LTD | 0110081 TELEDYNE OXYGEN SENSOR UFO 130-2 | EACH | 167.1
0110401 | 1975 | VIAMED LTD | 0110401 MAXTEC OXYGEN SENSOR MAX-1 | EACH | 120.4
0110402 | 1975 | VIAMED LTD | 0110402 MAXTEC OXYGEN SENSOR MAX-2 | EACH | 144.8
0110403 | 1975 | VIAMED LTD | 0110403 MAXTEC OXYGEN SENSOR MAX-3 | EACH | 87.2
0110409 | 1975 | VIAMED LTD | 0110409 MAXTEC OXYGEN SENSOR MAX-9 | EACH | 103.7
0110410 | 1975 | VIAMED LTD | 0110410 MAXTEC OXYGEN SENSOR MAX-10 | EACH | 88.4
0110411 | 1975 | VIAMED LTD | 0110411 MAXTEC OXYGEN SENSOR MAX-11 | EACH | 120.4
0110412 | 1975 | VIAMED LTD | 0110412 MAXTEC OXYGEN SENSOR MAX-12 | EACH | 103.7
0110413 | 1975 | VIAMED LTD | 0110413 MAXTEC OXYGEN SENSOR MAX-13 | EACH | 103.7
0110414 | 1975 | VIAMED LTD | 0110414 MAXTEC OXYGEN SENSOR MAX-14 | EACH | 112.8
0110416 | 1975 | VIAMED LTD | 0110416 MAXTEC OXYGEN SENSOR MAX-16 | EACH | 87.2
0110417 | 1975 | VIAMED LTD | 0110417 MAXTEC OXYGEN SENSOR MAX-17 | EACH | 94
0110418 | 1975 | VIAMED LTD | 0110418 MAXTEC OXYGEN SENSOR MAX-18 | EACH | 96
0110419 | 1975 | VIAMED LTD | 0110419 MAXTEC OXYGEN SENSOR MAX-19 | EACH | 96
0110420 | 1975 | VIAMED LTD | 0110420 MAXTEC OXYGEN SENSOR MAX-14 (FLUKE VERSION) | EACH | 87.2
0110421 | 1975 | VIAMED LTD | 0110421 MAXTEC OXYGEN SENSOR MAX-16HT | EACH | 120.4
0110424 | 1975 | VIAMED LTD | 0110424 MAXTEC OXYGEN SENSOR MAX-12C | EACH | 103.7
0110425 | 1975 | VIAMED LTD | 0110425 MAXTEC OXYGEN SENSOR MAX-250 WITH `O` RING | EACH | 69
0110427 | 1975 | VIAMED LTD | 0110427 MAXTEC OXYGEN SENSOR MAX-250+ | EACH | 98.3
0110428 | 1975 | VIAMED LTD | 0110428 MAXTEC OXYGEN SENSOR MAX-250 | EACH | 69
0110429 | 1975 | VIAMED LTD | 0110429 MAXTEC OXYGEN SENSOR MAX-250E | EACH | 69
0110430 | 1975 | VIAMED LTD | 0110430 MAXTEC OXYGEN SENSOR MAX-250ESF | EACH | 69
0110431 | 1975 | VIAMED LTD | 0110431 MAXTEC OXYGEN SENSOR MAX-250A | EACH | 87.2
0110432 | 1975 | VIAMED LTD | 0110432 MAXTEC OXYGEN SENSOR MAX-250(B) | EACH | 66
0110433 | 1975 | VIAMED LTD | 0110433 MAXTEC OXYGEN SENSOR MAX-250K | EACH | 94.4
0110435 | 1975 | VIAMED LTD | 0110435 MAXTEC OXYGEN SENSOR MAX-250TM | EACH | 100.9
0110436 | 1975 | VIAMED LTD | 0110436 MAXTEC OXYGEN SENSOR MAX-250(B)-SLE - 2 POLE SOCKET | EACH | 69.5
0110437 | 1975 | VIAMED LTD | 0110437 MAXTEC OXYGEN SENSOR MAX-250(B)-SLE - 3 POLE SOCKET | EACH | 69.5
0110438 | 1975 | VIAMED LTD | 0110438 MAXTEC OXYGEN SENSOR MAX-47 | EACH | 103.7
0110439 | 1975 | VIAMED LTD | 0110439 MAXTEC OXYGEN SENSOR MAX-48 | EACH | 88.4
0110441 | 1975 | VIAMED LTD | 0110441 MAXTEC OXYGEN SENSOR MAX-11I | EACH | 136.3
0110444 | 1975 | VIAMED LTD | 0110444 MAXTEC OXYGEN SENSOR MAX-13-250 | EACH | 104.4
0110449 | 1975 | VIAMED LTD | 0110449 MAXTEC OXYGEN SENSOR MAX-43 | PACK OF 2 | 189.3
0110450 | 1975 | VIAMED LTD | 0110450 MAXTEC OXYGEN SENSOR MAX-50 | EACH | 112.8
0110451 | 1975 | VIAMED LTD | 0110451 MAXTEC OXYGEN SENSOR MAX-250K WITH PANDUIT | EACH | 161.5
0110452 | 1975 | VIAMED LTD | 0110452 MAXTEC OXYGEN SENSOR MAX-550E | EACH | 109.3
0110453 | 1975 | VIAMED LTD | 0110453 MAXTEC OXYGEN SENSOR MAX-250MS | EACH | 98.3
0110454 | 1975 | VIAMED LTD | 0110454 MAXTEC OXYGEN SENSOR MAX-500E WITH FLOW DIVERTER | EACH | 136.8
0110460 | 1975 | VIAMED LTD | 0110460 MAXTEC OXYGEN SENSOR MAX-7 | EACH | 112.8
0110461 | 1975 | VIAMED LTD | 0110461 MAXTEC OXYGEN SENSOR MAX-7L | EACH | 112.8
0110462 | 1975 | VIAMED LTD | 0110462 MAXTEC OXYGEN SENSOR MAX-12A | EACH | 103.7
0110463 | 1975 | VIAMED LTD | 0110463 MAXTEC OXYGEN SENSOR MAX-13C | EACH | 103.7
0110464 | 1975 | VIAMED LTD | 0110464 MAXTEC OXYGEN SENSOR MAX-23 | EACH | 120.4
0110465 | 1975 | VIAMED LTD | 0110465 MAXTEC OXYGEN SENSOR MAX-24 | EACH | 120.4
0110466 | 1975 | VIAMED LTD | 0110466 MAXTEC OXYGEN SENSOR MAX-25 | EACH | 120.4
0110467 | 1975 | VIAMED LTD | 0110467 MAXTEC LEAD-FREE OXYGEN SENSOR MAX-15LF | EACH | 222.5
0110524 | 1975 | VIAMED LTD | 0110524 MAXELL OXYGEN SENSOR KE-25 - UNTERMINATED | EACH | 60
0110525 | 1975 | VIAMED LTD | 0110525 MAXELL OXYGEN SENSOR KE-25 | EACH | 65
0110529 | 1975 | VIAMED LTD | 0110529 MAXELL OXYGEN SENSOR KE-25F1 - UNTERMINATED | EACH | 90
0110534 | 1975 | VIAMED LTD | 0110534 MAXELL OXYGEN SENSOR KE-25F3 - UNTERMINATED | EACH | 78
0110539 | 1975 | VIAMED LTD | 0110539 MAXELL OXYGEN SENSOR KE-25F4 - UNTERMINATED | EACH | 95
0110544 | 1975 | VIAMED LTD | 0110544 MAXELL OXYGEN SENSOR KE-50 - UNTERMINATED | EACH | 95
0110550 | 1975 | VIAMED LTD | 0110550 GS YUASA OXYGEN SENSOR SK-25F | EACH | 115
0110560 | 1975 | VIAMED LTD | 0110560 ENVITEC OXYGEN SENSOR OOM111 | EACH | 72
0110660 | 1975 | VIAMED LTD | 0110660 ENVITEC OXYGEN SENSOR OOI103 | EACH | 72
0110700 | 1975 | VIAMED LTD | 0110700 IT GAMBERT LEAD-FREE OXYGEN SENSOR MLF-03 | EACH | 96
0110701 | 1975 | VIAMED LTD | 0110701 IT GAMBERT LEAD-FREE OXYGEN SENSOR MLF-04 | EACH | 96
0110702 | 1975 | VIAMED LTD | 0110702 IT GAMBERT LEAD-FREE OXYGEN SENSOR MLF-12A | EACH | 96
0110703 | 1975 | VIAMED LTD | 0110703 IT GAMBERT LEAD-FREE OXYGEN SENSOR MLF-15 | EACH | 96
0110704 | 1975 | VIAMED LTD | 0110704 IT GAMBERT LEAD-FREE OXYGEN SENSOR MLF-16 | EACH | 96
0110705 | 1975 | VIAMED LTD | 0110705 IT GAMBERT LEAD-FREE OXYGEN SENSOR MLF-19 | EACH | 96
0110706 | 1975 | VIAMED LTD | 0110706 IT GAMBERT LEAD-FREE OXYGEN SENSOR MLF-43 | EACH | 110
0110707 | 1975 | VIAMED LTD | 0110707 IT GAMBERT LEAD-FREE OXYGEN SENSOR MLF-60HC | EACH | 96
0110708 | 1975 | VIAMED LTD | 0110708 IT GAMBERT LEAD-FREE OXYGEN SENSOR MLF-650 | EACH | 153
0110709 | 1975 | VIAMED LTD | 0110709 IT GAMBERT LEAD-FREE OXYGEN SENSOR MLF-350 | EACH | 218.5
0110710 | 1975 | VIAMED LTD | 0110710 IT GAMBERT LEAD-FREE OXYGEN SENSOR MLF-16D | EACH | 118.5
0110800 | 1975 | VIAMED LTD | 0110800 ENVITEC LEAD-FREE OXYGEN SENSOR OOMLF102 | EACH | 55
0110801 | 1975 | VIAMED LTD | 0110801 ENVITEC LEAD-FREE OXYGEN SENSOR OOMLF102-1 | EACH | 55
0110802 | 1975 | VIAMED LTD | 0110802 ENVITEC LEAD-FREE OXYGEN SENSOR OOMLF106 | EACH | 55
0110803 | 1975 | VIAMED LTD | 0110803 ENVITEC LEAD-FREE OXYGEN SENSOR OOMLF110 | EACH | 70
0110804 | 1975 | VIAMED LTD | 0110804 ENVITEC LEAD-FREE OXYGEN SENSOR OOMLF111 | EACH | 85
0110805 | 1975 | VIAMED LTD | 0110805 ENVITEC LEAD-FREE OXYGEN SENSOR OOMLF202 | EACH | 55
0110806 | 1975 | VIAMED LTD | 0110806 ENVITEC LEAD-FREE OXYGEN SENSOR OOMLF202-1 | EACH | 55
0110807 | 1975 | VIAMED LTD | 0110807 ENVITEC LEAD-FREE OXYGEN SENSOR OOMLF202-2 | EACH | 55
0110808 | 1975 | VIAMED LTD | 0110808 ENVITEC LEAD-FREE OXYGEN SENSOR OOMLF202-2S | EACH | 63
0110809 | 1975 | VIAMED LTD | 0110809 ENVITEC LEAD-FREE OXYGEN SENSOR OOMLF103 | EACH | 63
0110810 | 1975 | VIAMED LTD | 0110810 ENVITEC LEAD-FREE OXYGEN SENSOR OOMLF103-1 | EACH | 63
0111250 | 1975 | VIAMED LTD | 0111250 MAXTEC OXYGEN ANALYSER WITH INTEGRAL SENSOR - HANDI+ | EACH | 193
0111260 | 1975 | VIAMED LTD | 0111260 MAXTEC OXYGEN ANALYSER WITH INTERNAL SENSOR - MAXO2 A | EACH | 372
0111261 | 1975 | VIAMED LTD | 0111261 MAXTEC OXYGEN ANALYSER WITH EXTERNAL SENSOR - MAXO2 AE | EACH | 384
0111262 | 1975 | VIAMED LTD | SUPERSEDED BY 0111261 – 0111262 MAXTEC OXYGEN ANALYSER WITH EXTERNAL SENSOR - MAXO2 AE SHORT CABLE | EACH | 365
0111263 | 1975 | VIAMED LTD | 0111263 MAXTEC OXYGEN MONITOR - MAXO2 ME | EACH | 604
0111265 | 1975 | VIAMED LTD | 0111265 MAXTEC OXYGEN ANALYSER - ULTRAMAXO2 | EACH | 598
0111276 | 1975 | VIAMED LTD | 0111276 ENVITEC MYSIGN O OXYGEN MONITOR | EACH | 347
0111277 | 1975 | VIAMED LTD | 0111277 ENVITEC MYSIGN O OXYGEN MONITOR KIT | EACH | 394.85
0120092 | 1975 | VIAMED LTD | 0120092 OXYGEN SENSOR FLOW DIVERTER 15 MM - WHITE | EACH | 4
0120093 | 1975 | VIAMED LTD | 0120093 OXYGEN SENSOR FLOW DIVERTER 15 MM - CLEAR | PACK OF 10 | 27.85
0120095 | 1975 | VIAMED LTD | 0120095 OXYGEN SENSOR FLOW DIVERTER 15 MM | EACH | 8.5
0120099 | 1975 | VIAMED LTD | 0120099 OXYGEN SENSOR FLOW DIVERTER | EACH | 5
0120101 | 1975 | VIAMED LTD | 0120101 OXYGEN SENSOR ADAPTER CAP 22 MM ID - FEMALE | EACH | 3.5
0120102 | 1975 | VIAMED LTD | 0120102 OXYGEN SENSOR ADAPTER CAP 22 MM OD - MALE | EACH | 3.5
0120103 | 1975 | VIAMED LTD | 0120103 T ADAPTER 15 MM PAEDIATRIC CIRCUITS | EACH | 1.95
0120120 | 1975 | VIAMED LTD | 0120120 OXYGEN CONCENTRATOR ADAPTER | EACH | 10.3
0120124 | 1975 | VIAMED LTD | 0120124 CONNECTOR - 22MM - 6MM OXYGEN STEM | EACH | 0.85
0120125 | 1975 | VIAMED LTD | 0120125 CONNECTOR 22 MM ID - 22 MM ID | EACH | 1.25
0120126 | 1975 | VIAMED LTD | 0120126 CONNECTOR 15MM ID/22MM OD - 22MM OD | EACH | 1.3
0120127 | 1975 | VIAMED LTD | 0120127 CONNECTOR 15 MM ID/22 MM OD - 65 MM | EACH | 1.6
0120174 | 1975 | VIAMED LTD | 0120174 CONNECTOR - 22MM - 6MM OXYGEN STEM | BOX OF 50 | 42.5
0120399 | 1975 | VIAMED LTD | 0120399 T ADAPTER 22MM ID - 22MM OD | PACK OF 5 | 25
0121180 | 1975 | VIAMED LTD | 0121180 V WALL MOUNT | EACH | 13.9
0121181 | 1975 | VIAMED LTD | 0121181 V MOUNT POLE CLAMP - SMALL | EACH | 36.5
0121182 | 1975 | VIAMED LTD | 0121182 V MOUNT POLE CLAMP - LARGE | EACH | 39
0121184 | 1975 | VIAMED LTD | 0121184 V MOUNT RAIL CLAMP | EACH | 45.3
0121200 | 1975 | VIAMED LTD | 0121200 UNIVERSAL MOUNTING CLAMP | EACH | 41.7
0121203 | 1975 | VIAMED LTD | 0121203 AX/MX300 0-1V DC INTERFACE CABLE | EACH | 19.2
0121204 | 1975 | VIAMED LTD | 0121204 AX/MX300 RS232 INTERFACE CABLE | EACH | 29.45
0121205 | 1975 | VIAMED LTD | 0121205 CALIBRATION ASSEMBLY | EACH | 12.95
0121211 | 1975 | VIAMED LTD | 0121211 BATTERY DOOR FOR AX300 | EACH | 5
0121213 | 1975 | VIAMED LTD | 0121213 MOUNTING PLATE FOR AX300 & MX300 | EACH | 7.5
0121300 | 1975 | VIAMED LTD | 0121300 LANYARD FOR USE WITH MAXTEC MAXO2 | EACH | 2.5
0121301 | 1975 | VIAMED LTD | 0121301 BELT CLIP & PIN ASSEMBLY FOR USE WITH MAXTEC MAXO2 | EACH | 8.5
0121302 | 1975 | VIAMED LTD | 0121302 VMOUNT ASSEMBLY FOR USE WITH MAXTEC MAXO2 | EACH | 16.1
0121350 | 1975 | VIAMED LTD | 0121350 ENVITEC MYSIGN O OXYGEN SENSOR CABLE | EACH | 40.6
0121351 | 1975 | VIAMED LTD | 0121351 ENVITEC MYSIGN O CLAMP | EACH | 117.5
0121352 | 1975 | VIAMED LTD | 0121352 ENVITEC MYSIGN O MAINS POWER SUPPLY | EACH | 47.85
0121353 | 1975 | VIAMED LTD | 0121353 ENVITEC MYSIGN O USB DATA CABLE | EACH | 11.3
0131201 | 1975 | VIAMED LTD | 0131201 OXYGEN SENSOR CABLE BLACK FOR USE WITH AX300 MX300 | EACH | 30
0131202 | 1975 | VIAMED LTD | 0131202 OXYGEN SENSOR CABLE BLACK FOR USE WITH AX300 MX300 - VIAMED VERSION | EACH | 20
0131251 | 1975 | VIAMED LTD | 0131251 MONITOR CABLE KIT FOR USE WITH MAXTEC OM-25 OXYGEN MONITOR | EACH | 35.65
0131700 | 1975 | VIAMED LTD | 0131700 OXYGEN SENSOR CABLE BLACK | EACH | 36.1
0131701 | 1975 | VIAMED LTD | 0131701 MAXTEC MAXO2 ME KICK STAND | EACH | 0.9
0212009 | 1975 | VIAMED LTD | 0212009 TEMPERATURE PROBE - OESPHAGEAL/RECTAL - JACK PLUG - NEONATAL AUTOCLAVABLE | EACH | 73
0212010 | 1975 | VIAMED LTD | 0212010 TEMPERATURE PROBE - OESOPHAGEAL/RECTAL - JACK PLUG - PAEDIATRIC AUTOCLAVABLE | EACH | 59
0212011 | 1975 | VIAMED LTD | 0212011 TEMPERATURE PROBE - OESOPHAGEAL/RECTAL - JACK PLUG - ADULT AUTOCLAVABLE | EACH | 52
0212012 | 1975 | VIAMED LTD | 0212012 TEMPERATURE PROBE - OESOPHAGEAL/RECTAL - RIGHT ANGLED JACK PLUG - NEONATAL AUTOCLAVABLE | EACH | 73
0212013 | 1975 | VIAMED LTD | 0212013 TEMPERATURE PROBE - OESOPHAGEAL/RECTAL -RIGHT ANGLED JACK PLUG RIGHT - PAEDIATRIC AUTOCLAVABLE | EACH | 59
0212014 | 1975 | VIAMED LTD | 0212014 TEMPERATURE PROBE - OESOPHAGEAL/RECTAL - RIGHT ANGLED JACK PLUG - ADULT AUTOCLAVABLE | EACH | 52
0212015 | 1975 | VIAMED LTD | 0212015 TEMPERATURE PROBE - OESOPHAGEAL/RECTAL - SIEMENS - NEONATAL AUTOCLAVABLE | EACH | 73
0212016 | 1975 | VIAMED LTD | 0212016 TEMPERATURE PROBE - OESOPHAGEAL/RECTAL - SIEMENS - PAEDIATRIC AUTOCLAVABLE | EACH | 59
0212017 | 1975 | VIAMED LTD | 0212017 TEMPERATURE PROBE - OESOPHAGEAL/RECTAL - SIEMENS - ADULT AUTOCLAVABLE | EACH | 52
0212018 | 1975 | VIAMED LTD | 0212018 TEMPERATURE PROBE - OESOPHAGEAL/RECTAL - HEWLETT PACKARD - NEONATAL AUTOCLAVABLE | EACH | 73
0212019 | 1975 | VIAMED LTD | 0212019 TEMPERATURE PROBE - OESOPHAGEAL/RECTAL - HEWLETT PACKARD - PAEDIATRIC AUTOCLAVABLE | EACH | 59
0212020 | 1975 | VIAMED LTD | 0212020 TEMPERATURE PROBE - OESOPHAGEAL/RECTAL - HEWLETT PACKARD - ADULT AUTOCLAVABLE | EACH | 52
0212021 | 1975 | VIAMED LTD | 0212021 TEMPERATURE PROBE - SKIN CONTACT - JACK PLUG - NEONATAL AUTOCLAVABLE | EACH | 83
0212022 | 1975 | VIAMED LTD | 0212022 TEMPERATURE PROBE - SKIN CONTACT - JACK PLUG - PAEDIATRIC AUTOCLAVABLE | EACH | 69
0212023 | 1975 | VIAMED LTD | 0212023 TEMPERATURE PROBE - SKIN CONTACT - JACK PLUG - ADULT AUTOCLAVABLE | EACH | 62
0212024 | 1975 | VIAMED LTD | 0212024 TEMPERATURE PROBE - SKIN CONTACT - RIGHT ANGLED JACK PLUG RIGHT - NEONATAL AUTOCLAVABLE | EACH | 83
0212025 | 1975 | VIAMED LTD | 0212025 TEMPERATURE PROBE - SKIN CONTACT - RIGHT ANGLED JACK PLUG - PAEDIATRIC AUTOCLAVABLE | EACH | 69
0212026 | 1975 | VIAMED LTD | 0212026 TEMPERATURE PROBE - SKIN CONTACT - RIGHT ANGLED JACK PLUG - ADULT AUTOCLAVABLE | EACH | 62
0212027 | 1975 | VIAMED LTD | 0212027 TEMPERATURE PROBE - SKIN CONTACT - SIEMENS - NEONATAL AUTOCLAVABLE | EACH | 83
0212028 | 1975 | VIAMED LTD | 0212028 TEMPERATURE PROBE - SKIN CONTACT - SIEMENS - PAEDIATRIC AUTOCLAVABLE | EACH | 69
0212029 | 1975 | VIAMED LTD | 0212029 TEMPERATURE PROBE - SKIN CONTACT - SIEMENS - ADULT AUTOCLAVABLE | EACH | 62
0212030 | 1975 | VIAMED LTD | 0212030 TEMPERATURE PROBE - SKIN CONTACT - HEWLETT PACKARD - NEONATAL AUTOCLAVABLE | EACH | 83
0212031 | 1975 | VIAMED LTD | 0212031 TEMPERATURE PROBE - SKIN CONTACT - HEWLETT PACKARD - PAEDIATRIC AUTOCLAVABLE | EACH | 69
0212032 | 1975 | VIAMED LTD | 0212032 TEMPERATURE PROBE - SKIN CONTACT - HEWLETT PACKARD - ADULT AUTOCLAVABLE | EACH | 62
0310020 | 1975 | VIAMED LTD | 0310020 STORAGE BIN - SIZE 3 - BLUE | EACH | 2
0310105 | 1975 | VIAMED LTD | 0310105 FILTERS FOR USE WITH OXYLITRE LOW SUCTION CONTROLLER | PACK OF 30 | 73.5
0310110 | 1975 | VIAMED LTD | 0310110 FILTERS FOR USE WITH THERAPY EQUIPMENT 4725 LOW SUCTION CONTROLLER | PACK OF 10 | 22.5
0310112 | 1975 | VIAMED LTD | 0310112 LOW SUCTION CONTROLLER FILTERS - 7725 DIAMOND SERIES | PACK OF 10 | 39.27
0310200 | 1975 | VIAMED LTD | 0310200 LOW-FLOW BLENDER AIR & OXYGEN | EACH | 1
0310205 | 1975 | VIAMED LTD | 0310205 HIGH-FLOW AIR AND OXYGEN BLENDER | EACH | 1
0310211 | 1975 | VIAMED LTD | 0310211 BLENDERBUDDY 2 WITH DFB DUAL-SCALE 0-15 LPM FLOWMETER | EACH | 320
0310216 | 1975 | VIAMED LTD | 0310216 BLENDERBUDDY 2 WITH MAXO2 A OXYGEN ANALYSER | EACH | 549
0310225 | 1975 | VIAMED LTD | 0310225 MAXVENTURI (DISS) WITH POLE MOUNT | EACH | 995
0310226 | 1975 | VIAMED LTD | 0310226 MAXVENTURI (NIST) WITH POLE MOUNT | EACH | 995
0310227 | 1975 | VIAMED LTD | 0310227 MAXVENTURI (DISS) WITH LOCKING POLE MOUNT | EACH | 995
0310228 | 1975 | VIAMED LTD | 0310228 MAXVENTURI (NIST) WITH LOCKING POLE MOUNT | EACH | 995
0310246 | 1975 | VIAMED LTD | 0310246 MAXTEC DFB FLOW METER LOW FLOW 0-15 LPM | EACH | 175
0310271 | 1975 | VIAMED LTD | 0310271 MAXBLEND LITE (NIST) OXYGEN MONITOR | EACH | 880
0310289 | 1975 | VIAMED LTD | 0310289 MAXBLEND 2 (NIST) LOW FLOW BLENDER | EACH | 1
0310291 | 1975 | VIAMED LTD | 0310291 MAXBLEND 2 (NIST) LOW FLOW BLENDER | EACH | 1
0310300 | 1975 | VIAMED LTD | 0310300 RADIANT WARMER CERATHERM 600-3 WITHOUT MOUNTING BRACKET | EACH | 1
0310301 | 1975 | VIAMED LTD | 0310301 RADIANT WARMER CERATHERM 600-3 WITH FIXED WALL MOUNTING BRACKET | EACH | 1
0310302 | 1975 | VIAMED LTD | 0310302 RADIANT WARMER CERATHERM 600-3 WITH DOUBLE HINGED ARM AND WALL MOUNTING BRACKET | EACH | 2
0310303 | 1975 | VIAMED LTD | 0310303 RADIANT WARMER CERATHERM 600-3 WITH DOUBLE JOINTED ARM AND CEILING ANCHORAGE WITH HEIGHT ADJUSTMENT (SPRING LOADED ARM) | EACH | 3
0310304 | 1975 | VIAMED LTD | 0310304 RADIANT WARMER CERATHERM 600-3 ON MOBILE FLOOR STAND WITH HEIGHT ADJUSTMENT | EACH | 3
0310305 | 1975 | VIAMED LTD | 0310305 RADIANT WARMER CERATHERM 600-3 WITH DOUBLE JOINTED ARM AND WALL MOUNTING BRACKET WITH HEIGHT ADJUSTMENT (SPRING BALANCED ARM) | EACH | 2
0310311 | 1975 | VIAMED LTD | 0310311 FIXED WALL MOUNTING BRACKET | EACH | 270
0310312 | 1975 | VIAMED LTD | 0310312 DOUBLE JOINTED ARM AND WALL MOUNTING BRACKET | EACH | 1
0310313 | 1975 | VIAMED LTD | 0310313 DOUBLE JOINTED ARM AND CEILING ANCHORAGE, WITH HEIGHT ADJUSTMENT (SPRING LOADED ARM) | EACH | 2
0310314 | 1975 | VIAMED LTD | 0310314 MOBILE FLOOR STAND, WITH HEIGHT ADJUSTMENT | EACH | 1
0310315 | 1975 | VIAMED LTD | 0310315 DOUBLE JOINTED ARM AND WALL MOUNTING BRACKET, WITH HEIGHT ADJUSTMENT (SPRING BALANCE ARM) | EACH | 1
0320021 | 1975 | VIAMED LTD | 0320021 RESUSCITATION BED 14`` FLAT | EACH | 170
0320201 | 1975 | VIAMED LTD | 0320201 APGAR MOUNTING BRACKET - MEDIRAIL - REV2 | EACH | 47.25
0320213 | 1975 | VIAMED LTD | 0320213 BLENDER POLE MOUNT BRACKET | EACH | 59.4
0320214 | 1975 | VIAMED LTD | 0320214 BLENDER RAIL MOUNT BRACKET | EACH | 54
0320216 | 1975 | VIAMED LTD | 0320216 NIST HOSE WITH MKIV OXYGEN PROBE | EACH | 76.5
0320217 | 1975 | VIAMED LTD | 0320217 NIST HOSE WITH MKIV AIR PROBE | EACH | 76.5
0320400 | 1975 | VIAMED LTD | 0320400 MAXVENTURI MUFFLER | EACH | 22
0320450 | 1975 | VIAMED LTD | 0320450 BLENDER BRACKET - RAIL MOUNT | EACH | 98
0320452 | 1975 | VIAMED LTD | 0320452 BLENDER BRACKET - RAIL/POLE MOUNT | EACH | 78.9
0320454 | 1975 | VIAMED LTD | 0320454 BLENDER BRACKET - WALL MOUNT | EACH | 98
0320460 | 1975 | VIAMED LTD | 0320460 3-IN-1 TUBING ADAPTER | EACH | 30
0320461 | 1975 | VIAMED LTD | 0320461 3-IN-1 TUBING ADAPTER | PACK OF 5 | 120
0320462 | 1975 | VIAMED LTD | 0320462 3-IN-1 TUBING ADAPTER | PACK OF 50 | 1
0320463 | 1975 | VIAMED LTD | 0320463 2-IN-1 TUBING ADAPTER | EACH | 25
0320464 | 1975 | VIAMED LTD | 0320464 2-IN-1 TUBING ADAPTER | PACK OF 5 | 100
0320465 | 1975 | VIAMED LTD | 0320465 2-IN-1 TUBING ADAPTER | PACK OF 50 | 875
0320466 | 1975 | VIAMED LTD | 0320466 2-IN-1 MUFFLED TUBING ADAPTER | EACH | 30
0320467 | 1975 | VIAMED LTD | 0320467 2-IN-1 MUFFLED TUBING ADAPTER | PACK OF 20 | 540
0320468 | 1975 | VIAMED LTD | 0320468 2-IN-1 MUFFLED TUBING ADAPTER | PACK OF 50 | 1
0330033 | 1975 | VIAMED LTD | 0330033 3M SUCTION HOSE ASSEMBLY W/O RAIL CLAMP | EACH | 52.5
0330212 | 1975 | VIAMED LTD | 0330212 GAUGE SEAL | EACH | 2.2
0330213 | 1975 | VIAMED LTD | 0330213 O-RING THICK | EACH | 1
0330214 | 1975 | VIAMED LTD | 0330214 O-RING THIN | EACH | 1
0330400 | 1975 | VIAMED LTD | 0330400 MAXVENTURI INLET FILTER | EACH | 6.5
0332000 | 1975 | VIAMED LTD | 0332000 INSIPIRATION BLENDER - ANNUAL SERVICE KIT | EACH | 63.6
0332001 | 1975 | VIAMED LTD | 0332001 INSPIRATION BLENDER - OVERHAUL KIT | EACH | 182
1114005 | 1975 | VIAMED LTD | 1114005 EYEMAX 2 NEONATAL PHOTOTHERAPY MASK - REGULAR | PACK OF 20 | 55.3
1114006 | 1975 | VIAMED LTD | 1114006 EYEMAX 2 NEONATAL PHOTOTHERAPY MASK - PREMIE | PACK OF 20 | 55.3
1114007 | 1975 | VIAMED LTD | 1114007 EYEMAX 2 NEONATAL PHOTOTHERAPY MASK - MICRO | PACK OF 20 | 55.3
1410000 | 1975 | VIAMED LTD | 1410000 VIAMED FOETAL HEART SIMULATOR MODEL V1000 | EACH | 659
1420000 | 1975 | VIAMED LTD | 1420000 WALL MOUNT FOR FOETAL HEART SIMULATOR V1000 | EACH | 16
1420001 | 1975 | VIAMED LTD | 1420001 CASE PROTECTOR FOR FOETAL HEART SIMULATOR V1000 | EACH | 32
2010001 | 1975 | VIAMED LTD | DISCONTINUED 2010001 DRYMAX NEO 330MM 280MM - PACK OF 250 | BOX OF 250
2510005 | 1975 | VIAMED LTD | 2510005 MICROSTIM DB3 TESTER | EACH | 60
2520000 | 1975 | VIAMED LTD | 2520000 MICROSTIM DB3 - PATIENT LEAD - PRESS STUDS | PAIR OF 2 | 18
2520001 | 1975 | VIAMED LTD | 2520001 MICROSTIM DB3 - PATIENT LEAD - PRESS STUDS | PAIR OF 2 | 19
2520003 | 1975 | VIAMED LTD | 2520003 MICROSTIM DB3 - PATIENT LEAD - PINCH CLAMPS | PAIR OF 2 | 20
2550004 | 1975 | VIAMED LTD | 2550004 MICROSTIM DB3 - ELECTRODE | PACK OF 300 | 37.75
2810006 | 1975 | VIAMED LTD | 2810006 PAEDIATRIC OLED FINGER PULSE OXIMETER - TEDDY BEAR | EACH | 29.9
2810007 | 1975 | VIAMED LTD | 2810007 PAEDIATRIC OLED FINGER PULSE OXIMETER - FROG | EACH | 29.9
2810009 | 1975 | VIAMED LTD | 2810009 PAEDIATRIC OLED FINGER PULSE OXIMETER - BLUE | EACH | 29.9
2810011 | 1975 | VIAMED LTD | 2810011 MD300-C2 (MD300-D) OLED FINGER PULSE OXIMETER | EACH | 26.9
2810037 | 1975 | VIAMED LTD | DISCONTINUED 2810037 MD300-C21C OLED FINGER PULSE OXIMETER | EACH
2810038 | 1975 | VIAMED LTD | DISCONTINUED 2810038 MD300-C63 OLED FINGER PULSE OXIMETER | EACH
2810046 | 1975 | VIAMED LTD | 2810046 MD300-C15D LCD FINGER PULSE OXIMETER - GREEN | EACH | 19.8
2820011 | 1975 | VIAMED LTD | 2820011 SILICONE COVER FOR MD300-C2 (MD300-D) - BLUE | EACH | 4.5
3210011 | 1975 | VIAMED LTD | 3210011 NEOPEEP NEONATAL SINGLE PATIENT USE | EACH | 5
3210013 | 1975 | VIAMED LTD | 3210013 NEOPEEP NEONATAL SINGLE PATIENT USE - BLUE | BOX OF 20 | 94.5
3210023 | 1975 | VIAMED LTD | 3210023 NEOPEEP NEONATAL SINGLE PATIENT USE - BLUE | BOX OF 20 | 94.5
3210067 | 1975 | VIAMED LTD | 3210067 SINGLE USE SILICONE ROUND FACEMASK - SIZE 05 | EACH | 3.25
3210068 | 1975 | VIAMED LTD | 3210068 SINGLE USE SILICONE ROUND FACEMASK - SIZE 05 | PACK OF 20 | 65
3210069 | 1975 | VIAMED LTD | 3210069 SINGLE USE SILICONE ROUND FACEMASK - SIZE 05 | BOX OF 100 | 325
3210070 | 1975 | VIAMED LTD | 3210070 SINGLE USE SILICONE ROUND FACEMASK - SIZE 0 | EACH | 3.25
3210071 | 1975 | VIAMED LTD | 3210071 SINGLE USE SILICONE ROUND FACEMASK - SIZE 1 | EACH | 3.25
3210073 | 1975 | VIAMED LTD | 3210073 SINGLE USE SILICONE ROUND FACEMASK - SIZE 0 | PACK OF 20 | 65
3210074 | 1975 | VIAMED LTD | 3210074 SINGLE USE SILICONE ROUND FACEMASK - SIZE 1 | PACK OF 20 | 65
3210076 | 1975 | VIAMED LTD | 3210076 SINGLE USE SILICONE ROUND FACEMASK - SIZE 0 | BOX OF 100 | 325
3210077 | 1975 | VIAMED LTD | 3210077 SINGLE USE SILICONE ROUND FACEMASK - SIZE 1 | BOX OF 100 | 325
3810000 | 1975 | VIAMED LTD | 3810000 POSEY ID BRACELETS- NEWBORN | BOX OF 12 | 18.9
3810001 | 1975 | VIAMED LTD | DISCONTINUED 3810001 POSEY ID BRACELETS - PREMIE | BOX OF 12
3810010 | 1975 | VIAMED LTD | 3810010 POSEY IV ARMBOARD - INFANT | BOX OF 12 | 25.7
3810011 | 1975 | VIAMED LTD | 3810011 POSEY IV ARMBOARD - PAEDIATRIC | BOX OF 12 | 30.85
3810030 | 1975 | VIAMED LTD | 3810030 POSEY SECURESLEEVE - INFANT | EACH | 21.6
3810031 | 1975 | VIAMED LTD | 3810031 POSEY SECURESLEEVE - INFANT (L) | EACH | 21.6
3810032 | 1975 | VIAMED LTD | 3810032 POSEY SECURESLEEVE - PAEDIATRIC | EACH | 21.6
3810033 | 1975 | VIAMED LTD | 3810033 POSEY SECURESLEEVE - PAEDIATRIC | EACH | 28.25
3810034 | 1975 | VIAMED LTD | 3810034 POSEY PAEDIATRIC SOFT SPINT | EACH | 25.7
3810041 | 1975 | VIAMED LTD | 3810041 POSEY SECURESLEEVE - CLIPS | PACK OF 12 | 15.4
3810042 | 1975 | VIAMED LTD | 3810042 POSEY SECURESLEEVE - CLIPS (X-RAY) | PACK OF 12 | 15.4
3810050 | 1975 | VIAMED LTD | 3810050 POSEY ELBOW SPLINT - INFANT (2 YEARS) | PAIR OF 2 | 20.55
3810051 | 1975 | VIAMED LTD | 3810051 POSEY ELBOW SPLINT - PAEDIATRIC (2-7 YRS) | PAIR OF 2 | 23.9
3810060 | 1975 | VIAMED LTD | 3810060 POSEY FOAM TRACH TIES SMALL | BOX OF 12 | 24.9
3810061 | 1975 | VIAMED LTD | 3810061 POSEY FOAM TRACH TIES MEDIUM | BOX OF 12 | 24.9
3810062 | 1975 | VIAMED LTD | 3810062 POSEY FOAM TRACH TIES LARGE | BOX OF 12 | 24.9
3810063 | 1975 | VIAMED LTD | 3810063 POSEY FOAM TRACH TIES X-LARGE | BOX OF 12 | 23.65
3810070 | 1975 | VIAMED LTD | 3810070 POSEY SECURE TIES SMALL | BOX OF 12 | 37
3810071 | 1975 | VIAMED LTD | 3810071 POSEY SECURE TIES MEDIUM | BOX OF 12 | 37
3810072 | 1975 | VIAMED LTD | 3810072 POSEY SECURE TIES LARGE | BOX OF 12 | 37
3833132 | 1975 | VIAMED LTD | 3833-132 1 LITRE VACSAX CANISTER WITH V MOUNT | EACH | 10.3
4310001 | 1975 | VIAMED LTD | SUPERSEDED BY 4310007 – 4310001 SPIROTRUE FLOWSENSOR A | BOX OF 5 | 60
4310002 | 1975 | VIAMED LTD | 4310002 SPIROTRUE FLOWSENSOR A(PC) | BOX OF 5 | 136
4310003 | 1975 | VIAMED LTD | SUPERSEDED BY 4310009 – 34310003 SPIROTRUE FLOWSENSOR H | BOX OF 6 | 60
4420506 | 1975 | VIAMED LTD | 4420506 IRMA AX+ ANALYSER | EACH | 3
4420507 | 1975 | VIAMED LTD | 4420507 IRMA CO2 ANALYZER WITH LEMO CONNECTOR | EACH | 1
4420511 | 1975 | VIAMED LTD | 4420511 IRMA AIRWAY ADAPTER - ADULT/PAEDIATRIC | BOX OF 25 | 282
4420521 | 1975 | VIAMED LTD | 4420521 IRMA AIRWAY ADAPTER - INFANT | BOX OF 10 | 230
4420531 | 1975 | VIAMED LTD | 4420531 SIDESTREAM DISPOSABLE AIRWAY ADAPTER (ADULT/PAEDIATRIC) | BOX OF 25 | 50
4420590 | 1975 | VIAMED LTD | 4420590 RECHARGEABLE LI-POLY BATTERY | EACH | 33.15
4420594 | 1975 | VIAMED LTD | SUPERSEDED BY 4420598 – 4420594 POWER SUPPLY FOR USE WITH VIAMED CAPNOGRAPHS | EACH | 42.95
4420597 | 1975 | VIAMED LTD | 4420597 USB CABLE FOR USE WITH VIAMED VM-2500 | EACH | 5.53
4420598 | 1975 | VIAMED LTD | 4420598 POWER SUPPLY FOR VM-2500 SERIES CAPNOGRAPHS | EACH | 42.95
4420600 | 1975 | VIAMED LTD | 4420600 UNIVERSAL MOUNTING KIT REV 1 - FOR USE WITH VM-2500 | EACH | 16.1
4420601 | 1975 | VIAMED LTD | 4420601 UNIVERSAL MOUNTING KIT REV 2 | EACH | 16.1
4420610 | 1975 | VIAMED LTD | 4420610 SILICONE COVER - FOR USE WITH VM-2500 | EACH | 14.45
4420611 | 1975 | VIAMED LTD | 4420611 SILICONE PROTECTIVE COVER - FOR VIAMED VM-2500 SERIES CAPNOGRAPHS | EACH | 14.45
4420615 | 1975 | VIAMED LTD | 4420615 PROTECTIVE RUBBER BOOT FOR USE WITH VIAMED VM-2500 | EACH | 42.5
4420620 | 1975 | VIAMED LTD | 4420620 CARRYING CASE - FOR USE WITH VM-2500 SERIES | EACH | 51.5
4420621 | 1975 | VIAMED LTD | 4420621 CARRYING CASE WITH CLEAR FRONT VIEWING PANEL - FOR USE WITH VM-2500 | EACH | 51.5
4420628 | 1975 | VIAMED LTD | 4420628 CARRYING CASE (RED WITH A&E LOGO) - FOR USE WITH VM-2500 | EACH | 51.5
4420800 | 1975 | VIAMED LTD | 4420800 VERSASTREAM VIAMED CO2 SAMPLING LINE NASAL PRONG - ADULT - SHORT-TERM | BOX OF 25 | 140
4420801 | 1975 | VIAMED LTD | 4420801 VERSASTREAM VIAMED CO2 SAMPLING LINE - NASAL - ADULT - SHORT-TERM | BOX OF 25 | 200
4420802 | 1975 | VIAMED LTD | 4420802 VERSASTREAM VIAMED CO2 SAMPLING LINE - NASAL - PAEDIATRIC - SHORT-TERM | BOX OF 25 | 200
4420803 | 1975 | VIAMED LTD | DISCONTINUED – 4420803 VERSASTREAM VIAMED CO2 SAMPLING LINE - NASAL - INFANT - SHORT-TERM | BOX OF 25
4420804 | 1975 | VIAMED LTD | 4420804 VERSASTREAM VIAMED CO2/O2 SAMPLING LINE - NASAL - ADULT - SHORT-TERM | BOX OF 10 | 88
4420805 | 1975 | VIAMED LTD | 4420805 VERSASTREAM VIAMED CO2/O2 SAMPLING LINE - NASAL - PAEDIATRIC - SHORT-TERM | BOX OF 10 | 88
4420807 | 1975 | VIAMED LTD | 4420807 VERSASTREAM VIAMED CO2 SAMPLING LINE - NASAL - ADULT - LONG-TERM | BOX OF 25 | 240
4420808 | 1975 | VIAMED LTD | 4420808 VERSASTREAM VIAMED CO2 SAMPLING LINE - NASAL - PAEDIATRIC - LONG-TERM | BOX OF 25 | 240
4420810 | 1975 | VIAMED LTD | 4420810 VERSASTREAM VIAMED CO2/O2 SAMPLING LINE - NASAL - ADULT - LONG-TERM | BOX OF 10 | 104
4420811 | 1975 | VIAMED LTD | 4420811 VERSASTREAM VIAMED CO2/O2 SAMPLING LINE - NASAL - PAEDIATRIC - LONG-TERM | BOX OF 10 | 104
4420812 | 1975 | VIAMED LTD | 4420812 VERSASTREAM VIAMED CO2/O2 SAMPLING LINE - NASAL - INFANT - LONG-TERM | BOX OF 10 | 104
4420813 | 1975 | VIAMED LTD | 4420813 VERSASTREAM VIAMED CO2 SAMPLING LINE - ORAL/NASAL - ADULT - SHORT-TERM | BOX OF 25 | 200
4420814 | 1975 | VIAMED LTD | 4420814 VERSASTREAM VIAMED CO2 SAMPLING LINE - ORAL/NASAL - PAEDIATRIC - SHORT-TERM | BOX OF 25 | 200
4420815 | 1975 | VIAMED LTD | 4420815 VERSASTREAM VIAMED CO2/O2 SAMPLING LINE - ORAL/NASAL - ADULT - SHORT-TERM | BOX OF 10 | 88
4420816 | 1975 | VIAMED LTD | 4420816 VERSASTREAM VIAMED CO2/O2 SAMPLING LINE - ORAL/NASAL - PAEDIATRIC - SHORT-TERM | BOX OF 10 | 88
4420817 | 1975 | VIAMED LTD | 4420817 VERSASTREAM VIAMED CO2 SAMPLING LINE - ORAL/NASAL - ADULT - LONG-TERM | BOX OF 25 | 250
4420818 | 1975 | VIAMED LTD | 4420818 VERSASTREAM VIAMED CO2 SAMPLING LINE - ORAL/NASAL - PAEDIATRIC - LONG-TERM | BOX OF 25 | 250
4420819 | 1975 | VIAMED LTD | 4420819 VERSASTREAM VIAMED CO2/O2 SAMPLING LINE - ORAL/NASAL - ADULT - LONG-TERM | BOX OF 10 | 108
4420820 | 1975 | VIAMED LTD | 4420820 VERSASTREAM VIAMED CO2/O2 SAMPLING LINE - ORAL/NASAL - PAEDIATRIC - LONG-TERM | BOX OF 10 | 108
4420821 | 1975 | VIAMED LTD | 4420821 VERSASTREAM VIAMED CO2 SAMPLING LINE WITH AIRWAY ADAPTER - ADULT/PAEDIATRIC - SHORT-TERM | BOX OF 25 | 160
4420822 | 1975 | VIAMED LTD | 4420822 VERSASTREAM VIAMED CO2 SAMPLING LINE WITH AIRWAY ADAPTER - INFANT (ID < 40MM) - SHORT-TERM | BOX OF 25 | 180
4420823 | 1975 | VIAMED LTD | 4420823 VERSASTREAM VIAMED CO2 SAMPLING LINE WITH AIRWAY ADAPTER - ADULT/PAEDIATRIC - LONG-TERM | BOX OF 25 | 240
4420824 | 1975 | VIAMED LTD | 4420824 VERSASTREAM VIAMED CO2 SAMPLING LINE WITH AIRWAY ADAPTER - INFANT (ID < 40MM) - LONG-TERM | BOX OF 25 | 260
4420825 | 1975 | VIAMED LTD | 4420825 VERSASTREAM VIAMED CO2 SAMPLING LINE WITH LUER LOCK MALE CONNECTION | BOX OF 25 | 160
4420826 | 1975 | VIAMED LTD | 4420826 VERSASTREAM VIAMED CO2 SAMPLING LINE WITH LUER CONNECTOR - LONG-TERM | BOX OF 25 | 240
4420857 | 1975 | VIAMED LTD | 4420857 VERSASTREAM LUER LOCK MALE CO2 SAMPLING LINE - NASAL - ADULT - LONG-TERM | BOX OF 25 | 200
4420858 | 1975 | VIAMED LTD | 4420858 VERSASTREAM LUER LOCK MALE CO2 SAMPLING LINE - NASAL - PAEDIATRIC - LONG-TERM | BOX OF 25 | 200
4420860 | 1975 | VIAMED LTD | 4420860 VERSASTREAM LUER LOCK MALE CO2/O2 SAMPLING LINE - NASAL - ADULT - LONG-TERM | BOX OF 10 | 92
4420861 | 1975 | VIAMED LTD | 4420861 VERSASTREAM LUER LOCK MALE CO2/O2 SAMPLING LINE - NASAL - PAEDIATRIC - LONG-TERM | BOX OF 10 | 92
4420867 | 1975 | VIAMED LTD | 4420867 VERSASTREAM LUER LOCK MALE CO2 SAMPLING LINE - ORAL/NASAL - ADULT - LONG-TERM | BOX OF 25 | 220
4420868 | 1975 | VIAMED LTD | 4420868 VERSASTREAM LUER LOCK MALE CO2 SAMPLING LINE - ORAL/NASAL - PAEDIATRIC - LONG-TERM | BOX OF 25 | 220
4420869 | 1975 | VIAMED LTD | 4420869 VERSASTREAM LUER LOCK MALE CO2/O2 SAMPLING LINE - ORAL/NASAL - ADULT - LONG-TERM | BOX OF 10 | 100
4420870 | 1975 | VIAMED LTD | 4420870 VERSASTREAM LUER LOCK MALE CO2/O2 SAMPLING LINE - ORAL/NASAL - PAEDIATRIC - LONG-TERM | BOX OF 10 | 100
4420873 | 1975 | VIAMED LTD | 4420873 VERSASTREAM LUER LOCK MALE CO2 SAMPLING LINE - AIRWAY ADAPTER 22MM - ADULT/PAEDIATRIC - LONG-TERM | BOX OF 25 | 180
4420874 | 1975 | VIAMED LTD | 4420874 VERSASTREAM LUER LOCK MALE CO2 SAMPLING LINE - AIRWAY ADAPTER 15MM - INFANT (ID < 40MM) - LONG-TERM | BOX OF 25 | 220
4420876 | 1975 | VIAMED LTD | 4420876 VERSASTREAM LUER LOCK SAMPLING LINE - LUER LOCK TO LUER LOCK - LONG-TERM | BOX OF 25 | 192
4420900 | 1975 | VIAMED LTD | 4420900 VERSASTREAM ORIDION CO2 SAMPLING LINE NASAL PRONG - ADULT - SHORT-TERM | BOX OF 25 | 120
4420901 | 1975 | VIAMED LTD | 4420901 VERSASTREAM ORIDION CO2 SAMPLING LINE NASAL - ADULT - SHORT-TERM | BOX OF 25 | 180
4420902 | 1975 | VIAMED LTD | 4420902 VERSASTREAM ORIDION CO2 SAMPLING LINE NASAL - PAEDIATRIC - SHORT-TERM | BOX OF 25 | 180
4420904 | 1975 | VIAMED LTD | 4420904 VERSASTREAM ORIDION CO2/O2 SAMPLING LINE NASAL - ADULT - SHORT-TERM | BOX OF 10 | 68
4420905 | 1975 | VIAMED LTD | 4420905 VERSASTREAM ORIDION CO2/O2 SAMPLING LINE NASAL - PAEDIATRIC - SHORT-TERM | BOX OF 10 | 68
4420907 | 1975 | VIAMED LTD | 4420907 VERSASTREAM ORIDION CO2 SAMPLING LINE NASAL - ADULT - LONG-TERM | BOX OF 25 | 220
4420908 | 1975 | VIAMED LTD | 4420908 VERSASTREAM ORIDION CO2 SAMPLING LINE NASAL - PAEDIATRIC - LONG-TERM | BOX OF 25 | 220
4420910 | 1975 | VIAMED LTD | 4420910 VERSASTREAM ORIDION CO2/O2 SAMPLING LINE NASAL - ADULT - LONG-TERM | BOX OF 10 | 96
4420911 | 1975 | VIAMED LTD | 4420911 VERSASTREAM ORIDION CO2/O2 SAMPLING LINE NASAL - PAEDIATRIC - LONG-TERM | BOX OF 10 | 96
4420913 | 1975 | VIAMED LTD | 4420913 VERSASTREAM ORIDION CO2 SAMPLING LINE ORAL/NASAL - ADULT - SHORT-TERM | BOX OF 25 | 180
4420914 | 1975 | VIAMED LTD | 4420914 VERSASTREAM ORIDION CO2 SAMPLING LINE ORAL/NASAL - PAEDIATRIC - SHORT-TERM | BOX OF 25 | 180
4420915 | 1975 | VIAMED LTD | 4420915 VERSASTREAM ORIDION CO2/O2 SAMPLING LINE ORAL/NASAL - ADULT - SHORT-TERM | BOX OF 10 | 80
4420916 | 1975 | VIAMED LTD | 4420916 VERSASTREAM ORIDION CO2/O2 SAMPLING LINE ORAL/NASAL - PAEDIATRIC - SHORT-TERM | BOX OF 10 | 80
4420917 | 1975 | VIAMED LTD | 4420917 VERSASTREAM ORIDION CO2 SAMPLING LINE ORAL/NASAL - ADULT - LONG-TERM | BOX OF 25 | 233.33
4420918 | 1975 | VIAMED LTD | 4420918 VERSASTREAM ORIDION CO2 SAMPLING LINE ORAL/NASAL - PAEDIATRIC - LONG-TERM | BOX OF 25 | 233.33
4420919 | 1975 | VIAMED LTD | 4420919 VERSASTREAM ORIDION CO2/O2 SAMPLING LINE ORAL/NASAL - ADULT - LONG-TERM | BOX OF 10 | 100
4420920 | 1975 | VIAMED LTD | 4420920 VERSASTREAM ORIDION CO2/O2 SAMPLING LINE ORAL/NASAL - PAEDIATRIC - LONG-TERM | BOX OF 10 | 100
4420921 | 1975 | VIAMED LTD | 4420921 VERSASTREAM ORIDION CO2 AIRWAY ADAPTER SAMPLING LINE - ADULT/PAEDIATRIC - SHORT-TERM | BOX OF 25 | 140
4420922 | 1975 | VIAMED LTD | 4420922 VERSASTREAM ORIDION CO2 AIRWAY ADAPTER SAMPLING LINE - INFANT (ID < 40MM) - SHORT-TERM | BOX OF 25 | 160
4420923 | 1975 | VIAMED LTD | 4420923 VERSASTREAM ORIDION CO2 AIRWAY ADAPTER SAMPLING LINE - ADULT/PAEDIATRIC - LONG-TERM | BOX OF 25 | 220
4420924 | 1975 | VIAMED LTD | 4420924 VERSASTREAM ORIDION CO2 AIRWAY ADAPTER SAMPLING LINE - INFANT (ID < 40MM) - LONG-TERM | BOX OF 25 | 240
4420925 | 1975 | VIAMED LTD | 4420925 VERSASTREAM ORIDION CO2 AIRWAY ADAPTER SAMPLING LINE - ADULT/PAEDIATRIC - LONG-TERM (HIGH HUMIDITY) | BOX OF 25 | 320
4420926 | 1975 | VIAMED LTD | 4420926 VERSASTREAM ORIDION CO2 AIRWAY ADAPTER SAMPLING LINE - INFANT (ID < 40MM) - LONG-TERM (HIGH HUMIDITY) | BOX OF 25 | 340
4430603 | 1975 | VIAMED LTD | 4430603 UK PLUG ADAPTER FOR USE WITH THE CAPNOGRAPH RANGE | EACH | 5.53
4710010 | 1975 | VIAMED LTD | 4710010 ALCOTRUE M PROFESSIONAL BREATHALYSER | EACH | 575
4710011 | 1975 | VIAMED LTD | 4710011 ALCOTRUE P PROFESSIONAL BREATHALYSER | EACH | 485
4710015 | 1975 | VIAMED LTD | 4710015 ALCOTRUE C BREATHALYSER | EACH | 240
4710020 | 1975 | VIAMED LTD | 4710020 ALCOTRUE PRINTER SET - UK | EACH | 210
4710021 | 1975 | VIAMED LTD | 4710021 ALCOTRUE PRINTER SET - EU | EACH | 210
4710030 | 1975 | VIAMED LTD | 4710030 ALCOTRUE M PROFESSIONAL BREATHALYSER KIT - UK | EACH | 895
4710031 | 1975 | VIAMED LTD | 4710031 ALCOTRUE M PROFESSIONAL BREATHALYSER KIT - EU | EACH | 895
9910127 | 1975 | VIAMED LTD | 9910127 LANYARD - VIAMED SCREW THREAD | EACH | 2.75
9910340 | 1975 | VIAMED LTD | 9910-340 1 LITRE VACSAX STANDARD-BORE DISPOSABLE LINERS | BOX OF 25 | 48.25
0014601-A | 1975 | VIAMED LTD | 0014601 PULSE OXIMETRY FINGER SENSOR - NELLCOR COMPATIBLE - ADULT - SF4001 | EACH | 40.8
0110040-A | 1975 | VIAMED LTD | 0110040 VIAMED OXYGEN SENSOR R-30V (2 UNITS) | EACH | 63.65
0110040-B | 1975 | VIAMED LTD | 0110040 VIAMED OXYGEN SENSOR R-30V (3-10 UNITS) | EACH | 60.3
0110040-C | 1975 | VIAMED LTD | 0110040 VIAMED OXYGEN SENSOR R-30V (11+ UNITS) | EACH | 56.95
C885 | 1975 | VIAMED LTD | DISCONTINUED – C-885 SENSOR CABLE - FOR USE WITH T7 | EACH
0014610 | 1975 | VIAMED LTD | DISCONTINUED 0014610 SP O2 SENSOR | EACH
0100171 | 1975 | VIAMED LTD | 0100171 TELEDYNE MX300I FRONT AND REAR PANELS | EACH | 25
0131215 | 1975 | VIAMED LTD | 0131215 INPUT CONNECTOR FOR MX300 REV1 | EACH | 3
0330001 | 1975 | VIAMED LTD | 0330001 CERATHERM OUTER CASE SNSJ1515SJ | EACH | 97.1
0330203 | 1975 | VIAMED LTD | 0330203 PRESSURE GAUGE (-5 TO 60 CMWG) | EACH | 125
0330344 | 1975 | VIAMED LTD | 0330344 CASE MOUNTING SCREWS | PACK OF 6 | 6
2530012 | 1975 | VIAMED LTD | 2530012 CONTROL KNOB | EACH | 5
9910492 | 1975 | VIAMED LTD | 9910492 MAINS CABLE | EACH | 5
4310007 | 1975 | VIAMED LTD | 4310007 SPIROTRUE FLOWSENSOR A | BOX OF 5 | 110
4310009 | 1975 | VIAMED LTD | 4310009 SPIROTRUE FLOWSENSOR H | BOX OF 6 | 110

## Sheet2
(52) stock_ref | (109) GHX_description | (123) GHX_description_extend | (28) Price | (29) qb1 | (39) qb1sp | (30) qb2 | (40) qb2sp | (31) qb3 | (41) qb3sp | (32) qb4 | (42) qb4sp | (63) ean13 | (92) coshh | (93) electromedical | (91) latex | (94) environmentallyfriendly | (95) ethicallysourced | (76) nhs_eclass | (229) ghxuom | (230) ghxuomdesc | (262) GHX_QOM | (263) GHX_QOM_Description | (260) ghx_brand | (55) warranty_customer | (234) ghx_manname | (261) ghx_mancode | (126) packsize | (78) webimageurl | (96) whilestockslast | (265) ghx_gln_manufacturer | (264) ghx_gln_supplier | (53) tariff | (124) countryoforigin
0012165 | Viamed Pulse Oximeter VM 2160 SMARTsat. | Hand held model. Includes: Adult silicone sensor (alternative sensors available upon request), silicone case protector, PC (Windows) Software, USB cable, 3 x AA batteries. Language package version: Central Europe. | 445 | 0 | 0 | 0 | 0 | 0 | 0 | 0 | 0 | 5051826047736 | No |  | No | Yes | Yes | FJK | EA | EACH | 1 | 1 | Viamed | 24 | Bluepoint Medical | 12165 | 1 | http://www.viamed.co.uk/uk/Uploads/1A7650A9a32A.jpg |  |  |  | 90181990-00 | E.U. Germany
0013110 | Carrying Case for V1000 |  | 50 | 0 | 0 | 0 | 0 | 0 | 0 | 0 | 0 | 5051826004333 | Yes |  | No | Yes | Yes | FYZ | EA | EACH | 1 | 1 | V1000 | 12 | Viamed |  | 1 | http://www.viamed.co.uk/uk/Uploads/Carry case V1000 and VG900.gif | Yes |  |  | 90319000-00
0014002 | Pulse Oximetry Finger Sensor - Nellcor DS-100A Oximax Digit X1 | Patient weight range: >40 kg. Connector Type: 9 pin D type, purple connector, all 9 pins connected. Oximax. | 97.5 | 0 | 0 | 0 | 0 | 0 | 0 | 0 | 0 | 10884521129474 | No |  | No | Yes | Yes | FJK | EA | EACH | 1 | 1 | Viamed | 6 | Nellcor | DS-100A | 1 | http://www.viamed.co.uk/uk/Uploads/1A5189A9ab3A.jpg |  |  |  | 90181990-00 | E.U.
0014061 | Pulse Oximetry Extension Cable - Nellcor DEC-8 | Cable Length: 8ft - Connector Type: 9 pin D (f) - 9 pin D (m) | 64.75 | 0 | 0 | 0 | 0 | 0 | 0 | 0 | 0 | 5051826004388 | No |  | No | Yes | Yes | FJK | EA | EACH | 1 | 1 | Viamed | 12 | Nellcor | DEC-8 | 1 | http://www.viamed.co.uk/uk/Uploads/1A5192A9880A.jpg | Yes |  |  | 90181990-00
0014062 | Pulse Oximetry Sensor/Extension Cable - Nellcor DOC-10 | 3M style 14 way connector (purple) key way - off centre top left (widest side of connector). | 78.75 | 0 | 0 | 0 | 0 | 0 | 0 | 0 | 0 | 10884522042468 | No |  | No | Yes | Yes | FJK | EA | EACH | 1 | 1 | Viamed | 12 | Nellcor | DOC-10 | 1 | http://www.viamed.co.uk/uk/Uploads/1A5193A0157A.jpg | No |  |  | 90181990-00
0014591 | Pulse Oximetry Silicone Finger Sensor - Viamed - Paediatric - SCPA6500VM | For use with VM-2160 and VM-2500 - Cable Length: 1.2m - Autoclavable | 255 | 2 | 242.25 | 3 | 229.5 | 11 | 216.75 | 0 | 0 | 5051826004593 | No |  | No | Yes | Yes | FJK | EA | EACH | 1 | 1 | 4000 Series | 24 | Viamed | CPA6500VM | 1 | http://www.viamed.co.uk/uk/Uploads/1A4630Ace7cA.jpg |  |  |  | 9018199000 | E.U.
0014601 | Pulse Oximetry Finger Sensor - Nellcor Compatible - Adult - SF4001 | Cable Length: 0.90m - Connector Type: 9 pin D type, (7 pins loaded) | 40.8 | 2 | 38.76 | 3 | 36.72 | 11 | 34.68 | 0 | 0 | 5051826001226 | No |  | No | Yes | Yes | FJK | EA | EACH | 1 | 1 | 4000 Series | 24 | Viamed | SF4001 | 1 | http://www.viamed.co.uk/uk/Uploads/1A6720A37bfA.jpg |  |  |  | 9018199000 | E.U.
0014602 | Pulse Oximetry Finger Sensor - Nellcor Compatible - Adult - SF4002 | Cable Length: 2.0m - Connector Type: 9 pin D type, (7 pins loaded) | 49.3 | 2 | 46.84 | 3 | 44.37 | 11 | 41.91 | 0 | 0 | 5051826001233 | No |  | No | Yes | Yes | FJK | EA | EACH | 1 | 1 | 4000 Series | 24 | Viamed | SF4002 | 1 | http://www.viamed.co.uk/uk/Uploads/1A6721A77ddA.jpg |  |  |  | 9018199000 | E.U.
0014603 | Pulse Oximetry Finger Sensor - HP/Philips Compatible - Adult - SF4006 | Cable Length: 2.95m - Connector Type: Old circular 12 pin connector | 96.05 | 2 | 91.25 | 3 | 86.45 | 11 | 81.64 | 0 | 0 | 5051826004616 | No |  | No | Yes | Yes | FJK | EA | EACH | 1 | 1 | 4000 Series | 24 | Viamed | SF4006 | 1 | http://www.viamed.co.uk/uk/Uploads/1A6722Aed9aA.jpg |  |  |  | 9018199000 | E.U.
0014604 | Pulse Oximetry Finger Sensor - HP/Philips Compatible - Adult - SF4007 | Cable Length: 2.0m - Connector Type: Latest 8 pin connector (horse shoe type) | 79.9 | 2 | 75.91 | 3 | 71.91 | 11 | 67.92 | 0 | 0 | 5051826004623 | No |  | No | Yes | Yes | FJK | EA | EACH | 1 | 1 | 4000 Series | 24 | Viamed | SF4007 | 1 | http://www.viamed.co.uk/uk/Uploads/1A6723A5f08A.jpg |  |  |  | 9018199000 | E.U.
0014605 | Pulse Oximetry Finger Sensor - Datex Compatible - Adult - SF4011 | Cable Length: 0.9m - Connector Type: 9 pin D type, (9 pins loaded) | 59.5 | 2 | 56.33 | 3 | 53.55 | 11 | 50.58 | 0 | 0 | 5051826004630 | No |  | No | Yes | Yes | FJK | EA | EACH | 1 | 1 | 4000 Series | 24 | Viamed | SF4011 | 1 | http://www.viamed.co.uk/uk/Uploads/1A3531AecfcA.jpg |  |  |  | 9018199000 | E.U.
0014606 | Pulse Oximetry Finger Sensor - Datex Compatible - Adult - SF4012 | Cable Length: 2.95m - Connector Type: 10 pin circular Nicolet style | 84.15 | 2 | 79.94 | 3 | 75.74 | 11 | 71.53 | 0 | 0 | 5051826004647 | No |  | No | Yes | Yes | FJK | EA | EACH | 1 | 1 | 4000 Series | 24 | Viamed | SF4012 | 1 | http://www.viamed.co.uk/uk/Uploads/1A3532A3ff8A.jpg |  |  |  | 9018199000 | E.U.
0014607 | Pulse Oximetry Finger Sensor - Ohmeda Compatible - Adult - SF4016 | Cable Length: 2.95m - Connector Type: 9 pin Hypertronics/Hypertac (7 pins loaded) | 96.05 | 2 | 91.25 | 3 | 86.45 | 11 | 81.64 | 0 | 0 | 5051826004654 | No |  | No | Yes | Yes | FJK | EA | EACH | 1 | 1 | 4000 Series | 24 | Viamed | SF4016 | 1 | http://www.viamed.co.uk/uk/Uploads/1A3533Adda2A.jpg |  |  |  | 9018199000 | E.U.
0014608 | Pulse Oximetry Finger Sensor - Ohmeda Compatible - Adult - SF4017 | Cable Length: 1.0m - Connector Type: 9 pin Hypertronics/Hypertac (7 pins loaded) | 96.05 | 2 | 91.25 | 3 | 86.45 | 11 | 81.64 | 0 | 0 | 5051826004661 | No |  | No | Yes | Yes | FJK | EA | EACH | 1 | 1 | 4000 Series | 24 | Viamed | SF4017 | 1 | http://www.viamed.co.uk/uk/Uploads/1A3534A25daA.jpg |  |  |  | 9018199000 | E.U.
0014609 | Pulse Oximetry Finger Sensor - BCI Compatible - Adult - SF4021 | Cable Length: 1.2m - Connector Type: 9 pin D type (9 pins loaded) | 67.15 | 2 | 63.79 | 3 | 60.44 | 11 | 57.08 | 0 | 0 | 5051826003084 | No |  | No | Yes | Yes | FJK | EA | EACH | 1 | 1 | 4000 Series | 24 | Viamed | SF4021 | 1 | http://www.viamed.co.uk/uk/Uploads/1A4636Ad0bfA.jpg |  |  |  | 9018199000 | E.U.
0014611 | Pulse Oximetry Finger Sensor - CSI Compatible - Adult - SF4036 | Cable Length: 0.9m - Connector Type: 9 pin D type (6 pins loaded) Right Angled | 67.15 | 2 | 63.79 | 3 | 60.44 | 11 | 57.08 | 0 | 0 | 5051826004685 | No |  | No | Yes | Yes | FJK | EA | EACH | 1 | 1 | 4000 Series | 24 | Viamed | SF4036 | 1 | http://www.viamed.co.uk/uk/Uploads/1A4638A1a71A.jpg |  |  |  | 9018199000 | E.U.
0014613 | Pulse Oximetry Finger Sensor - Novametrix Compatible - Adult - SF4041 | Cable Length: 2.95m - Connector Type: 7 pin Hypertronics/Hypertac (6 pins loaded) | 113.05 | 2 | 107.4 | 3 | 101.75 | 11 | 96.09 | 0 | 0 | 5051826004708 | No |  | No | Yes | Yes | FJK | EA | EACH | 1 | 1 | 4000 Series | 24 | Viamed | SF4041 | 1 | http://www.viamed.co.uk/uk/Uploads/1A4640A0af3A.jpg |  |  |  | 9018199000
0014617 | Pulse Oximetry Finger Sensor - Datascope Compatible - Adult - SF4061 | Cable Length: 0.90m - Connector Type: 9 Pin D type | 40.8 | 2 | 38.76 | 3 | 36.72 | 11 | 34.68 | 0 | 0 | 5051826004715 | No |  | No | Yes | Yes | FJK | EA | EACH | 1 | 1 | 4000 Series | 24 | Viamed | SF4061 | 1 | http://www.viamed.co.uk/uk/Uploads/1A4643Ad21bA.jpg |  |  |  | 9018199000
0014618 | Pulse Oximetry Finger Sensor - Datascope Compatible - Adult - SF4062 | Cable Length: 2.95m - Connector Type: 8 pin DIN | 84.15 | 2 | 79.94 | 3 | 75.74 | 11 | 71.53 | 0 | 0 | 5051826004722 | No |  | No | Yes | Yes | FJK | EA | EACH | 1 | 1 | 4000 Series | 24 | Viamed | SF4062 | 1 | http://www.viamed.co.uk/uk/Uploads/1A4644A59bbA.jpg |  |  |  | 9018199000
0014621 | Pulse Oximetry Finger Sensor - Palco Compatible - Adult - SF4076 | Cable Length: 2.40m - Connector Type: Telephone style connector 6 pin plug | 113.05 | 2 | 107.4 | 3 | 101.75 | 11 | 96.09 | 0 | 0 | 5051826004739 | No |  | No | Yes | Yes | FJK | EA | EACH | 1 | 1 | 4000 Series | 24 | Viamed | SF4076 | 1 | http://www.viamed.co.uk/uk/Uploads/1A4647Ac6f5A.jpg |  |  |  | 9018199000
0014625 | Pulse Oximetry Finger Sensor - GE Datex Compatible - Adult - SF4013 | Cable Length: 2.95m - Connector Type: 11 pin rectangular, 2 key ways | 96.05 | 2 | 91.25 | 3 | 86.45 | 11 | 81.64 | 0 | 0 | 5051826004753 | No |  | No | Yes | Yes | FJK | EA | EACH | 1 | 1 | 4000 Series | 24 | Viamed | SF4013 | 1 | http://www.viamed.co.uk/uk/Uploads/1A4648A57b3A.jpg |  |  |  | 9018199000 | E.U.
0014650 | Pulse Oximetry Finger Sensor - Viamed - Adult - SF6500 | For use with VM-2160 and VM-2500. Cable Length: 1.2m | 140.25 | 2 | 133.24 | 3 | 126.23 | 11 | 119.21 | 0 | 0 | 5051826001240 | No |  | No | Yes | Yes | FJK | EA | EACH | 1 | 1 | 4000 Series | 24 | Viamed | SF6500 | 1 | http://www.viamed.co.uk/uk/Uploads/1A6724A5acdA.jpg | Yes |  |  | 9018199000 | Germany
0014651 | Pulse Oximetry Silicone Finger Sensor - Viamed SMARTsat - Adult | Model: SF7500VM<br />Cable Length: 1.2m | 153 |  | 0 |  | 0 |  | 0 |  | 0 | 5051826026335 | No |  | No | Yes | Yes | FJK | EA | EACH | 1 | 1 | Viamed | 24 | Bluepoint Medical | SF7500VM | 1 |  |  |  |  | 9018199000 | Germany
0014701 | Pulse Oximetry Silicone Finger Sensor - Nellcor Compatible - Adult - SC4001 | Cable Length: 0.9m - Connector Type: 9 pin D type (7 pins loaded) | 113.05 | 2 | 107.4 | 3 | 101.75 | 11 | 96.09 | 0 | 0 | 5051826001257 | No |  | No | Yes | Yes | FJK | EA | EACH | 1 | 1 | 4000 Series | 24 | Viamed | SC4001 | 1 | http://www.viamed.co.uk/uk/Uploads/1A2981A1b40A.jpg |  |  |  | 9018199000 | E.U.
0014702 | Pulse Oximetry Silicone Finger Sensor - Nellcor Compatible - Adult - SC4002 | Cable Length: 2.0m - Connector Type: 9 pin D type (7 pins loaded) | 121.55 | 2 | 115.47 | 3 | 109.4 | 11 | 103.32 | 0 | 0 | 5051826001264 | No |  | No | Yes | Yes | FJK | EA | EACH | 1 | 1 | 4000 Series | 24 | Viamed | SC4002 | 1 | http://www.viamed.co.uk/uk/Uploads/1A2984A4004A.jpg |  |  |  | 9018199000 | E.U.
0014703 | Pulse Oximetry Silicone Finger Sensor - HP/Philips Compatible -Adult - SC4006 | Cable Length: 2.95m - Connector Type: Original 12 pin connector | 128.35 | 2 | 121.93 | 3 | 115.52 | 11 | 109.1 | 0 | 0 | 5051826002797 | No |  | No | Yes | Yes | FJK | EA | EACH | 1 | 1 | 4000 Series | 24 | Viamed | SC4006 | 1 | http://www.viamed.co.uk/uk/Uploads/1A3002Ad26aA.jpg |  |  |  | 9018199000 | E.U.
0014705 | Pulse Oximetry Silicone Finger Sensor - Datex Compatible - Adult - SC4011 | Cable Length: 0.90 m - Connector Type: 9 pin D type, (9 pins loaded) | 113.05 | 2 | 107.4 | 3 | 101.75 | 11 | 96.09 | 0 | 0 | 5051826002810 | No |  | No | Yes | Yes | FJK | EA | EACH | 1 | 1 | 4000 Series | 24 | Viamed | SC4011 | 1 | http://www.viamed.co.uk/uk/Uploads/1A3216A81f7A.jpg |  |  |  | 9018199000 | E.U.
0014706 | Pulse Oximetry Silicone Finger Sensor - Datex Compatible - Adult - SC4012 | Cable Length: 2.95 m - Connector Type: 10 pin circular Nicolet style | 144.5 | 2 | 137.28 | 3 | 130.05 | 11 | 122.83 | 0 | 0 | 5051826002827 | No |  | No | Yes | Yes | FJK | EA | EACH | 1 | 1 | 4000 Series | 24 | Viamed | SC4012 | 1 | http://www.viamed.co.uk/uk/Uploads/1A3222Ac6a7A.jpg |  |  |  | 9018199000 | E.U.
0014707 | Pulse Oximetry Silicone Finger Sensor - Ohmeda Compatible - Adult - SC4016 | Cable Length: 2.95 m - Connector Type: 9 pin Hypertronics/Hypertac (7 pins loaded) | 144.5 | 2 | 137.28 | 3 | 130.05 | 11 | 122.83 | 0 | 0 | 5051826002834 | No |  | No | Yes | Yes | FJK | EA | EACH | 1 | 1 | 4000 Series | 24 | Viamed | SC4016 | 1 | http://www.viamed.co.uk/uk/Uploads/1A3223A8dadA.jpg |  |  |  | 9018199000
0014708 | Pulse Oximetry Silicone Finger Sensor - Ohmeda Compatible - Adult - SC4017 | Cable Length: 1.00 m - Connector Type: 9 pin Hypertronics/Hypertac (7 pins loaded) | 128.35 | 2 | 121.93 | 3 | 115.52 | 11 | 109.1 | 0 | 0 | 5051826002841 | No |  | No | Yes | Yes | FJK | EA | EACH | 1 | 1 | 4000 Series | 24 | Viamed | SC4017 | 1 | http://www.viamed.co.uk/uk/Uploads/1A3226A96eeA.jpg |  |  |  | 9018199000 | E.U.
0014709 | Pulse Oximetry Silicone Finger Sensor - BCI Compatible - Adult - SC4021 | Cable Length: 1.20 m - Connector Type: 9 pin D type (9 pins loaded) | 113.05 | 2 | 107.4 | 3 | 101.75 | 11 | 96.09 | 0 | 0 | 5051826004777 | No |  | No | Yes | Yes | FJK | EA | EACH | 1 | 1 | 4000 Series | 24 | Viamed | SC4021 | 1 | http://www.viamed.co.uk/uk/Uploads/1A4249Ab0e1A.jpg |  |  |  | 9018199000 | E.U.
0014712 | Pulse Oximetry Silicone Finger Sensor - CSI Compatible - Adult - SC4037 | Cable Length: 2.95 m - Connector Type: 9 pin D type (6 pins loaded) | 144.5 | 2 | 137.28 | 3 | 130.05 | 11 | 122.83 | 0 | 0 | 5051826004807 | No |  | No | Yes | Yes | FJK | EA | EACH | 1 | 1 | 4000 Series | 24 | Viamed | SC4037 | 1 | http://www.viamed.co.uk/uk/Uploads/1A4252Aac0dA.jpg |  |  |  | 9018199000
0014713 | Pulse Oximetry Silicone Finger Sensor - Novametrix Compatible - Adult - SC4041 | Cable Length: 2.95 m - Connector Type: 7 pin Hypertronics/Hypertac (6 pins loaded) | 144.5 | 2 | 137.28 | 3 | 130.05 | 11 | 122.83 | 0 | 0 | 5051826004814 | No |  | No | Yes | Yes | FJK | EA | EACH | 1 | 1 | 4000 Series | 24 | Viamed | SC4041 | 1 | http://www.viamed.co.uk/uk/Uploads/1A4253Af787A.jpg |  |  |  | 9018199000 | E.U.
0014714 | Pulse Oximetry Silicone Finger Sensor - Nihon Kohden Compatible - Adult - SC4046 | Cable Length: 2.95 m - Connector Type: Circular | 144.5 | 2 | 137.28 | 3 | 130.05 | 11 | 122.83 | 0 | 0 | 5051826002858 | No |  | No | Yes | Yes | FJK | EA | EACH | 1 | 1 | 4000 Series | 24 | Viamed | SC4046 | 1 | http://www.viamed.co.uk/uk/Uploads/1A4271A735dA.jpg |  |  |  | 9018199000 | E.U.
0014715 | Pulse Oximetry Silicone Finger Sensor - Nihon Kohden Compatible - Adult - SC4047 | Cable Length: 1.60 m - Connector Type: Large format 9 pin D type | 144.5 | 2 | 137.28 | 3 | 130.05 | 11 | 122.83 | 0 | 0 | 5051826002636 | No |  | No | Yes | Yes | FJK | EA | EACH | 1 | 1 | 4000 Series | 24 | Viamed | SC4047 | 1 | http://www.viamed.co.uk/uk/Uploads/1A4272A7673A.jpg |  |  |  | 9018199000 | E.U.
0014721 | Pulse Oximetry Silicone Finger Sensor - Palco Compatible - Adult - SC4076 | Cable Length: 2.40 m - Connector Type: Telephone style connector 6 pin plug | 144.5 | 2 | 137.28 | 3 | 130.05 | 11 | 122.83 | 0 | 0 | 5051826004821 | No |  | No | Yes | Yes | FJK | EA | EACH | 1 | 1 | 4000 Series | 24 | Viamed | SC4076 | 1 | http://www.viamed.co.uk/uk/Uploads/1A4265A50b1A.jpg |  |  |  | 9018199000 | E.U.
0014725 | Pulse Oximetry Silicone Finger Sensor - GE Datex Compatible Adult - SC4013 | Cable Length: 2.95 m - Connector Type: 11 pin rectangular, 2 key ways | 144.5 | 2 | 137.28 | 3 | 130.05 | 11 | 122.83 | 0 | 0 | 5051826004852 | No |  | No | Yes | Yes | FJK | EA | EACH | 1 | 1 | 4000 Series | 24 | Viamed | SC4013 | 1 | http://www.viamed.co.uk/uk/Uploads/1A4260Ae02bA.jpg |  |  |  | 9018199000 | E.U.
0014752 | Pulse Oximetry Silicone Finger Sensor Viamed SMARTsat Adult - SC7500VM | Viamed SMARTsat - Adult SC7500VM<br />Cable Length: 1.2m | 189 |  | 0 |  | 0 |  | 0 |  | 0 | 5051826026359 | No |  | No | Yes | Yes | FJK | EA | EACH | 1 | 1 | Viamed | 24 | Bluepoint Medical | SCP7500VM | 1 |  |  |  |  | 90181990-00 | E.U. Germany
0014753 | Pulse Oximetry Silicone Finger Sensor - Viamed SMARTsat - Paediatric | Model: SCP7500VM<br />Cable Length: 1.2m | 189 |  | 0 |  | 0 |  | 0 |  | 0 | 5051826026366 | No |  | No | Yes | Yes | FJK | EA | EACH | 1 | 1 | Viamed | 24 | Bluepoint Medical | SCP7500VM | 1 |  |  |  |  | 9018199000 | Germany
0014761 | Pulse Oximetry Silicone Finger Sensor - Nellcor Compatible - Paediatric - SCP4001 | Cable Length: 0.9m - Connector Type: 9 pin D type (7 pins loaded) | 113.05 | 2 | 107.4 | 3 | 101.75 | 11 | 96.09 | 0 | 0 | 5051826002865 | No |  | No | Yes | Yes | FJK | EA | EACH | 1 | 1 | 4000 Series | 24 | Viamed | SCP4001 | 1 | http://www.viamed.co.uk/uk/Uploads/1A4853A688bA.jpg |  |  |  | 9018199000 | E.U.
0014762 | Pulse Oximetry Silicone Finger Sensor - Nellcor Compatible - Paediatric - SCP4002 | Cable Length: 2.0m - Connector Type: 9 pin D type (7 pins loaded) | 121.55 | 2 | 115.47 | 3 | 109.4 | 11 | 103.32 | 0 | 0 | 5051826002872 | No |  | No | Yes | Yes | FJK | EA | EACH | 1 | 1 | 4000 Series | 24 | Viamed | SCP4002 | 1 | http://www.viamed.co.uk/uk/Uploads/1A4859A78c9A.jpg |  |  |  | 9018199000 | E.U.
0014763 | Pulse Oximetry Silicone Finger Sensor - HP/Philips Compatible - Paediatric - SCP4006 | Cable Length: 2.95 m - Connector Type: Original 12 pin connector. | 128.35 | 2 | 121.93 | 3 | 115.52 | 11 | 109.1 | 0 | 0 | 5051826002889 | No |  | No | Yes | Yes | FJK | EA | EACH | 1 | 1 | 4000 Series | 24 | Viamed | SCP4006 | 1 | http://www.viamed.co.uk/uk/Uploads/1A4858A34d6A.jpg |  |  |  | 9018199000 | E.U.
0014764 | Pulse Oximetry Silicone Finger Sensor - HP/Philips Compatible - Paediatric - SCP4007 | Cable Length: 2.00 m - Connector Type: Latest 8 pin connector. | 113.05 | 2 | 107.4 | 3 | 101.75 | 11 | 96.09 | 0 | 0 | 5051826002896 | No |  | No | Yes | Yes | FJK | EA | EACH | 1 | 1 | 4000 Series | 24 | Viamed | SCP4007 | 1 | http://www.viamed.co.uk/uk/Uploads/1A4850A7c7dA.jpg |  |  |  | 9018199000 | E.U.
0014766 | Pulse Oximetry Silicone Finger Sensor - Datex Compatible - Paediatric - SCP4012 | Cable Length: 2.95 m - Connector Type: 10 pin circular Nicolet style | 144.5 | 2 | 137.28 | 3 | 130.05 | 11 | 122.83 | 0 | 0 | 5051826002919 | No |  | No | Yes | Yes | FJK | EA | EACH | 1 | 1 | 4000 Series | 24 | Viamed | SCP4012 | 1 | http://www.viamed.co.uk/uk/Uploads/1A4851Ad3d2A.jpg |  |  |  | 9018199000 | E.U.
0014768 | Pulse Oximetry Silicone Finger Sensor - Ohmeda Compatible - Paediatric - SCP4017 | Cable Length: 1.00 m - Connector Type: 9 pin Hypertronics/Hypertac (7 pins loaded) | 128.35 | 2 | 121.93 | 3 | 115.52 | 11 | 109.1 | 0 | 0 | 5051826002933 | No |  | No | Yes | Yes | FJK | EA | EACH | 1 | 1 | 4000 Series | 24 | Viamed | SCP4017 | 1 | http://www.viamed.co.uk/uk/Uploads/1A4856A77eaA.jpg |  |  |  | 9018199000
0014769 | Pulse Oximetry Silicone Finger Sensor - BCI Compatible - Paediatric - SCP4021 | Cable Length: 1.20 m - Connector Type: 9 pin D type (9 pins loaded) | 113.05 | 2 | 107.4 | 3 | 101.75 | 11 | 96.09 | 0 | 0 | 5051826004890 | No |  | No | Yes | Yes | FJK | EA | EACH | 1 | 1 | 4000 Series | 24 | Viamed | SCP4021 | 1 | http://www.viamed.co.uk/uk/Uploads/1A4069A3421A.jpg |  |  |  | 9018199000 | E.U.
0014770 | Pulse Oximetry Silicone Finger Sensor - Nonin Compatible - Paediatric - SCP4026 | Cable Length: 1.20 m - Connector Type: 9 pin D type (7 pins loaded) | 113.05 | 2 | 107.4 | 3 | 101.75 | 11 | 96.09 | 0 | 0 | 5051826004906 | No |  | No | Yes | Yes | FJK | EA | EACH | 1 | 1 | 4000 Series | 24 | Viamed | SCP4026 | 1 | http://www.viamed.co.uk/uk/Uploads/1A4073A793eA.jpg |  |  |  | 9018199000 | E.U.
0014771 | Pulse Oximetry Silicone Finger Sensor - CSI Compatible - Paediatric - SCP4036 | Cable Length: 0.90 m - Connector Type: 9 pin D type (6 pins loaded) Right Angled | 113.05 | 2 | 107.4 | 3 | 101.75 | 11 | 96.09 | 0 | 0 | 5051826004913 | No |  | No | Yes | Yes | FJK | EA | EACH | 1 | 1 | 4000 Series | 24 | Viamed | SCP4036 | 1 | http://www.viamed.co.uk/uk/Uploads/1A4079A8b64A.jpg |  |  |  | 9018199000 | E.U.
0014774 | Pulse Oximetry Silicone Finger Sensor - Nihon Kohden Compatible - Paediatric - SCP4046 | Cable Length: 2.95 m - Connector Type: Circular | 144.5 | 2 | 137.28 | 3 | 130.05 | 11 | 122.83 | 0 | 0 | 5051826002940 | No |  | No | Yes | Yes | FJK | EA | EACH | 1 | 1 | 4000 Series | 24 | Viamed | SCP4046 | 1 | http://www.viamed.co.uk/uk/Uploads/1A4855A742fA.jpg |  |  |  | 9018199000
0014775 | Pulse Oximetry Silicone Finger Sensor - Nihon Kohden Compatible - Paediatric - SCP4047 | Cable Length: 1.60 m - Connector Type: Large format 9 pin D type | 144.5 | 2 | 137.28 | 3 | 130.05 | 11 | 122.83 | 0 | 0 | 5051826002957 | No |  | No | Yes | Yes | FJK | EA | EACH | 1 | 1 | 4000 Series | 24 | Viamed | SCP4047 | 1 | http://www.viamed.co.uk/uk/Uploads/1A4854Ac98dA.jpg |  |  |  | 9018199000 | E.U.
0014778 | Pulse Oximetry Silicone Finger Sensor - Datascope Compatible - Paediatric - SCP4062 | Cable Length: 2.95 m - Connector Type: 8 pin DIN | 144.5 | 2 | 137.28 | 3 | 130.05 | 11 | 122.83 | 0 | 0 | 5051826004920 | No |  | No | Yes | Yes | FJK | EA | EACH | 1 | 1 | 4000 Series | 24 | Viamed | SCP4062 | 1 | http://www.viamed.co.uk/uk/Uploads/1A4095Aefa5A.jpg |  |  |  | 9018199000 | E.U.
0014785 | Pulse Oximetry Silicone Finger Sensor - GE Datex Compatible - Paediatric - SCP4013 | Cable Length: 2.95 m - Connector Type: 11 pin rectangular, 2 key ways | 144.5 | 2 | 137.28 | 3 | 130.05 | 11 | 122.83 | 0 | 0 | 5051826004937 | No |  | No | Yes | Yes | FJK | EA | EACH | 1 | 1 | 4000 Series | 24 | Viamed | SCP4013 | 1 | http://www.viamed.co.uk/uk/Uploads/1A4126A6f0fA.jpg |  |  |  | 9018199000 | E.U.
0014802 | Pulse Oximetry Ear Sensor - HP/Philips Compatible - EP4007 | Cable Length: 2.0m - Connector Type: Latest 8 pin connector | 119 | 2 | 113.05 | 3 | 107.1 | 11 | 101.15 | 0 | 0 | 5051826004975 | No |  | No | Yes | Yes | FJK | EA | EACH | 1 | 1 | 4000 Series | 12 | Viamed | EP4007 | 1 | http://www.viamed.co.uk/uk/Uploads/1A3518A6743A.jpg | Yes |  |  | 9018199000 | E.U.
0014804 | Pulse Oximetry Ear Sensor - Datex Compatible - EP4012 | Cable Length: 2.95m - Connector Type: 10 pin circular Nicolet style | 102 | 2 | 96.9 | 3 | 91.8 | 11 | 86.7 | 0 | 0 | 5051826004982 | No |  | No | Yes | Yes | FJK | EA | EACH | 1 | 1 | 4000 Series | 12 | Viamed | EP4012 | 1 | http://www.viamed.co.uk/uk/Uploads/1A5217A0dedA.jpg | Yes |  |  | 9018199000 | E.U.
0014805 | Pulse Oximetry Ear Sensor - Ohmeda Compatible - EP4016 | Cable Length: 2.95m - Connector Type: 9 pin Hypertronics/Hypertac (7 pins loaded) | 136 | 2 | 129.2 | 3 | 122.4 | 11 | 115.6 | 0 | 0 | 5051826004999 | No |  | No | Yes | Yes | FJK | EA | EACH | 1 | 1 | 4000 Series | 12 | Viamed | EP4016 | 1 | http://www.viamed.co.uk/uk/Uploads/1A5218A59a4A.jpg | Yes |  |  | 9018199000 | E.U.
0014806 | Pulse Oximetry Ear Sensor - Nihon Kohden Compatible - EP4046 | Cable Length: 2.95m - Connector Type: Circular | 127.5 | 2 | 121.13 | 3 | 114.75 | 11 | 108.38 | 0 | 0 | 5051826005002 | No |  | No | Yes | Yes | FJK | EA | EACH | 1 | 1 | 4000 Series | 24 | Viamed | EP4046 | 1 | http://www.viamed.co.uk/uk/Uploads/1A5219A9629A.jpg | Yes |  |  | 9018199000
0014816 | Pulse Oximetry Ear Sensor - GE Datex Compatible - EP4013 | Cable Length: 2.95m - Connector Type: 11 pin rectangular, 2 key ways | 136 | 2 | 129.2 | 3 | 122.4 | 11 | 115.6 | 0 | 0 | 5051826005026 | No |  | No | Yes | Yes | FJK | EA | EACH | 1 | 1 | 4000 Series | 24 | Viamed | EP4013 | 1 | http://www.viamed.co.uk/uk/Uploads/1A5221A7f81A.jpg | Yes |  |  | 9018199000 | E.U.
0014821 | Pulse Oximetry Wrap Sensor - Nellcor Compatible - W4001 | Cable Length: 0.9m | 113.05 | 2 | 107.4 | 3 | 101.75 | 11 | 96.09 | 0 | 0 | 5051826005033 | No |  | No | Yes | Yes | FJK | EA | EACH | 1 | 1 | 4000 Series | 12 | Viamed | W4001 | 1 | http://www.viamed.co.uk/uk/Uploads/1A3267A2ddcA.jpg | Yes |  |  | 9018199000
0014822 | Pulse Oximetry Wrap Sensor - Nellcor Compatible - W4002 | Cable Length: 2.0m | 121.55 | 2 | 115.47 | 3 | 109.4 | 11 | 103.32 | 0 | 0 | 5051826005040 | No |  | No | Yes | Yes | FJK | EA | EACH | 1 | 1 | 4000 Series | 12 | Viamed | W4002 | 1 | http://www.viamed.co.uk/uk/Uploads/1A3284A95a9A.jpg | Yes |  |  | 9018199000 | E.U.
0014823 | Pulse Oximetry Wrap Sensor - HP/Philips Compatible - W4006 | Cable Length: 2.95m | 128.35 | 2 | 121.93 | 3 | 115.52 | 11 | 109.1 | 0 | 0 | 5051826005057 | No |  | No | Yes | Yes | FJK | EA | EACH | 1 | 1 | 4000 Series | 12 | Viamed | W4006 | 1 | http://www.viamed.co.uk/uk/Uploads/1A3268A316dA.jpg | Yes |  |  | 9018199000 | E.U.
0014824 | Pulse Oximetry Wrap Sensor - HP/Philips Compatible - W4007 | Cable Length: 2.0m - Connector Type: Latest 8 pin connector | 113.05 | 2 | 107.4 | 3 | 101.75 | 11 | 96.09 | 0 | 0 | 5051826005064 | No |  | No | Yes | Yes | FJK | EA | EACH | 1 | 1 | 4000 Series | 12 | Viamed | W4007 | 1 | http://www.viamed.co.uk/uk/Uploads/1A3272A803eA.jpg | Yes |  |  | 9018199000 | E.U.
0014829 | Pulse Oximetry Wrap Sensor - Ohmeda Compatible - W4017 | Cable Length: 1.00m - Connector Type: 9 pin Hypertronics/Hypertac (7 pins loaded) | 128.35 | 2 | 121.93 | 3 | 115.52 | 11 | 109.1 | 0 | 0 | 5051826005088 | No |  | No | Yes | Yes | FJK | EA | EACH | 1 | 1 | 4000 Series | 12 | Viamed | W4017 | 1 | http://www.viamed.co.uk/uk/Uploads/1A3280A3535A.jpg | Yes |  |  | 9018199000 | E.U.
0014848 | Pulse Oximetry Wrap Sensor - GE Datex Compatible - W4013 | Cable Length: 2.95m - Connector Type: 11 pin rectangular, 2 key ways | 144.5 | 2 | 137.28 | 3 | 130.05 | 11 | 122.83 | 0 | 0 | 5051826005118 | No |  | No | Yes | Yes | FJK | EA | EACH | 1 | 1 | 4000 Series | 24 | Viamed | W4013 | 1 | http://www.viamed.co.uk/uk/Uploads/1A3988A0328A.jpg | Yes |  |  | 9018199000 | E.U.
0014850 | Pulse Oximetry Ear Sensor - Viamed SMARTsat | Model: EP7500VM<br />Cable Length: 1.2m | 189 |  | 0 |  | 0 |  | 0 |  | 0 | 5051826026403 | No |  | No | Yes | Yes | FJK | EA | EACH | 1 | 1 | Viamed | 24 | Bluepoint Medical | EP7500VM | 1 |  |  |  |  | 9018199000 | Germany
0014851 | Pulse Oximetry Wrap Sensor - Viamed | Model: W7500VMFor use with VM-2160 SMARTsatCable Length: 1.2m | 189 |  | 0 |  | 0 |  | 0 |  | 0 | 5051826026410 | No |  | No | Yes | Yes | FJK | EA | EACH | 1 | 1 |  | 24 | Bluepoint Medical |  | 1 |  |  |  |  | 9018199000 | Germany
0014895 | Pulse Oximetry Extension Cable - XT 6500 | Cable Length 1.2m<br /> | 94.5 |  | 0 |  | 0 |  | 0 |  | 0 | 5051826002544 | No |  | No | Yes | Yes | FJK | EA | EACH | 1 | 1 | Viamed | 24 | Bluepoint Medical | XT6500 | 1 | http://www.viamed.co.uk/uk/Uploads/1A4266A65feA.jpg |  |  |  | 9018199000 | E.U.
0014896 | Pulse Oximetry Extension Cable - XT 6501 | Cable Length 2.4m<br /> | 112.5 |  | 0 |  | 0 |  | 0 |  | 0 | 5051826002551 | No |  | No | Yes | Yes | FJK | EA | EACH | 1 | 1 | Viamed | 24 | Bluepoint Medical | XT6501 | 1 | http://www.viamed.co.uk/uk/Uploads/1A4360A8095A.jpg |  |  |  | 9018199000 | E.U.
0014909 | Disposable Pulse Oximetry Sensors - Nellcor Compatible - Adult - Plaster - 1-AP | Cable Length: 45cm (18 Inch). Box of 24. | 120 | 2 | 114 | 3 | 108 | 11 | 102 | 0 | 0 | 5051826002506 | No |  | No | Yes | Yes | FJK | PK | PACK | 1 | Pack (24) | 4000 Series | 0 | Envisen | 1-AP | 24 | http://www.viamed.co.uk/uk/Uploads/1A2918Acd1aA.jpg |  |  |  | 9018199000 | China
0014910 | Disposable Pulse Oximetry Sensors - Nellcor Compatible - Paediatric - Plaster - 1-PP | Cable Length: 45cm (18 Inch). Box of 24. | 120 | 2 | 114 | 3 | 108 | 11 | 102 | 0 | 0 | 5051826000151 | No |  | No | Yes | Yes | FJK | PK | PACK | 1 | Pack (24) | 4000 Series | 0 | Envisen | 1-PP | 24 | http://www.viamed.co.uk/uk/Uploads/1A2919A4e27A.jpg |  |  |  | 9018199000 | China
0014911 | Disposable Pulse Oximetry Sensors - Nellcor Compatible - Infant - Plaster - 1-IP | Cable Length: 90cm (36 Inch). Box of 24. | 120 | 2 | 114 | 3 | 108 | 11 | 102 | 0 | 0 | 5051826000168 | No |  | No | Yes | Yes | FJK | PK | PACK | 1 | Pack (24) | 4000 Series | 0 | Envisen | 1-IP | 24 | http://www.viamed.co.uk/uk/Uploads/1A2920A02daA.jpg |  |  |  | 9018199000 | China
0014982 | Disposable Pulse Oximetry Sensors - Nonin Compatible - Paediatric - Plaster - 7-PP | Cable Length: 45cm (18 Inch). Box of 24. | 124 | 2 | 117.8 | 3 | 111.6 | 11 | 105.4 | 0 | 0 | 5051826005286 | No |  | No | Yes | Yes | FJK | PK | PACK | 1 | Pack (24) | 4000 Series | 0 | Envisen | 7-PP | 24 | http://www.viamed.co.uk/uk/Uploads/1A4049Aa17eA.jpg |  |  |  | 9018199000 | China
0014983 | Disposable Pulse Oximetry Sensors - Nonin Compatible - Infant - Plaster - 7-IP | Cable Length: 90cm (36 Inch). Box of 24. | 128 | 2 | 121.6 | 3 | 115.2 | 11 | 108.8 | 0 | 0 | 5051826005293 | No |  | No | Yes | Yes | FJK | PK | PACK | 1 | Pack (24) | 4000 Series | 0 | Envisen | 7-IP | 24 | http://www.viamed.co.uk/uk/Uploads/1A4051Ac6e4A.jpg |  |  |  | 9018199000 | China
0015010 | Pulse Oximetry Disposable Sensors - Viamed SMARTsat - Plaster - Adult | Model: 10-AP<br />Box of 24<br />Cable Length: 45cm (18&#34;)<br />Box of 24 | 297 |  | 0 |  | 0 |  | 0 | 0 | 0 | 5051826026434 | No |  | No | Yes | Yes | FJK | BX | BOX | 1 | Box (24) | Viamed | 0 | Bluepoint Medical | 10-AP | 1 | http://www.viamed.co.uk/uk/Uploads/1A7727A14cdA.jpg |  |  |  | 90181990-00
0015011 | Pulse Oximetry Disposable Sensors - Viamed SMARTsat - Plaster - Paediatric | Model: 10-PP<br />Box of 24<br />Cable Length: 45cm (18&#34;)<br />Box of 24 | 297 |  | 0 |  | 0 |  | 0 |  | 0 | 5051826026441 | No |  | No | Yes | Yes | FJK | BX | BOX | 1 | Box (24) | Viamed | 0 | Bluepoint Medical | 10-PP | 1 | http://www.viamed.co.uk/uk/Uploads/1A7729Ab0c6A.jpg |  |  |  | 90181990-00
0015012 | Pulse Oximetry Disposable Sensors - Viamed SMARTsat - Plaster - Infant | Model: 10-IP<br />Box of 24<br />Cable Length: 90cm (36&#34;)<br />Box of 24 | 306 |  | 0 |  | 0 |  | 0 |  | 0 | 5051826026458 | No |  | No | Yes | Yes | FJK | BX | BOX | 1 | Box (24) | Viamed | 0 | Bluepoint Medical | 10-IP | 1 | http://www.viamed.co.uk/uk/Uploads/1A7731A386dA.jpg |  |  |  | 90181990-00 | Germany
0015013 | Pulse Oximetry Disposable Sensors - Viamed SMARTsat - Plaster - Neonatal | Model - 10-NP<br />Box of 24<br />Cable Length: 90cm (36&#34;)<br />Box of 24 | 306 |  | 0 |  | 0 |  | 0 |  | 0 | 5051826026465 | No |  | No | Yes | Yes | FJK | BX | BOX | 1 | Box (24) | Viamed | 0 | Bluepoint Medical | 10-NP | 1 | http://www.viamed.co.uk/uk/Uploads/1A7732Ac213A.jpg |  |  |  | 90181990-00 | Germany
0019002 | Pulse Oximetry Extension Cable - Nellcor DEC-8 Compatible | Cable Length: 8ft - Connector Types: 9 pin D (f) - 9 pin D (m) - For use with Oximax and old version sensors. | 56 | 0 | 0 | 0 | 0 | 0 | 0 | 0 | 0 | 5051826005552 | No |  | No | Yes | Yes | FJK | EA | EACH | 1 | 1 | 4000 Series | 24 | Viamed | DEC-8 | 1 | [5 empty] | E.U.
0021013 | Posey Sensor wraps - Box of 12 - Model: 6554 | Also available in case of 48 boxes | 15.8 | 2 | 12.8 | 3 | 11.8 | 11 | 11.45 | 0 | 0 | 10190676001856 | No |  | No | Yes | Yes | FJK | BX | Box | 1 | Box (12) | Posey | 12 | Tidi Products | 6554 | 12 | http://www.viamed.co.uk/uk/Uploads/1A4606A506dA.jpg |  | 12184000004 |  | 90181990-00 | United States
0021014 | Posey Sensor wraps - Case of 48 boxes - Model: 6554 | Also available in single boxes of 12 | 496.5 | 0 | 0 | 0 | 0 | 0 | 0 | 0 | 0 | (01)20190676001853 | No |  | No | Yes | Yes | FJK | CS | CASE | 1 | Case (48 x 12) | Posey | 12 | Tidi Products | 6554 | 576 | http://www.viamed.co.uk/uk/Uploads/1A5195A9157A.jpg |  |  |  | 90181990-00 | United States
0022160 | Protection cover for Viamed VM-2160 - Clear | Protective silicone cover for use with Viamed VM-2160 pulse oximeter | 15.3 | 0 | 0 | 0 | 0 | 0 | 0 | 0 | 0 | 5051826001806 | No |  | No | Yes | Yes | FJK | EA | EACH | 1 | 1 |  | 0 | Viamed |  | 1 | http://www.viamed.co.uk/uk/Uploads/1A3680A7904A.jpg |  |  |  |  | E.U.
0022171 | Universal Mounting Plate with V Mount | Universal Mounting Kit, V-adapter with female pole-mount thread for use with Viamed VM-2160 | 16.2 | 0 | 0 | 0 | 0 | 0 | 0 | 0 | 0 | 5051826002681 | No |  | No | Yes | Yes | FJA | EA | EACH | 1 | 1 |  | 0 | Viamed |  | 1 | http://www.viamed.co.uk/uk/Uploads/1A3606A5fe1A.jpg |  |  |  | 90181990-00 | E.U.
0022174 | USB Cable for use with Viamed VM-2160 | USB 2.0 to Mini USB for use with Viamed VM-2160 hand-held pulse oximeter | 5.53 | 0 | 0 | 0 | 0 | 0 | 0 | 0 | 0 | 5051826005811 | No |  | No | Yes | Yes | FJK | EA | EACH | 1 | 1 |  | 12 | Viamed |  | 1 | http://www.viamed.co.uk/uk/Uploads/1A4376Aa39dA.jpg
0022175 | Lanyard (Blue) for use with Viamed pulse oximeters | Neck lanyard with snap clip for use with Viamed VM-2101, VM-2105 and VM-2160 pulse oximeters | 5.4 | 0 | 0 | 0 | 0 | 0 | 0 | 0 | 0 | 5051826005828 | No |  | No | Yes | Yes | FJK | EA | EACH | 1 | 1 |  | 0 | Viamed |  | 1 | http://www.viamed.co.uk/uk/Uploads/1A4189Ad5e6A.jpg
0022178 | Carrying case for VM-2160 | Hi-vis yellow case, with grey inside. MicrAgard antimicrobial protection. Flame retardant to aircraft standards. Fluid repellent. Non rot. U/V stable. Washable at 60 degrees C. Silverstorm self healing & waterproof zips. Silverlining inners. Excellent abrasion & tear resistance. High visibility & reflective properties. Dimensions - external (approximate): 220mm (L) x 80mm x (W) x 85mm (H) | 50 |  | 0 |  | 0 |  | 0 |  | 0 | 5051826005835 | No |  | No | Yes | Yes | FJK | EA | EACH | 1 | 1 |  | 0 | Viamed |  | 1 | http://www.viamed.co.uk/uk/Uploads/1A3785Ac1d1A.jpg
0022190 | Pulse Oximeter Soft Carrying Case (Black) | Carrying cases with belt loop and D-ring for the convenient storage and protection of most models of finger pulse oximeters. Available in black, orange, green or blue. Features: Soft construction. Securing flap with hook and loop fastener. Belt loop with attached D-ring. External Dimensions: 85 mm (L) x 50 mm (W) x 50 mm (D). Internal Dimensions: 70 mm (L) x 40 mm (W) x 40 mm (D). | 4.5 | 2 | 2.6 | 3 | 2 | 11 | 1.6 |  | 0 | 5051826005866 | No |  | No | Yes | Yes | FJK | EA | EACH | 1 | 1 |  | 12 | Viamed |  | 1 | http://www.viamed.co.uk/uk/Uploads/1A3213A39c1A.jpg | Yes |  |  |  | China, People`s Republic of
0022191 | Pulse Oximeter Soft Carrying Case (Orange) | Carrying cases with belt loop and D-ring for the convenient storage and protection of most models of finger pulse oximeters. Available in black, orange, green or blue. Features: Soft construction. Securing flap with hook and loop fastener. Belt loop with attached D-ring. External Dimensions: 85 mm (L) x 50 mm (W) x 50 mm (D). Internal Dimensions: 70 mm (L) x 40 mm (W) x 40 mm (D). | 4.5 | 2 | 2.6 | 3 | 2 | 11 | 1.6 |  | 0 | 5051826005873 | No |  | No | Yes | Yes | FJK | EA | EACH | 1 | 1 |  | 12 | Viamed |  | 1 | http://www.viamed.co.uk/uk/Uploads/1A3050Aa102A.jpg | Yes |  |  |  | China, People`s Republic of
0022192 | Pulse Oximeter Soft Carrying Case (Green) | Carrying cases with belt loop and D-ring for the convenient storage and protection of most models of finger pulse oximeters. Available in black, orange, green or blue. Features: Soft construction. Securing flap with hook and loop fastener. Belt loop with attached D-ring. External Dimensions: 85 mm (L) x 50 mm (W) x 50 mm (D). Internal Dimensions: 70 mm (L) x 40 mm (W) x 40 mm (D). | 4.5 | 2 | 2.6 | 3 | 2 | 11 | 1.6 |  | 0 | 5051826005880 | No |  | No | Yes | Yes | FJK | EA | EACH | 1 | 1 |  | 12 | Viamed |  | 1 | http://www.viamed.co.uk/uk/Uploads/1A3053Ac8d4A.jpg | Yes |  |  | 90181990-00 | China, People`s Republic of
0022193 | Pulse Oximeter Soft Carrying Case (Blue) | Carrying cases with belt loop and D-ring for the convenient storage and protection of most models of finger pulse oximeters. Available in black, orange, green or blue. Features: Soft construction. Securing flap with hook and loop fastener. Belt loop with attached D-ring. External Dimensions: 85 mm (L) x 50 mm (W) x 50 mm (D). Internal Dimensions: 70 mm (L) x 40 mm (W) x 40 mm (D). | 4.5 | 2 | 2.6 | 3 | 2 | 11 | 1.6 |  | 0 | 5051826005897 | No |  | No | Yes | Yes | FJK | EA | EACH | 1 | 1 |  | 12 | Viamed | 22193 | 1 | http://www.viamed.co.uk/uk/Uploads/1A5408Ae122A.jpg | Yes |  |  |  | China, People`s Republic of
0025010 | Pulse Oximetry Ear Clip/Lingual Clip (S) | Also a compatible alternative to:<br />Nellcor D-YSE ear clip 0024010<br />Dolphin ear clip.<br /> | 5 | 0 | 0 | 0 | 0 | 0 | 0 | 0 | 0 | 5051826005910 | No |  | No | Yes | Yes | FJK | EA | EACH | 1 | 1 |  |  | Bluepoint Medical |  | 1 | http://www.viamed.co.uk/uk/Uploads/1A5352A7e5fA.jpg |  |  |  | 90181990-00 | China
0100172 | Mounting stand for AX300 & MX300 | Excludes rubber feet (0131205 x 3 required per unit) | 20 | 2 | 19 | 3 | 18 | 11 | 17 | 0 | 0 | 5051826008287 | Yes | 0 | No | 0 | Yes | FDW | EA | EACH |  |  |  | 12 |  |  | 1 | http://www.viamed.co.uk/uk/Uploads/1A7495A396dA.jpg |  |  |  | 9018199000
0110014 | Viamed Oxygen sensor R-15V |  | 42 | 2 | 40 | 3 | 38 | 11 | 36 | 0 | 0 | 4036616013482 | Yes |  | No | Yes | Yes | FYZ | EA | EACH | 1 | 1 | Viamed | 15 | Envitec | R-15V | 1 |  |  |  |  | 9019209000 | Germany
0110017 | Teledyne Oxygen sensor R-17MED | OEM Part Number: C43690, Output Connector: Phone jack socket, 0.141 inch, Sensor Output: 7 - 13 mV, Sensor Life: 36 months, Response Time: < 6 s<br /> | 53 | 2 | 51.7 | 3 | 50.4 | 11 | 49.1 |  | 0 | 852470008037 | Yes |  | No | Yes | Yes | FYZ | EA | EACH | 1 | 1 | Teledyne | 15 | Teledyne | C43690-R17MED | 1 | http://www.viamed.co.uk/uk/Uploads/1A5256A8ab4A.jpg |  | 852470008006 |  | 901920900 | United States
0110018 | Viamed Oxygen Sensor R-17V | OEM Part Number: OOM103-1, Output Connector: Phone jack socket, 3.5 mm, Sensor Output: 9 - 13 mV, Sensor Life: &#8805; 500,000 % oxygen hours, Response Time: < 5 s | 42 | 2 | 40 | 3 | 38 | 11 | 36 | 0 | 0 | 4036616011891 | No |  | No | Yes | Yes | FYZ | EA | EACH | 1 | 1 | Viamed | 15 | Envitec | R-17V | 1 | http://www.viamed.co.uk/uk/Uploads/1A7402A42faA.jpg |  |  |  | 9019209000 | Germany
0110019 | Viamed Oxygen Sensor R-17Vi | Application: Incubators, Output Connector: Phone jack, 3.5 mm, Sensor Output: 9 - 14 mV, Sensor Life: &#8805; 1,000,000 % oxygen hours, Response Time: < 12 s | 42 | 2 | 40 | 3 | 38 | 11 | 36 | 0 | 0 | 4036616011914 | Yes |  | No | Yes | Yes | FYZ | EA | EACH | 1 | 1 | Viamed | 12 | Envitec | R17Vi | 1 | http://www.viamed.co.uk/uk/Uploads/1A7420A4111A.jpg |  |  |  | 90271090 | Germany
0110020 | Viamed Oxygen Sensor R-22Vi | Application: Incubabtors, Output Connector: Molex 3 pin plug, Sensor Output: 9 - 14 mV, Sensor Life: &#8805;1,000,000, Response Time: < 12 s | 42 | 2 | 40 | 3 | 38 | 11 | 36 | 0 | 0 | 4036616011907 | Yes |  | No | Yes | Yes | FYZ | EA | EACH | 1 | 1 | Viamed | 12 | Envitec | R-22Vi | 1 | http://www.viamed.co.uk/uk/Uploads/1A7426A6a78A.jpg |  |  |  | 9019209000 | Germany
0110021 | Viamed Oxygen sensor R-22MEDV | OEM Part Number: 83 620 30, Output Connector: Molex KK, 3 pin plug, Sensor Output: 9 - 13 mV, Sensor Life: &#8805; 500,000 % oxygen hours, Response Time: < 6 s | 42 | 2 | 40 | 3 | 38 | 11 | 36 | 0 | 0 | 4036616011884 | Yes |  | No | Yes | Yes | FYZ | EA | EACH | 1 | 1 | Viamed | 12 | Envitec | R22MEDV | 1 | http://www.viamed.co.uk/uk/Uploads/1A7308A3602A.jpg |  | 852470008006 |  | 9019209000 | Germany
0110022 | Teledyne Oxygen sensor R-22MED | OEM Part Number: C44611, Output Connector: Molex KK, 3 pin plug, Sensor Output: 7 - 13 mV, Sensor Life: 36 months, Response Time: < 6 s<br /> | 48 | 2 | 46.8 | 3 | 45.6 | 11 | 44.4 |  | 0 | (8)5247000800(6) | Yes |  | No | Yes | Yes | FYZ | EA | EACH | 1 | 1 |  | 15 | Teledyne | C44611-R22MED | 1 | http://www.viamed.co.uk/uk/Uploads/1A5260Ab96bA.jpg |  | 852470008006 |  | 9019209000 | United States
0110023 | Viamed Oxygen sensor R-23V | OEM Part Number: 6850645, Output Connector: Slip rings, 3, Sensor Output: 24 - 32 microamps, Sensor Life: &#8805; 500,000 % oxygen hours, Response Time: &#8804; 12 s<br /> | 42 | 2 | 40 | 3 | 38 | 11 | 36 | 0 | 0 | 4036616011877 | Yes |  | No | Yes | Yes | FYZ | EA | EACH | 1 | 1 | Viamed | 15 | Envitec |  | 1 | http://www.viamed.co.uk/uk/Uploads/1A5276Af50cA.jpg |  | 852470008006 |  | 9019209000 | Germany
0110024 | Teledyne Oxygen sensor R-24MED | OEM Part Number: 64 19 332 E380E, Output Connector: Molex 3 pin plug, Sensor Output: 10 - 17 mV, Sensor Life: 24 months, Response Time: < 10 s<br /> | 53 | 2 | 51.7 | 3 | 50.4 | 11 | 49.1 |  | 0 | 852470008051 | Yes |  | No | Yes | Yes | FYZ | EA | EACH | 1 | 1 |  | 12 | Teledyne | R24MED | 1 | http://www.viamed.co.uk/uk/Uploads/1A5261A055dA.jpg |  | 852470008006 |  | 9019209000 | United States
0110026 | Teledyne Oxygen sensor R-26MED | OEM Part Number: 8-100412-00, Output Connector: Phone jack socket, 0.141 inch, Sensor Output: 7 - 13 mV, Sensor Life: 24 months, Response Time: < 10 s<br /> | 81.6 | 2 | 79.6 | 3 | 77.6 | 11 | 75.5 |  | 0 | 852470008068 | Yes |  | No | Yes | Yes | FYZ | EA | EACH | 1 | 1 |  | 12 | Teledyne | C64335-R26MED | 1 | http://www.viamed.co.uk/uk/Uploads/1A5262AddefA.jpg |  | 852470008006 |  | 9019209000 | United States
0110039 | Viamed Oxygen Sensor R-22VA | OEM Sensor Part No.: C81828-R22MATOM, Output Connector: Molex, 3 pin plug, Sensor Output: 9 - 13 mV, Sensor Life: &#8805; 500,000 % oxygen hours, Response Time: < 5 seconds | 42 | 2 | 40 | 3 | 38 | 11 | 36 | 0 | 0 | 4036616011860 | Yes |  | No | Yes | Yes | FYZ | EA | EACH | 1 | 1 | Viamed | 12 | Envitec | R-22VA | 1 | http://www.viamed.co.uk/uk/Uploads/1A7461AbfdcA.jpg |  |  |  | 9019209000 | Germany
0110040 | Viamed Oxygen sensor R-30V | OEM Part Number: 6050-0004-110, Output Connector: Phone socket, 6P4C, Sensor Output: 9 - 12 mV, Sensor Life: &#8805; 1,000,000 % oxygen hours, Response Time: < 12 s<br /> | 67 | 2 | 63.65 | 3 | 60.3 | 11 | 56.95 | 0 | 0 | 4036616000482 | Yes |  | No | Yes | Yes | FYZ | EA | EACH | 1 | 1 | Viamed | 15 | Envitec | R30V | 1 | http://www.viamed.co.uk/uk/Uploads/1A3419A5793A.jpg |  |  |  | 9019209000 | Germany
0110041 | Viamed Oxygen sensor R-41V | OEM Part Number: 6735142, Output Connector: Phone jack socket, 3.5 mm, Sensor Output: 13 - 16 mV, Sensor Life: &#8805; 1,000,000 | 42 | 2 | 40 | 3 | 38 | 11 | 36 | 0 | 0 | 4036616011921 | Yes |  | No | Yes | Yes | FYZ | EA | EACH | 1 | 1 | Viamed | 15 | Envitec | R41V | 1 | http://www.viamed.co.uk/uk/Uploads/1A5266A05dbA.jpg |  |  |  | 9019209000 | Germany
0110042 | Viamed Oxygen sensor R-42V | OEM Part Number: 130060001, Output Connector: AMP plug, 2 pin, Sensor Output: 9 - 11.5 mV, Sensor Life: â 1,000,000 % oxygen hours, Response Time: < 12 s<br /> | 42 | 2 | 40 | 3 | 38 | 11 | 36 | 0 | 0 | 5051826003435 | Yes |  | No | Yes | Yes | FYZ | EA | EACH | 1 | 1 | Viamed | 15 | Envitec | R42V | 1 | http://www.viamed.co.uk/uk/Uploads/1A3428Ad483A.jpg |  |  |  | 9019209000 | Germany
0110043 | Viamed Oxygen sensor R-43V - Pack of 2 sensors - Matched Pair | OEM Part Number: 6600-1278-600, Output Connector: Slip rings, 2, Sensor Output: 23 - 35 mV, Sensor Life: &#8805; 500,000 oxygen hours, Output Difference: 1.25 mV (between the two channels), Response Time: < 12 s<br /> | 90 | 2 | 85.5 | 3 | 81 | 11 | 76.5 | 0 | 0 | 4036616004596 | Yes |  | No | Yes | Yes | FYZ | PR | PAIR | 1 | Pair (2) | Viamed | 6 | Envitec | R43V | 2 | http://www.viamed.co.uk/uk/Uploads/1A3586A62c1A.jpg |  |  |  | 9019209000 | Germany
0110044 | Viamed Oxygen sensor R-44V | OEM Part Number: 806572, Output Connector: Molex 3 way, Sensor Output: 9 - 13 mV, Sensor Life: &#8805; 1,000,000 % oxygen hours, Response Time: < 12 s<br /> | 42 | 2 | 40 | 3 | 38 | 11 | 36 | 0 | 0 | 4036616000529 | Yes |  | No | Yes | Yes | FYZ | EA | EACH | 1 | 1 | Viamed | 15 | Envitec | R44V | 1 | http://www.viamed.co.uk/uk/Uploads/1A3634A3a61A.jpg |  |  |  | 9019209000 | Germany
0110045 | Viamed Oxygen sensor R-45V | OEM Part Number: 0600-00-0002, Output Connector: Molex, 3 pin plug, Sensor Output: 9 - 13 mV, Sensor Life: &#8805; 1,000,000 % oxygen hours, Response Time: < 12 s<br /> | 42 | 2 | 40 | 3 | 38 | 11 | 36 | 0 | 0 | 4036616011952 | Yes |  | No | Yes | Yes | FYZ | EA | EACH | 1 | 1 | Viamed | 15 | Envitec | R45V | 1 | http://www.viamed.co.uk/uk/Uploads/1A5198Afd6fA.jpg |  |  |  | 9019209000 | Germany
0110047 | Viamed Oxygen sensor R-47V | OEM Part Number: OOM204, Output Connector: Molex, 3 pin plug, Sensor Output: 9.0 - 13.5 mV, Sensor Life: &#8805; 500,000 % oxygen hours, Response Time: < 12 s<br /> | 75 | 2 | 71.25 | 3 | 67.5 | 11 | 63.75 | 0 | 0 | 4036616011969 | Yes |  | No | Yes | Yes | FYZ | EA | EACH | 1 | 1 | Viamed | 15 | Envitec | R47V | 1 | http://www.viamed.co.uk/uk/Uploads/1A3774A47ccA.jpg |  |  |  | 9019209000 | Germany
0110049 | Viamed Oxygen Sensor R-49V | OEM Part Number: 64 19 332 E380E, Output Connector: Molex, 3 pin plug, Sensor Output: 13 - 16 mV, Sensor Life: &#8805; 1,000,000 % oxygen hours, Response Time: < 12 s<br /> | 42 | 2 | 40 | 3 | 38 | 11 | 36 | 0 | 0 | 4036616011938 | Yes |  | No | Yes | Yes | FYZ | EA | EACH | 1 | 1 | Viamed | 15 | Envitec | R49V | 1 | http://www.viamed.co.uk/uk/Uploads/1A5199A6f5fA.jpg |  |  |  | 90271090 | Germany
0110051 | Teledyne Oxygen sensor T-1 | OEM Part Number: A37016, Output Connector: Slip rings, 2, Sensor Output: 200 /- 40 microamps, Sensor Life: 18 months, Response Time: < 30 s<br /> | 53 | 2 | 51.7 | 3 | 50.4 | 11 | 49.1 |  | 0 | 852470008082 | Yes |  | No | Yes | Yes | FYZ | EA | EACH | 1 | 1 |  | 12 | Teledyne | A37016-T1 | 1 | http://www.viamed.co.uk/uk/Uploads/1A5250A2139A.jpg |  | 852470008006 |  | 9019209000 | United States
0110057 | Teledyne Oxygen sensor T-7 | OEM Part Number: A51327, Output Connector: Phone socket, 4 way, Sensor Output: 0.4 /- 0.1 microamps, Sensor Life: 36 months, Response Time: < 6 s<br /> | 70.5 | 2 | 68.8 | 3 | 67 | 11 | 67 |  | 0 | 852470008099 | Yes |  | No | Yes | Yes | FYZ | EA | EACH | 1 | 1 |  | 12 | Teledyne | A51327-T7 | 1 | http://www.viamed.co.uk/uk/Uploads/1A7336Aa962A.jpg |  | 852470008006 |  | 9019209000 | United States
0110058 | Viamed Oxygen Sensor T-7V |  | 42 | 2 | 40 | 3 | 38 | 11 | 36 | 0 | 0 | 4036616011945 | Yes |  | No | Yes | Yes | FYZ | EA | EACH | 1 | 1 | Viamed | 15 | Envitec | T-7V | 1 | http://www.viamed.co.uk/uk/Uploads/1A7748A1605A.jpg |  |  |  | 9019209000 | Germany
0110072 | Viamed Oxygen Sensor R-22Vi - Pack of 2 | Application: Incubators, Output Connector: Molex 3 pin plug, Sensor Output: 9 - 14 mV, Sensor Life: &#8805; 1,000,000 oxygen hours, Response Time: < 12 s. Replacement of 0110071 if for use in incubators.<br /> | 80 | 2 | 76 | 3 | 72 | 11 | 68 | 0 | 0 | 5051826047378 | Yes |  | No | Yes | Yes | FYZ | PR | PAIR | 1 | Pair (2) | Viamed | 12 | Envitec | R-22Vi | 2 | http://www.viamed.co.uk/uk/Uploads/1A7432A9e44A.jpg |  |  |  | 9019209000 | Germany
0110073 | Viamed Oxygen Sensor R-22VA - Pack of 2 | OEM Sensor Part No.: 60859, Output Connector: Molex, 3 pin plug, Sensor Output: 9 - 13 mV, Sensor Life: &#8805; 500,000 % oxygen hours, Response Time: < 5 seconds | 80 | 2 | 76 | 3 | 72 | 11 | 68 | 0 | 0 | 4036616011860 | Yes |  | No | Yes | Yes | FYZ | PR | PAIR | 1 | Pair (2) | Viamed | 12 | Envitec | R-22VA | 2 | http://www.viamed.co.uk/uk/Uploads/1A7447A4159A.jpg |  |  |  | 9019209000 | Germany
0110081 | Teledyne Oxygen sensor UFO 130-2 | OEM Part Number: 010-1120-01, Output Connector: DIL, 10 pin, Sensor Output: 3.4 /- 0.4 V, Sensor Life: 24 months, Response Time: < 130 ms<br /> | 167.1 | 2 | 163 | 3 | 163 | 11 | 163 |  | 0 | 852470008112 | Yes |  | No | Yes | Yes | FYZ | EA | EACH | 1 | 1 |  | 12 | Teledyne | UFO 130-2 | 1 | http://www.viamed.co.uk/uk/Uploads/1A3651A11ccA.jpg |  | 852470008006 |  | 9019209000 | United States
0110401 | Maxtec Oxygen Sensor MAX-1 |  | 120.4 | 2 | 117.4 | 3 | 114.4 | 11 | 108.4 | 0 | 0 |  | No |  | No |  | Yes | FYZ | EA | EACH |  |  |  | 12 |  |  | 1 |  |  |  |  | 9019209000 | United States
0110402 | Maxtec Oxygen Sensor MAX-2 | OEM Part Number: 6850645, Output Connector: Slip rings, 3, Sensor Output: 12.2 - 18.1 mV, Sensor Life: &#8805; 2,000,000 % oxygen hours, Response Time: &#8805; 15 s | 144.8 | 2 | 141.2 | 3 | 137.6 | 11 | 130.4 | 0 | 0 | 5051826008966 | Yes |  | No | Yes | Yes | FYZ | EA | EACH | 1 | 1 |  | 24 | Maxtec | MAX2 | 1 | http://www.viamed.co.uk/uk/Uploads/1A4899Ae584A.jpg |  |  |  | 9019209000 | United States
0110403 | Maxtec Oxygen sensor MAX-3 | OEM Part Number: MOX-3, Output Connector: Phone socket, 4 way, Sensor Output: 9 - 13 mV, Sensor Life: &#8805; 500,000 % oxygen hours, Response Time: &#8804; 15 s<br /> | 87.2 | 2 | 85.1 | 3 | 82.9 | 11 | 78.5 | 0 | 0 | 817770020011 | Yes |  | No | Yes | Yes | FYZ | EA | EACH | 1 | 1 |  | 12 | Maxtec | MAX3 | 1 | http://www.viamed.co.uk/uk/Uploads/1A3636A71a1A.jpg |  |  |  | 9019209000 | Germany
0110409 | Maxtec Oxygen Sensor MAX-9 | OEM Part Number: B39636-R13, Output Connector: 1 mm pin x 4, Sensor Output: 26.4 - 44.0 mV, Sensor Life: 6 months, Response Time: &#8804; 11 s | 103.7 | 2 | 101.2 | 3 | 98.6 | 11 | 93.4 | 0 | 0 | 817770020035 | Yes |  | No | Yes | Yes | FYZ | EA | EACH | 1 | 1 |  | 14 | Maxtec | MAX9 | 1 | http://www.viamed.co.uk/uk/Uploads/1A4959A82b6A.jpg |  |  |  | 9019209000 | United States
0110410 | Maxtec Oxygen Sensor MAX-10 |  | 88.4 | 2 | 86.2 | 3 | 84 | 11 | 79.6 | 0 | 0 | (01)00853061006685 | Yes |  | No | Yes | Yes | FYZ | EA | EACH |  |  |  | 12 |  |  | 1 | http://www.viamed.co.uk/uk/Uploads/1A3444Ae1cbA.jpg |  |  |  | 9019209000 | United States
0110411 | Maxtec Oxygen Sensor MAX-11 |  | 120.4 | 2 | 117.4 | 3 | 114.4 | 11 | 108.4 | 0 | 0 | (01)00853061006913 | No |  | No |  | Yes | FYZ | EA | EACH | 1 | 1 | Maxtec | 12 | Maxtec | R113P10 | 1 |  |  |  |  | 9019209000 | United States
0110412 | Maxtec Oxygen Sensor MAX-12 |  | 103.7 | 2 | 101.2 | 3 | 98.6 | 11 | 93.4 | 0 | 0 | (01)00817770020059 | No |  | No |  | Yes | FYZ | EA | EACH |  |  |  | 12 |  |  | 1 |  |  |  |  | 9019209000 | United States
0110413 | Maxtec Oxygen Sensor MAX-13 |  | 103.7 | 2 | 101.2 | 3 | 98.6 | 11 | 93.4 | 0 | 0 | 817770020080 | No |  | No |  | Yes | FYZ | EA | EACH |  |  |  | 14 |  |  | 1 |  |  |  |  | 9019209000 | United States
0110414 | Maxtec Oxygen Sensor MAX-14 |  | 112.8 | 2 | 110 | 3 | 107.2 | 11 | 101.6 | 0 | 0 | 5051826009031 | No |  | No |  | Yes | FYZ | EA | EACH |  |  |  | 14 |  |  | 1 | http://www.viamed.co.uk/uk/Uploads/1A3379A48ccA.jpg |  |  |  | 9019209000 | Germany
0110416 | Maxtec Oxygen sensor MAX-16 | OEM Part Number: 4-072214-00, Output Connector: Molex, 3 pin plug, Sensor Output: 8.5 - 15.0 mV, Sensor Life: &#8805; 1,500,000 % oxygen hours, Response Time: < 15 s<br /> | 87.2 | 2 | 85.1 | 3 | 82.9 | 11 | 78.5 | 0 | 0 | 853061006975 | Yes |  | No | Yes | Yes | FYZ | EA | EACH | 1 | 1 |  | 16 | Maxtec | MAX16 | 1 | http://www.viamed.co.uk/uk/Uploads/1A3637A38abA.jpg |  |  |  | 9019209000 | Germany
0110417 | Maxtec Oxygen Sensor MAX-17 |  | 94 | 2 | 91.7 | 3 | 89.3 | 11 | 84.6 | 0 | 0 | 817770020141 | No |  | No |  | Yes | FYZ | EA | EACH |  |  |  | 12 |  |  | 1 |  |  |  |  | 9019209000 | United States
0110418 | Maxtec Oxygen Sensor MAX-18 |  | 96 | 2 | 93.6 | 3 | 91.2 | 11 | 86.4 | 0 | 0 |  | No |  | No |  | Yes | FYZ | EA | EACH |  |  |  | 12 |  |  | 1 |  |  |  |  | 9019209000 | United States
0110419 | Maxtec Oxygen Sensor MAX-19 |  | 96 | 2 | 93.6 | 3 | 91.2 | 11 | 86.4 | 0 | 0 |  | No |  | No |  | Yes | FYZ | EA | EACH |  |  |  | 12 |  |  | 1 |  |  |  |  | 9019209000 | United States
0110420 | Maxtec Oxygen sensor MAX-14 (Fluke version) | OEM Part Number: R116P82-001, Output Connector: Molex SL, 2 pin, Sensor Output: 9 - 13 mV, Sensor Life: &#8805; 1,000,000 % oxygen hours, Response Time: &#8804; 12 s<br /> | 87.2 | 2 | 85.1 | 3 | 82.9 | 11 | 78.5 | 0 | 0 | 817770020103 | Yes |  | No | Yes | Yes | FYZ | EA | EACH | 1 | 1 |  | 12 | Maxtec | MAX-14 Fluke | 1 | http://www.viamed.co.uk/uk/Uploads/1A3716Ae34fA.jpg |  |  |  | 9019209000 | Germany
0110421 | Maxtec Oxygen Sensor MAX-16HT |  | 120.4 | 2 | 117.4 | 3 | 114.4 | 11 | 108.4 | 0 | 0 | 5051826009062 | No |  | No |  |  | FYZ | EA | EACH |  |  |  | 18 |  |  | 1 |  |  |  |  | 9019209000 | United States
0110424 | Maxtec Oxygen Sensor MAX-12C |  | 103.7 | 2 | 101.2 | 3 | 98.6 | 11 | 93.4 | 0 | 0 | (01)00817770020073 |  |  | No |  |  | FYZ | EA | EACH | 1 | 1 | Maxtec | 14 | Maxtec | R109P53 | 1 |  |  |  |  | 9019209000 | United States
0110425 | Maxtec Oxygen sensor MAX-250 with `O` ring. | OEM Part Number: R125P01-007, Output Connector: 2 pin socket, flying lead, Sensor Output: 10.0 - 15.5 mV, Sensor Life: &#8805; 1,500,000 % oxygen hours, Response Time: &#8804; 15 s<br /> | 69 | 2 | 67.3 | 3 | 65.6 | 11 | 62.1 | 0 | 0 | 853061006449 | Yes |  | No | Yes | Yes | FYZ | EA | EACH | 1 | 1 |  | 24 | Maxtec | R125P01-007 | 1 | http://www.viamed.co.uk/uk/Uploads/1A3640A66e6A.jpg |  |  |  | 9019209000 | United States
0110427 | Maxtec Oxygen sensor MAX-250+ | OEM Part Number: R125P02-011, Output Connector: Molex SL, 2 pin, lead wire, Sensor Output: 10.0 - 15.5 mV, Sensor Life: &#8805; 1,500,000 % oxygen hours, Response Time: &#8804; 15 s<br /> | 98.3 | 2 | 95.9 | 3 | 93.4 | 11 | 88.5 | 0 | 0 | (01)00853061006470 | Yes |  | No | Yes | Yes | FYZ | EA | EACH | 1 | 1 |  | 24 | Maxtec | MAX250 | 1 | http://www.viamed.co.uk/uk/Uploads/1A3641Ae97eA.jpg |  |  |  | 9019209000 | United States
0110428 | Maxtec Oxygen sensor MAX-250 | OEM Part Number: R125P01-002, Output Connector: 2 pin socket, flying lead, Sensor Output: 10.0 - 15.5 mV, Sensor Life: &#8805; 1,500,000 %, Response Time: &#8804; 15 s<br /> | 69 | 2 | 67.3 | 3 | 65.6 | 11 | 62.1 | 0 | 0 | 5051826009116 | Yes |  | No | Yes | Yes | FYZ | EA | EACH | 1 | 1 |  | 24 | Maxtec | R125P01-002 | 1 | http://www.viamed.co.uk/uk/Uploads/1A3639A2a39A.jpg |  |  |  | 9019209000 | United States
0110429 | Maxtec Oxygen sensor MAX-250E | OEM Part Number: 66045, Output Connector: Mini power socket, Sensor Output: 10.0 - 15.5 mV, Sensor Life: &#8805; 1,500,000 % oxygen hours, Response Time: &#8804; 15 s<br /> | 69 | 2 | 67.3 | 3 | 65.6 | 11 | 62.1 | 0 | 0 | 853061006494 | Yes |  | No | Yes | Yes | FYZ | EA | EACH | 1 | 1 |  | 24 | Maxtec | R125P03-002 | 1 | http://www.viamed.co.uk/uk/Uploads/1A5271A75f5A.jpg |  |  |  | 9019209000 | United States
0110430 | Maxtec Oxygen sensor MAX-250ESF | OEM Part Number: R115P85, Output Connector: Mini power socket, Sensor Output: 12 /- 2 mV, Sensor Life: &#8805; 500,000 % oxygen hours, Response Time: &#8804; 5 s | 69 | 2 | 67.3 | 3 | 65.6 | 11 | 62.1 | 0 | 0 | 817770020196 | Yes |  | No | Yes | Yes | FYZ | EA | EACH | 1 | 1 |  | 12 | Maxtec | MAX250ESF | 1 | http://www.viamed.co.uk/uk/Uploads/1A7571Aa7caA.jpg |  |  |  | 9019209000 | Germany
0110431 | Maxtec Oxygen sensor MAX-250A | OEM Part Number: 70300001, Output Connector: Phone socket, 4 way, Sensor Output: 11 /- 2.5 mV, Sensor Life: &#8805; 1,500,000 % oxygen hours, Response Time: &#8804; 15 s<br /> | 87.2 | 2 | 85.1 | 3 | 82.9 | 11 | 78.5 | 0 | 0 | 853061006524 | Yes |  | No | Yes | Yes | FYZ | EA | EACH | 1 | 1 |  | 24 | Maxtec | MAX-250A | 1 | http://www.viamed.co.uk/uk/Uploads/1A7337A8028A.jpg |  |  |  | 9019209000 | United States
0110432 | Maxtec Oxygen sensor MAX-250(B) | OEM Part Number: R125P02-003, Output Connector: Lead wires, unterminated, Sensor Output: 10.0 - 15.5 mV, Sensor Life: &#8805; 1,500,000 % oxygen hours, Response Time: &#8804; 15 s<br /> | 66 | 2 | 64.4 | 3 | 62.7 | 11 | 59.4 | 0 | 0 | 817770025054 | Yes |  | No | Yes | Yes | FYZ | EA | EACH | 1 | 1 |  | 24 | Maxtec | MAX250B | 1 | http://www.viamed.co.uk/uk/Uploads/1A3645A2269A.jpg |  |  |  | 9019209000 | United States
0110433 | Maxtec Oxygen sensor MAX-250K | OEM Part Number: 15974, Output Connector: Mini power plug, lead wire, Sensor Output: 10.0 - 15.5 mV, Sensor Life: &#8805; 1,500,000 % oxygen hours, Response Time: &#8804; 15 s<br /> | 94.4 | 2 | 92.1 | 3 | 89.7 | 11 | 85 | 0 | 0 | 817770021025 | Yes |  | No | Yes | Yes | FYZ | EA | EACH | 1 | 1 |  | 24 | Maxtec | MAX250K | 1 | http://www.viamed.co.uk/uk/Uploads/1A3646A8ba0A.jpg |  |  |  | 9019209000 | United States
0110435 | Maxtec Oxygen Sensor MAX-250TM | OEM Part Number: R125P18-02, Output Connector: Molex 3 pin plug 3P2C, Sensor Output: 11 /- 2.5 mV, Sensor Life: &#8805; 1,500,000 % oxygen hours, Response Time: &#8804; 15 s<br /> | 100.9 | 2 | 98.4 | 3 | 95.9 | 11 | 90.9 | 0 | 0 | 853061006654 | Yes |  | No | Yes | Yes | FYZ | EA | EACH | 1 | 1 | Maxtec | 24 | Maxtec | R125P18-02 | 1 | http://www.viamed.co.uk/uk/Uploads/1A5275A3aa5A.jpg |  |  |  | 9019209000 | United States
0110436 | Maxtec Oxygen sensor MAX-250(B)-SLE - 2 Pole Socket | OEM Part Number: N2191, Output Connector: 2 pole socket, lead wire, Sensor Output: 10.0 - 15.5 mV, Sensor Life: &#8805; 1,500,000 % oxygen hours, Response Time: &#8804; 15 s<br /> | 69.5 | 2 | 62.55 | 3 | 59.08 | 11 | 55.6 | 0 | 0 | 5051826009161 | Yes |  | No | Yes | Yes | FYZ | EA | EACH | 1 | 1 |  | 24 | Maxtec | MAX250BSLE | 1 | http://www.viamed.co.uk/uk/Uploads/1A3647Aa657A.jpg |  |  |  | 9019209000 | United States
0110437 | Maxtec Oxygen sensor MAX-250(B)-SLE - 3 Pole Socket | OEM Part Number: N2191/10, Output Connector: 3 pole socket, lead wire, Sensor Output: 10.0 - 15.5 mV, Sensor Life: &#8805; 1,500,500 % oxygen hours, Response Time: < 15 s<br /> | 69.5 | 2 | 62.55 | 3 | 59.08 | 11 | 55.6 | 0 | 0 | 5051826009178 | Yes |  | No | Yes | Yes | FYZ | EA | EACH | 1 | 1 |  | 24 | Maxtec | MAX-250B-SLE | 1 | http://www.viamed.co.uk/uk/Uploads/1A3648A06abA.jpg |  |  |  | 9019209000 | United States
0110438 | Maxtec Oxygen Sensor MAX-47 | OEM Part Number: 5803, Output Connector: Phone socket, 4 way, Sensor Output: 4 - 11 mV, Sensor Life: &#8805; 500,000 % oxygen hours, Response Time: < 12 s | 103.7 | 2 | 101.2 | 3 | 98.6 | 11 | 93.4 | 0 | 0 | 5051826009185 | Yes |  | No | Yes | Yes | FYZ | EA | EACH | 1 | 1 |  | 12 | Maxtec | R112P16 | 1 | http://www.viamed.co.uk/uk/Uploads/1A5267A52e0A.jpg |  |  |  | 9019209000 | United States
0110439 | Maxtec Oxygen Sensor MAX-48 | OEM Part Number: AII-11-60, Output Connector: Phone socket, 4 way, Sensor Output: 3.8 - 4.8 mV, Sensor Life: &#8805; 500,000 % oxygen hours, Response Time: &#8804; 12 s<br /> | 88.4 | 2 | 86.2 | 3 | 84 | 11 | 79.6 | 0 | 0 | (01)00817770020240 | Yes |  | No | Yes | Yes | FYZ | EA | EACH | 1 | 1 |  | 12 | Maxtec | R112P18 | 1 | http://www.viamed.co.uk/uk/Uploads/1A4908A4982A.jpg |  |  |  | 9019209000 | Germany
0110441 | Maxtec Oxygen Sensor MAX-11i | OEM Part Number: 6850645, Output Connector: Slip rings, 3, Sensor Output: 17 /- 3 mV, Sensor Life: &#8805; 750,000 % oxygen hours, Response Time: &#8804; 12 s | 136.3 | 2 | 132.9 | 3 | 129.5 | 11 | 122.7 | 0 | 0 | 5051826023983 | Yes |  | No | Yes | Yes | FYZ | EA | EACH | 1 | 1 |  | 12 | Maxtec | MAX11i | 1 | http://www.viamed.co.uk/uk/Uploads/1A4903A6420A.jpg |  |  |  | 9019209000 | United States
0110444 | Maxtec Oxygen Sensor MAX-13-250 |  | 104.4 | 2 | 101.8 | 3 | 99.2 | 11 | 94 | 0 | 0 | 853061006562 | No |  | No | Yes | Yes | FYZ | EA | EACH | 1 | 1 | Maxtec | 24 | Maxtec | R125P07 | 1 | http://www.viamed.co.uk/uk/Uploads/1A7744A534bA.jpg |  |  |  | 9019209000 | United States
0110449 | Maxtec Oxygen Sensor MAX-43 - Pack of 2 |  | 189.3 | 2 | 184.6 | 3 | 179.9 | 11 | 170.4 | 0 | 0 | 817770020233 | No |  | No |  | Yes | FYZ | PK | PACK |  |  |  | 12 |  |  | 1 |  |  |  |  | 9019209000 | United States
0110450 | Maxtec Oxygen Sensor MAX-50 |  | 112.8 | 2 | 110 | 3 | 107.2 | 11 | 101.6 |  | 0 | 5051826050385 | No |  | No |  | Yes | FYZ | EA | EACH |  |  |  | 24 |  |  | 1 |  |  |  |  | 9019209000 | United States
0110451 | Maxtec Oxygen Sensor MAX-250K with Panduit | OEM Equipment: Vela T2, Output Connector: Panduit, Sensor Output: 10.0 - 15.5 mV, Sensor Life: &#8805; 1,500,000 % oxygen hours, Response Time: &#8804; 15 s<br /> | 161.5 | 2 | 157.5 | 3 | 153.5 | 11 | 145.4 | 0 | 0 | 5051826009222 | Yes |  | No | Yes | Yes | FYZ | EA | EACH | 1 | 1 |  | 24 | Maxtec | R125P02-009 | 1 | http://www.viamed.co.uk/uk/Uploads/1A4905Adae1A.jpg |  |  |  | 9019209000 | United States
0110452 | Maxtec Oxygen sensor MAX-550E | OEM Part Number: R140P02, Output Connector: Stereo phone jack, 3.5 mm, Sensor Output: 10 - 15 mV, Sensor Life: 5 years, Response Time: 14 /- 2 s<br /> | 109.3 | 2 | 106.6 | 3 | 103.9 | 11 | 98.4 |  | 0 | 817770020363 | Yes |  | No | Yes | Yes | FYZ | EA | EACH | 1 | 1 | Maxtec | 24 | Maxtec | R140P02 | 1 | http://www.viamed.co.uk/uk/Uploads/1A7465A0160A.jpg |  |  |  | 9019209000 | United States
0110453 | Maxtec Oxygen sensor MAX-250MS |  | 98.3 | 2 | 95.9 | 3 | 93.4 | 11 | 88.5 | 0 | 0 | (01)00817770021582 |  |  | No |  |  | FYZ | EA | EACH | EA | Each | Maxtec | 24 |  | MAX-250MS | 1 |  |  |  |  | 9019209000 | United States
0110454 | Maxtec Oxygen Sensor MAX-500E with Flow Diverter | For use with MaxBlend range of blenders. Maxtec part number: R140P02-001. It is supplied complete with a special flow diverter which is narrower in diameter and has a small bleed hole (0120086). | 136.8 | 2 | 133.4 | 3 | 130 | 11 | 123.2 | 0 | 0 | 817770020523 | [5 empty] | FYZ | EA | EACH | 1 | 1 | Maxtec | 24 | Maxtec | R140P02-001 | 1 |  |  |  |  | 9019209000 | United States
0110460 | Maxtec Oxygen Sensor MAX-7 |  | 112.8 | 2 | 110 | 3 | 107.2 | 11 | 101.6 | 0 | 0 | 5051826026977 |  |  | No |  |  | FYZ | EA | EACH |  |  | Maxtec | 12 | Maxtec | R109P09 | 1 |  |  |  |  | 9019209000 | United States
0110461 | Maxtec Oxygen Sensor MAX-7L | OEM Part Number: R109P13, Output Connector: Phone jack, 3.5 mm, Sensor Output: 3.5 - 7.5 mV, Sensor Life: &#8805; 1,000,000 % oxygen hours, Response Time: &#8804; 12 s<br /> | 112.8 | 2 | 110 | 3 | 107.2 | 11 | 101.6 | 0 | 0 | 5051826026984 | Yes |  | No | Yes | Yes | FYZ | EA | EACH | 1 | 1 | Maxtec | 12 | Maxtec | MAX7L | 1 | http://www.viamed.co.uk/uk/Uploads/1A7598Ab719A.jpg |  |  |  | 9019209000 | United States
0110462 | Maxtec Oxygen Sensor MAX-12A |  | 103.7 | 2 | 101.2 | 3 | 98.6 | 11 | 93.4 | 0 | 0 | 817770020066 |  |  | No |  |  | FYZ | EA | EACH |  |  |  | 14 |  |  | 1 |  |  |  |  | 9019209000 | United States
0110463 | Maxtec Oxygen Sensor MAX-13C |  | 103.7 | 2 | 101.2 | 3 | 98.6 | 11 | 93.4 | 0 | 0 | 5051826027004 |  |  | No |  |  | FYZ | EA | EACH |  |  |  | 14 |  |  | 1 |  |  |  |  | 9019209000 | United States
0110464 | Maxtec Oxygen Sensor MAX-23 |  | 120.4 | 2 | 117.4 | 3 | 114.4 | 11 | 108.4 | 0 | 0 | 5051826027011 |  |  | No |  |  | FYZ | EA | EACH |  |  |  | 12 |  |  | 1 |  |  |  |  | 9019209000 | United States
0110465 | Maxtec Oxygen Sensor MAX-24 | OEM Part Number: R109P15, Output Connector: AMP plug, 2 pin, Sensor Output: 8.5 - 11.5 mV, Sensor Life: &#8805; 500,000 % oxygen hours, Response Time: &#8804; 12 s<br /> | 120.4 | 2 | 117.4 | 3 | 114.4 | 11 | 108.4 | 0 | 0 | 5051826009239 | No |  | No | Yes | Yes | FYZ | EA | EACH | 1 | 1 | Maxtec | 16 | Maxtec | R109P15 | 1 | http://www.viamed.co.uk/uk/Uploads/1A7746Aa31dA.jpg |  |  |  | 9019209000 | United States
0110466 | Maxtec Oxygen Sensor MAX-25 |  | 120.4 | 2 | 117.4 | 3 | 114.4 | 11 | 108.4 |  | 0 | 5051826027028 |  |  | No |  |  | FYZ | EA | EACH | 1 | 1 | Maxtec | 24 | Maxtec | R100P51-002 | 1 |  |  |  |  | 9019209000 | United States
0110467 | Maxtec Lead-free Oxygen sensor MAX-15LF |  | 222.5 | 2 | 217 | 3 | 211.4 | 11 | 200.3 | 0 | 0 | 817770020110 |  |  | No |  |  | FYZ | EA | EACH | 1 | 1 | Maxtec | 24 | Maxtec | R115P61 | 1 |  |  |  |  | 9019209000 | United States
0110524 | Maxell Oxygen sensor KE-25 - Unterminated | Output Connector: Lead wires - unterminated, Inlet Connector: Hexagon moulding, Sensor Output: 10.0 - 15.5 mV, Sensor Life: 5 years, Response Time: 14 /- 2 s<br /> | 60 | 2 | 57 | 3 | 54 | 11 | 51 | 0 | 0 | 5051826009253 | No |  | No | Yes | Yes | FYZ | EA | EACH | 1 | 1 | Maxell | 12 | Maxell Ltd. | KE25 | 1 | http://www.viamed.co.uk/uk/Uploads/1A5254A3d10A.jpg |  |  |  | 9019209000 | Japan
0110525 | Maxell Oxygen sensor KE-25 | OEM Part Number: C79451-A3458-B55, Inlet Connector: Hexagon moulding, Output Connector: 2 pole socket, 1 mm, Sensor Output: 10.0 - 15.5 mV, Sensor Life: 5 years, Response Time: 14 /- 2 s<br /> | 65 | 2 | 61.75 | 3 | 58.5 | 11 | 55.25 | 0 | 0 | 5051826000847 | No |  | No | Yes | Yes | FYZ | EA | EACH | 1 | 1 | Maxell | 12 | Maxell Ltd. | KE25 | 1 | http://www.viamed.co.uk/uk/Uploads/1A5253A1d2eA.jpg |  |  |  | 9019209000 | Japan
0110529 | Maxell Oxygen Sensor KE-25F1 - Unterminated | Output Connector: Unterminated, Inlet Connector: Hexagon moulding, Sensor Output: 10.0 - 15.5 mV, Sensor Life: 5 years, Response Time: 14 /- 2 s | 90 | 2 | 85.5 | 3 | 81 | 11 | 76.5 | 0 | 0 | 5051826009260 | No |  | No | Yes | Yes | FYZ | EA | EACH | 1 | 1 | Maxell | 12 | Maxell Ltd. | KE25F1 | 1 | http://www.viamed.co.uk/uk/Uploads/1A4910A3176A.jpg |  |  |  | 9019209000 | Japan
0110534 | Maxell Oxygen Sensor KE-25F3 - Unterminated | Output Connector: Unterminated, Inlet Connector: Threaded, M16 x 1 mm, Sensor Output: 10.0 - 15.5 mV, Sensor Life: 5 years, Response Time: 14 /2 2 s | 78 | 2 | 74.1 | 3 | 70.2 | 11 | 66.3 | 0 | 0 | 5051826009277 | No |  | No | Yes | Yes | FYZ | EA | EACH | 1 | 1 | Maxell | 12 | Maxell Ltd. | KE25F3 | 1 | http://www.viamed.co.uk/uk/Uploads/1A4991A774cA.jpg |  |  |  | 9019209000 | Japan
0110539 | Maxell Oxygen Sensor KE-25F4 - Unterminated | Output Connector: Unterminated, Inlet Connector: O Ring, 16 mm, Sensor Output: 10.0 - 15.5 mV, Sensor Life: 5 years, Response Time: 14 /-2 s<br /> | 95 | 2 | 90.25 | 3 | 85.5 | 11 | 80.75 | 0 | 0 | 5051826009284 | No |  | No | Yes | Yes | FYZ | EA | EACH | 1 | 1 | Maxell | 12 | Maxell Ltd. | KE25F4 | 1 | http://www.viamed.co.uk/uk/Uploads/1A4993Ae828A.jpg |  |  |  | 9019209000 | Japan
0110544 | Maxell Oxygen Sensor KE-50 - Unterminated | Output Connector: Unterminated, Inlet Connector: Hexagon moulding, Sensor Output: 47 - 65 mV, Sensor Life: 5 years, Response Time: 60 /- 5 s | 95 | 2 | 90.25 | 3 | 85.5 | 11 | 80.75 | 0 | 0 | 5051826009291 | No |  | No | Yes | Yes | FYZ | EA | EACH | 1 | 1 | Maxell | 12 | Maxell Ltd. | KE50 | 1 | http://www.viamed.co.uk/uk/Uploads/1A4922A580bA.jpg |  |  |  | 9019200000 | Japan
0110550 | GS Yuasa Oxygen Sensor SK-25F | Output Connector: Locating Pins, 3, Sensor Output: 5.5 - 8.5 mV, Sensor Life: 3 years, Response Time: &#8804; 15 s | 115 | 2 | 109.25 | 3 | 103.5 | 11 | 97.75 |  | 0 | 5051826009307 | No |  | No | Yes | Yes | FYZ | EA | EACH | 1 | 1 |  | 12 | Maxell Ltd. | SK25F | 1 | http://www.viamed.co.uk/uk/Uploads/1A5272A3cb9A.jpg |  |  |  | 9019209000 | Japan
0110560 | Envitec Oxygen sensor OOM111 | Output Connector: Phone jack, 0.141&#34;, Sensor Output: 11 - 13 mV, Sensor Life: &#8805; 1,000,000 % oxygen hours, Response Time: < 12 seconds, for use with Envitec: OxiQuant MC and MySign O | 72 | 2 | 68.4 | 3 | 64.8 | 11 | 61.2 | 0 | 0 | 4036616000307 | Yes |  | No | Yes | Yes | FYZ | EA | EACH | 1 | 1 | OOM | 15 | Envitec | OOM111 | 1 | http://www.viamed.co.uk/uk/Uploads/1A5273Aa1eaA.jpg |  |  |  | 90271090 | Germany
0110579 | Envitec Oxygen sensor OOM113 |  | 45 | 2 | 42.75 | 3 | 40.5 | 11 | 38.25 |  | 0 | (01)04036616010122 | [5 empty] | FYZ | EA | EACH | 1 | 1 | Envitec | 15 | Envitec | E1002178 | 1 |  |  |  |  | 9019209000 | Germany
0110660 | Envitec Oxygen sensor OOI103 | OEM Part Number: 01-00-0095, Output Connector: Slip rings, 4, Sensor Output: 9 - 15 mV, Sensor Life: &#8805; 500,000 % oxygen hours, Response Time: < 13 s, for use with Envitec OxiQuant S | 72 | 2 | 68.4 | 3 | 64.8 | 11 | 61.2 | 0 | 0 | 4036616004763 | Yes |  | No | Yes | Yes | FYZ | EA | EACH | 1 | 1 | OOI | 15 | Envitec | OOI103 | 1 | http://www.viamed.co.uk/uk/Uploads/1A5274A3f5fA.jpg |  |  |  | 9019209000 | Germany
0110700 | IT Gambert Lead-free Oxygen sensor MLF-03 |  | 96 | 2 | 91.2 | 3 | 86.4 | 11 | 81.6 | 0 | 0 | 4250320600848 |  |  | No |  |  | FYZ | EA | EACH | 1 | 1 | IT Gambert | 15 | IT Gambert | 410303 | 1 |  |  |  |  | 9019209000 | Germany
0110701 | IT Gambert Lead-free Oxygen sensor MLF-04 |  | 96 | 2 | 91.2 | 3 | 86.4 | 11 | 81.6 | 0 | 0 | 4250320600855 |  |  | No |  |  | FYZ | EA | EACH | 1 | 1 | IT Gambert | 15 | IT Gambert | 410306 | 1 |  |  |  |  | 9019209000 | Germany
0110702 | IT Gambert Lead-free Oxygen sensor MLF-12A |  | 96 | 2 | 91.2 | 3 | 86.4 | 11 | 81.6 | 0 | 0 |  |  |  | No |  |  | FYZ | EA | EACH | 1 | 1 | IT Gambert | 15 | IT Gambert | 410417 | 1 |  |  |  |  | 9019209000 | Germany
0110703 | IT Gambert Lead-free Oxygen sensor MLF-15 |  | 96 | 2 | 91.2 | 3 | 86.4 | 11 | 81.6 | 0 | 0 | 4250320600794 |  |  | No |  |  | FYZ | EA | EACH | 1 | 1 | IT Gambert | 15 | IT Gambert | 410523 | 1 |  |  |  |  | 9019209000 | Germany
0110704 | IT Gambert Lead-free Oxygen sensor MLF-16 |  | 96 | 2 | 91.2 | 3 | 86.4 | 11 | 81.6 | 0 | 0 | 4250320600725 |  |  | No |  |  | FYZ | EA | EACH | 1 | 1 | IT Gambert | 15 | IT Gambert | 470316 | 1 |  |  |  |  | 9019209000 | Germany
0110705 | IT Gambert Lead-free Oxygen sensor MLF-19 |  | 96 | 2 | 91.2 | 3 | 86.4 | 11 | 81.6 | 0 | 0 | 4250320600671 |  |  | No |  |  | FYZ | EA | EACH | 1 | 1 | IT Gambert | 15 | IT Gambert | 470042 | 1 |  |  |  |  | 9019209000 | Germany
0110706 | IT Gambert Lead-free Oxygen sensor MLF-43 |  | 110 | 2 | 104.5 | 3 | 99 | 11 | 93.5 | 0 | 0 |  |  |  | No |  |  | FYZ | EA | EACH | 1 | 1 | IT Gambert | 15 | IT Gambert | 410032 | 1 |  |  |  |  | 9019209000 | Germany
0110707 | IT Gambert Lead-free Oxygen sensor MLF-60HC |  | 96 | 2 | 91.2 | 3 | 86.4 | 11 | 81.6 | 0 | 0 | 4250320600626 |  |  | No |  |  | FYZ | EA | EACH | 1 | 1 | IT Gambert | 15 | IT Gambert | 410040 | 1 |  |  |  |  | 9019209000 | Germany
0110708 | IT Gambert Lead-free Oxygen sensor MLF-650 |  | 153 | 2 | 145.35 | 3 | 137.7 | 11 | 130.05 | 0 | 0 | 4250320600701 |  |  | No |  |  | FYZ | EA | EACH | 1 | 1 | IT Gambert | 15 | IT Gambert | 410033 | 1 |  |  |  |  | 9019209000 | Germany
0110709 | IT Gambert Lead-free Oxygen sensor MLF-350 |  | 218.5 | 2 | 207.58 | 3 | 196.65 | 11 | 185.73 | 0 | 0 | 4250320600763 |  |  | No |  |  | FYZ | EA | EACH | 1 | 1 | IT Gambert | 15 | IT Gambert | 410035 | 1 |  |  |  |  | 9019209000 | Germany
0110710 | IT Gambert Lead-free Oxygen Sensor MLF-16D |  | 118.5 | 2 | 112.58 | 3 | 106.65 | 11 | 100.73 | 0 | 0 |  |  |  | No |  |  | FYZ | EA | EACH | 1 | 1 | IT Gambert | 15 | IT Gambert | 471116 | 1 |  |  |  |  | 9019200000 | Germany
0110800 | Envitec Lead-free Oxygen Sensor OOMLF102 |  | 55 | 2 | 52.25 | 3 | 49.5 | 11 | 46.75 | 0 | 0 | 4036616010788 |  |  | No |  |  | FYZ | EA | EACH | 1 | 1 | Envitec |  | Envitec | 1002523 | 1 |  |  |  |  | 9019209000 | Germany
0110801 | Envitec Lead-free Oxygen Sensor OOMLF102-1 |  | 55 | 2 | 52.25 | 3 | 49.5 | 11 | 46.75 | 0 | 0 | (01)04036616010795 |  |  | No |  |  | FYZ | EA | EACH | 1 | 1 | Envitec |  | Envitec | 1002532 | 1 |  |  |  |  | 9019209000 | Germany
0110802 | Envitec Lead-free Oxygen Sensor OOMLF106 |  | 55 | 2 | 52.25 | 3 | 49.5 | 11 | 46.75 | 0 | 0 |  |  |  | No |  |  | FYZ | EA | EACH | 1 | 1 | Envitec |  | Envitec | 1002582 | 1 |  |  |  |  | 9019209000 | Germany
0110803 | Envitec Lead-free Oxygen Sensor OOMLF110 |  | 70 | 2 | 66.5 | 3 | 63 | 11 | 59.5 | 0 | 0 | (01)04036616010832 |  |  | No |  |  | FYZ | EA | EACH | 1 | 1 | Envitec |  | Envitec | 1002536 | 1 |  |  |  |  | 9019209000 | Germany
0110804 | Envitec Lead-free Oxygen Sensor OOMLF111 |  | 85 | 2 | 80.75 | 3 | 76.55 | 11 | 72.25 | 0 | 0 | (01)04036616010849 |  |  | No |  |  | FYZ | EA | EACH | 1 | 1 | Envitec |  | Envitec | 1002537 | 1 |  |  |  |  | 9019209000 | Germany
0110805 | Envitec Lead-free Oxygen Sensor OOMLF202 |  | 55 | 2 | 52.25 | 3 | 49.5 | 11 | 46.75 | 0 | 0 | 5051826051030 |  |  | No |  |  | FYZ | EA | EACH | 1 | 1 | Envitec |  | Envitec | 1002539 | 1 |  |  |  |  | 9019209000 | Germany
0110806 | Envitec Lead-free Oxygen Sensor OOMLF202-1 |  | 55 | 2 | 52.25 | 3 | 49.5 | 11 | 46.75 | 0 | 0 | (01)04036616010870 |  |  | No |  |  | FYZ | EA | EACH | 1 | 1 | Envitec |  | Envitec | 1002540 | 1 |  |  |  |  | 9019209000 | Germany
0110807 | Envitec Lead-free Oxygen Sensor OOMLF202-2 |  | 55 | 2 | 52.25 | 3 | 49.5 | 11 | 46.75 | 0 | 0 |  |  |  | No |  |  | FYZ | EA | EACH | 1 | 1 | Envitec |  | Envitec | 1002606 | 1 |  |  |  |  | 9019209000 | Germany
0110808 | Envitec Lead-free Oxygen Sensor OOMLF202-2S |  | 63 | 2 | 59.85 | 3 | 56.7 | 11 | 53.55 | 0 | 0 |  |  |  | No |  |  | FYZ | EA | EACH | 1 | 1 | Envitec |  | Envitec | 1002608 | 1 |  |  |  |  | 9019209000 | Germany
0110809 | Envitec Lead-free Oxygen Sensor OOMLF103 |  | 63 | 2 | 59.85 | 3 | 56.7 | 11 | 53.55 | 0 | 0 | (01)04036616010801 | [5 empty] | FYZ | EA | EACH | 1 | 1 | Envitec |  | Envitec | OOMLF103 | 1 |  |  |  |  | 9019209000 | Germany
0110810 | Envitec Lead-free Oxygen Sensor OOMLF103-1 |  | 63 | 2 | 59.85 | 3 | 56.7 | 11 | 53.55 | 0 | 0 | [6 empty] | FYZ | EA | EACH | 1 | 1 | Envitec |  | Envitec | OOMLF103-1 | 1 |  |  |  |  | 9019209000 | Germany
0111250 | Maxtec Oxygen analyser with integral sensor - Handi+ | This analyser is great for spot-checking O2 percentage in hospitals, clinics and in home-care environments. Includes integrated sensor and battery. One-touch calibration. Over-mould for extra protection. Small, convenient and portable. Auto-off. Disposable at end of sensor life. | 193 |  | 0 |  | 0 |  | 0 |  | 0 | 817770020707 | Yes |  | No | Yes | Yes | FJA | EA | EACH | 1 | 1 | Handi | 24 | Maxtec | R218P12 | 1 | http://www.viamed.co.uk/uk/Uploads/1A4926Ae0c8A.jpg |  |  |  | 90181990-00 | United States
0111260 | Maxtec Oxygen analyser with internal sensor - MaxO2 A | The MAXO2+A analyser is ideal for checking oxygen percent accuracy in concentrators. Long Battery Life (Approximately 5,000 hours on 2 x AA batteries). Ergonomic Handheld Design. Impact resistant and drip proof. Large LCD with 3 digit display. | 372 |  | 0 |  | 0 |  | 0 |  | 0 | 853061006982 | Yes |  | No | Yes | Yes | FJA | EA | EACH | 1 | 1 | MaxO2 | 24 | Maxtec | R217P62 | 1 | http://www.viamed.co.uk/uk/Uploads/1A4927A2aa6A.jpg |  |  |  | 90181990-00 | United States
0111261 | Maxtec Oxygen analyser with external sensor - MaxO2 AE | The MaxO2 AE is best used anywhere an in-line analyser is needed, when alarms are deemed important. It is especially useful in conjunction with older ventilators or oscillators. Long Battery Life (Approximately 5,000 hours on 2 x AA batteries). Ergonomic Handheld Design. Impact resistant and drip proof. Large LCD with 3 digit display.<br /> | 384 |  | 0 |  | 0 |  | 0 |  | 0 | 853061006937 | Yes |  | No | Yes | Yes | FJA | EA | EACH | 1 | 1 |  | 24 | Maxtec | R217P72 | 1 | http://www.viamed.co.uk/uk/Uploads/1A4928A4003A.jpg |  |  |  | 90181990-00 | United States
0111263 | Maxtec Oxygen Monitor - MaxO2 ME | The MaxO2 ME Oxygen Monitor is an easy-to-use low maintenance monitor. Features include: back lit LCD, smart alarms, DC power port, protective overmould, built-in kickstand, built in dovetail and extended battery life. | 604 |  | 0 |  | 0 |  | 0 |  | 0 | 853061006302 | Yes |  | No | Yes | Yes | FJA | EA | EACH | 1 | 1 | Maxtec | 24 | Maxtec | R230P01-001 | 1 | http://www.viamed.co.uk/uk/Uploads/1A7467Ad223A.jpg |  |  |  | 90181990-00 | United States
0111265 | Maxtec Oxygen Analyser - UltraMaxO2 |  | 598 | 0 | 0 | 0 | 0 | 0 | 0 | 0 | 0 | 817770020936 | Yes |  | No | Yes | Yes | FJA | EA | EACH | 1 | 1 | UltraMaxO2 | 36 | Maxtec | R221P11 | 1 | http://www.viamed.co.uk/uk/Uploads/1A5188A75b2A.jpg |  |  |  | 90181990-00 | United States
0111276 | Envitec MySign O Oxygen Monitor | Including standard accessories: OOM111 oxygen sensor, USB cable, T-adapter, flow diverter | 347 | 0 | 0 | 0 | 0 | 0 | 0 | 0 | 0 | 4036616009324 | Yes |  | No | Yes | Yes | FJA | EA | EACH | 1 | 1 | MySign | 24 | Envitec | 1001825 | 1 |  |  |  |  | 90181990-00 | Germany
0111277 | Envitec MySign O Oxygen Monitor Kit | Including standard accessories: OOM111 oxygen sensor, USB cable, T-adapter, flow diverter plus mains power supply with adapter (UK/EU/USA) | 394.85 | 0 | 0 | 0 | 0 | 0 | 0 | 0 | 0 | 4036616009324 | Yes |  | No | Yes | Yes | FJA | EA | EACH | 1 | 1 | MySign | 24 | Envitec | 1001825 | 1 |  |  |  |  | 90181990-00 | Germany
0120092 | Oxygen Sensor Flow Diverter 15 mm - White |  | 4 | 0 | 0 | 0 | 0 | 0 | 0 | 0 | 0 | 5051826009543 | [5 empty] | FDO | EA | EACH | 1 | 1 |  |  |  |  | 1 | http://www.viamed.co.uk/uk/Uploads/1A5300Ae52bA.jpg |  |  |  |  | Germany
0120093 | Oxygen Sensor Flow Diverter 15 mm - Clear | Pack of 10 | 27.85 | 0 | 0 | 0 | 0 | 0 | 0 | 0 | 0 | 4036616009140 | [5 empty] | FDO | PK | PACK | 10 | Pack (10) |  |  |  |  | 10 |  |  |  |  | 39269097
0120095 | Oxygen Sensor Flow Diverter 15 mm |  | 8.5 |  | 0 |  | 0 |  | 0 |  | 0 | 5051826027080 | [5 empty] | FDO | EA | EACH | [6 empty] | 1 | http://www.viamed.co.uk/uk/Uploads/1A6529Ad3abA.jpg
0120099 | Oxygen sensor flow diverter | Includes O ring. M16 thread to 15mm O.D. - Allows insertion into a T-adapter with a 15mm I.D. port<br /> | 5 | 0 | 0 | 0 | 0 | 0 | 0 | 0 | 0 | 5051826001486 | No |  | No | Yes | Yes | FDO | EA | EACH | 1 | 1 |  | 12 | Teledyne |  | 1 | http://www.viamed.co.uk/uk/Uploads/1A3654A6606A.jpg |  |  |  | 90189085-00 | United States
0120101 | Oxygen sensor adapter cap 22 mm I.D. - Female | M16 thread to 22 mm I.D. | 3.5 | 0 | 0 | 0 | 0 | 0 | 0 | 0 | 0 | 5051826001509 | No |  | No | Yes | Yes | FDO | EA | EACH | 1 | 1 |  | 12 | Teledyne |  | 1 | http://www.viamed.co.uk/uk/Uploads/1A4565Ab182A.jpg |  | 852470008006 |  | 90189085-00 | U.S.A.
0120102 | Oxygen sensor adapter cap 22 mm O.D. - Male | M16 thread to 22 mm O.D.<br /> | 3.5 | 0 | 0 | 0 | 0 | 0 | 0 | 0 | 0 | 5051826001516 | No |  | No | Yes | Yes | FDO | EA | EACH | 1 | 1 |  | 12 | Teledyne |  | 1 | http://www.viamed.co.uk/uk/Uploads/1A3686A1ca5A.jpg |  | 852470008006 |  | 9019200000 | U.S.A.
0120103 | T Adapter 15 mm Paediatric circuits | 15 mm I.D. - 15 mm O.D., T 15 mm I.D.<br /> | 1.95 |  | 0 |  | 0 |  | 0 |  | 0 | 5030267055104 | No |  | No | Yes | Yes | FDO | EA | EACH | 1 | 1 |  | 12 | Teledyne |  | 1 | http://www.viamed.co.uk/uk/Uploads/1A3687AecadA.jpg |  |  |  | 90181990-00
0120120 | Oxygen concentrator Adapter | Screws directly onto sensors such as R-17MED. Tapered inlet. For testing outputs of oxygen concentrators. | 10.3 | 0 | 0 | 0 | 0 | 0 | 0 | 0 | 0 | 5051826001554 | No |  | No | Yes | Yes | FDO | EA | EACH | 1 | 1 |  | 12 | Maxtec |  | 1 | http://www.viamed.co.uk/uk/Uploads/1A3689A9f7aA.jpg |  |  |  | 90181990-00 | U.S.A.
0120124 | Connector - 22mm - 6mm Oxygen Stem |  | 0.85 | 0 | 0 | 0 | 0 | 0 | 0 | 0 | 0 | 5030267057511 | [5 empty] | FDO | EA | EACH | 1 | 1 |  |  |  | 1968 | 1
0120125 | Connector 22 mm I.D. - 22 mm I.D. | Colour: Green | 1.25 | 0 | 0 | 0 | 0 | 0 | 0 | 0 | 0 | 5030267057498 | No |  | No | Yes | Yes | FDO | EA | EACH | 1 | 1 |  | 12 | Intersurgical |  | 1 | http://www.viamed.co.uk/uk/Uploads/1A3690Acf63A.jpg |  |  |  | 90181990-00
0120126 | Connector 15mm I.D./22mm O.D. - 22mm O.D. | Colour: Green | 1.3 | 0 | 0 | 0 | 0 | 0 | 0 | 0 | 0 | 5051826001561 | No |  | No | Yes | Yes | FDO | EA | EACH | 1 | 1 |  | 12 | Intersurgical |  | 1 | http://www.viamed.co.uk/uk/Uploads/1A3697A62fbA.jpg |  |  |  | 90181990-00
0120127 | Connector 15 mm I.D./22 mm O.D. - 6.5 mm | Tapered. Colour: Green | 1.6 | 0 | 0 | 0 | 0 | 0 | 0 | 0 | 0 | 5030267057658 | No |  | No | Yes | Yes | FDO | EA | EACH | 1 | 1 |  | 12 | Intersurgical |  | 1 | http://www.viamed.co.uk/uk/Uploads/1A3691Ab4c3A.jpg |  |  |  | 90181990-00
0120174 | Connector - 22mm - 6mm Oxygen Stem | Box of 50 | 42.5 | 0 | 0 | 0 | 0 | 0 | 0 | 0 | 0 | 5030267005741 | [5 empty] | FDO | BX | BOX | 1 | 1 |  |  |  | 1968 | 50
0120399 | T adapter. 22mm I.D. - 22mm O.D. | Reusable (non-autoclavable)<br />Pack of 5 | 25 |  | 0 |  | 0 |  | 0 |  | 0 | 4036616000031 |  |  | Yes |  |  | FDO | PK | PACK | 5 | Pack (5) | Envitec |  | Envitec | 46-006005 | 5 |  |  |  |  | 90181990-00 | Germany
0121180 | Viamed V Wall Mount |  | 13.9 | 0 | 0 | 0 | 0 | 0 | 0 | 0 | 0 | 5051826009796 | No |  | No | Yes | Yes | FJA | EA | EACH | 1 | 1 | Viamed | 0 | Viamed |  | 1 | http://www.viamed.co.uk/uk/Uploads/1A4336A6688A.jpg |  |  |  | 90181990-00 | United Kingdom
0121181 | Viamed V Mount Pole Clamp - Small | Maximum clamping width: 25 mm | 36.5 | 0 | 0 | 0 | 0 | 0 | 0 | 0 | 0 | 5051826009802 | No |  | No | Yes | Yes | FJA | EA | EACH | 1 | 1 | Viamed | 0 | Viamed |  | 1 | http://www.viamed.co.uk/uk/Uploads/1A4347A4306A.jpg |  |  |  |  | United Kingdom
0121182 | Viamed V Mount Pole Clamp - Large | Clamping width: 16 - 40 mm | 39 | 0 | 0 | 0 | 0 | 0 | 0 | 0 | 0 | 5051826009819 | No |  | No | Yes | Yes | FJA | EA | EACH | 1 | 1 | Viamed | 0 | Viamed |  | 1 | http://www.viamed.co.uk/uk/Uploads/1A4338A065eA.jpg |  |  |  | 90181990-00 | United Kingdom
0121184 | Viamed V mount rail clamp | Attaches to most types of medirail. 30 mm (H) x 10 mm (D) medirail <br /> | 45.3 | 0 | 0 | 0 | 0 | 0 | 0 | 0 | 0 | 5051826009826 | No |  | No | Yes | Yes | FJA | EA | EACH | 1 | 1 | Viamed | 0 | Viamed |  | 1 | http://www.viamed.co.uk/uk/Uploads/1A4339A5a99A.jpg |  |  |  | 90181990-00 | United Kingdom
0121200 | Universal mounting clamp | This universal mounting clamp allows your monitor to be mounted to various rails or poles. The clamp has both vertical and horizontal adjustments, your monitor is mounted to the clamp using the screw thread. | 41.7 | 0 | 0 | 0 | 0 | 0 | 0 | 0 | 0 | 5051826001738 | No |  | No | Yes | Yes | FJA | EA | EACH | 1 | 1 | Viamed | 12 | Viamed |  | 1 | http://www.viamed.co.uk/uk/Uploads/1A4345A2695A.jpg |  | 852470008006 |  | 9006-99-0000 | U.S.A.
0121203 | AX/MX300 0-1V DC interface Cable | For use with Teledyne AX300 & MX300 oxygen analysers with analogue output. Length: 1.5m | 19.2 | 0 | 0 | 0 | 0 | 0 | 0 | 0 | 0 | 5051826001769 | No |  | No | Yes | Yes | FJA | EA | EACH | 1 | 1 |  | 12 | Teledyne |  | 1 | http://www.viamed.co.uk/uk/Uploads/1A4698Ac254A.jpg |  | 852470008006 |  | 90181990-00 | U.S.A.
0121204 | AX/MX300 RS232 interface Cable | For use with Teledyne AX300 & MX300 oxygen analysers with RS232 output. Length: 1.5m | 29.45 | 0 | 0 | 0 | 0 | 0 | 0 | 0 | 0 | 5051826001776 | No |  | No | Yes | Yes | FJA | EA | EACH | 1 | 1 |  | 12 | Teledyne |  | 1 | http://www.viamed.co.uk/uk/Uploads/1A4697Ab16eA.jpg |  | 852470008006 |  | 90181990-00 | U.S.A.
0121205 | Calibration assembly | For use with oxygen analysers and monitors to allow calibration in oxygen | 12.95 | 0 | 0 | 0 | 0 | 0 | 0 | 0 | 0 | 5051826001783 | No |  | No | Yes | Yes | FJA | EA | EACH | 1 | 1 |  | 12 | Teledyne |  | 1 | http://www.viamed.co.uk/uk/Uploads/1A4702A6756A.jpg |  | 852470008006 |  | 90181990-00 | U.S.A.
0121211 | Battery door for AX300 |  | 5 | 0 | 0 | 0 | 0 | 0 | 0 | 0 | 0 | 5051826009932 | Yes | 0 | No | 0 | Yes | FDW | EA | EACH | 1 | 1 | Teledyne | 12 | Teledyne | C-74461 | 1 |  |  |  |  | 90181990-00 | United States
0121213 | Mounting plate for AX300 & MX300 |  | 7.5 | 0 | 0 | 0 | 0 | 0 | 0 | 0 | 0 | 5051826009956 | Yes | 0 | No | 0 | Yes | FDW | EA | EACH |  |  |  | 12 |  |  | 1 | http://www.viamed.co.uk/uk/Uploads/1A3806A24e2A.jpg |  | 852470008006 |  | 9018199000 | U.S.A.
0121300 | Lanyard for use with Maxtec MaxO2 |  | 2.5 | 0 | 0 | 0 | 0 | 0 | 0 | 0 | 0 | 5051826047767 | Yes | 0 | No | 0 | Yes | FJK | EA | EACH |  |  | Maxtec | 12 |  |  | 1 | http://www.viamed.co.uk/uk/Uploads/1A5480Abd09A.jpg |  |  |  | 90181990-00
0121301 | Belt Clip & Pin Assembly for use with Maxtec MAXO2 | for use with MAXO2 | 8.5 | 0 | 0 | 0 | 0 | 0 | 0 | 0 | 0 | 5051826010044 | Yes | 0 | No | 0 | Yes | FJK | EA | EACH |  |  |  | 12 |  |  | 1 | http://www.viamed.co.uk/uk/Uploads/1A5477Abcc9A.jpg |  |  |  | 90181990-00
0121302 | V mount assembly for use with Maxtec MAXO2 |  | 16.1 | 0 | 0 | 0 | 0 | 0 | 0 | 0 | 0 | 5051826010051 | Yes | 0 | No | 0 | Yes | FJK | EA | EACH | 1 | 1 | Maxtec | 12 | Maxtec | R217P23 | 1 | http://www.viamed.co.uk/uk/Uploads/1A5476AfddcA.jpg |  |  |  | 90181990-00 | U.S.A.
0121350 | Envitec MySign O Oxygen Sensor Cable |  | 40.6 | 0 | 0 | 0 | 0 | 0 | 0 | 0 | 0 | 1 | [5 empty] | FJA | EA | EACH | 1 | 1 | MySign O |  | Envitec |  | 1 |  |  |  |  | 85444290 | Germany
0121351 | Envitec MySign O Clamp |  | 117.5 |  | 0 |  | 0 |  | 0 |  | 0 | (01)0403661601443 | [5 empty] | FJA | EA | EACH | 1 | 1 | MySign |  | Envitec | 1001801 | 1 |  |  |  |  | 39269097 | Germany
0121352 | Envitec MySign O Mains Power Supply | including UK/EU/USA/JPN adapters | 47.85 | 0 | 0 | 0 | 0 | 0 | 0 | 0 | 0 | 4013674021987 | [5 empty] | FJA | EA | EACH | 1 | 1 | MySign |  | Envitec | 1001829 | 1 |  |  |  |  | 90181990-00 | China
0121353 | Envitec MySign O USB Data Cable |  | 11.3 |  | 0 |  | 0 |  | 0 |  | 0 | 4049759246464 | [5 empty] | FJA | EA | EACH | 1 | 1 | MySign |  | Envitec | 1001815 | 1 |  |  |  |  | 85444290 | Germany
0131201 | Oxygen Sensor Cable Black for use with AX300 MX300 | Coiled cable with straight connectors. | 30 | 0 | 0 | 0 | 0 | 0 | 0 | 0 | 0 | 5051826010129 | No |  | No | Yes | Yes | FJA | EA | EACH | 1 | 1 |  | 12 | Teledyne |  | 1 | http://www.viamed.co.uk/uk/Uploads/1A4700A7dbbA.jpg |  | 852470008006 |  | 9018199000 | U.S.A.
0131202 | Oxygen Sensor Cable Black for use with AX300 MX300 - Viamed Version | Coiled cable with right angled connectors.<br /> | 20 | 0 | 0 | 0 | 0 | 0 | 0 | 0 | 0 | 5051826003152 | No |  | No | Yes | Yes | FJA | EA | EACH | 1 | 1 | Teledyne | 12 | Teledyne | C74721 | 1 | http://www.viamed.co.uk/uk/Uploads/1A4699A4f7aA.jpg |  |  |  | 90181990-00 | United Kingdom
0131251 | Monitor cable kit for use with Maxtec OM-25 Oxygen Monitor |  | 35.65 |  | 0 |  | 0 |  | 0 |  | 0 | 1 | [5 empty] | FJA | EA | EACH | 1 | 1 |  |  | Maxtec | R212P86 | 1
0131700 | Oxygen Sensor Cable Black | for use with MaxO2 ME, Coiled cable with straight connectors, extendable to 10ft | 36.1 | 0 | 0 | 0 | 0 | 0 | 0 | 0 | 0 | 5051826047965 | [5 empty] | FJA | EA | EACH |  |  | Maxtec |  |  | R228P16 | 1 |  |  |  |  | 90181990-00
0131701 | Maxtec MaxO2 ME Kick Stand |  | 0.9 | 0 | 0 | 0 | 0 | 0 | 0 | 0 | 0 | 5051826047972 | [5 empty] | FDW | EA | EACH | 1 | 1 | Maxtec |  | Maxtec | R228P10 | 1
0212009 | Temperature probe - Oesphageal/Rectal - Jack Plug - Neonatal. Autoclavable. | Neonatal, 2mm diameter. Compatible with YSI 400 series. Connector: 6.35mm (1/4 Inch) jack (mono). Cable length: 280cm. Autoclavable. | 73 | 0 | 0 | 0 | 0 | 0 | 0 | 0 | 0 | 5051826002346 | No |  | No | Yes | Yes | FJA | EA | EACH | 1 | 1 | 400-AC | 12 | Bluepoint Medical |  | 1 | http://www.viamed.co.uk/uk/Uploads/1A3919A954fA.png |  |  |  |  | E.U.
0212010 | Temperature probe - Oesophageal/Rectal - Jack Plug - Paediatric. Autoclavable. | Paediatric, 3mm diameter. Compatible with YSI 400 series. Connector: 6.35mm (1/4 Inch) jack (mono). Cable length: 280cm. Autoclavable. | 59 | 0 | 0 | 0 | 0 | 0 | 0 | 0 | 0 | 5051826001813 | No |  | No | Yes | Yes | FJA | EA | EACH | 1 | 1 | 400-AC | 12 | Bluepoint Medical |  | 1 | http://www.viamed.co.uk/uk/Uploads/1A3920Afc80A.png |  |  |  | 90181990-00 | E.U.
0212011 | Temperature probe - Oesophageal/Rectal - Jack Plug - Adult. Autoclavable. | Adult, 4mm diameter. Compatible with YSI 400 series. Connector: 6.35mm (1/4 Inch) jack (mono). Cable length: 280cm. Autoclavable. | 52 | 0 | 0 | 0 | 0 | 0 | 0 | 0 | 0 | 5051826002575 | No |  | No | Yes | Yes | FJA | EA | EACH | 1 | 1 | 400-AC | 12 | Bluepoint Medical |  | 1 | http://www.viamed.co.uk/uk/Uploads/1A3921A68ffA.png |  |  |  | 90181990-00 | E.U.
0212012 | Temperature probe - Oesophageal/Rectal - Right angled jack plug - Neonatal. Autoclavable. | Neonatal, 2mm diameter. Compatible with YSI 400 series. Connector: Right Angled 6.35mm (1/4 Inch) jack (mono). Cable length: 280cm. Autoclavable. | 73 | 0 | 0 | 0 | 0 | 0 | 0 | 0 | 0 | 5051826002353 | No |  | No | Yes | Yes | FJA | EA | EACH | 1 | 1 | 400-AC | 12 | Bluepoint Medical |  | 1 | http://www.viamed.co.uk/uk/Uploads/1A3922Ac295A.png |  |  |  | 90181990-00 | E.U.
0212013 | Temperature probe - Oesophageal/Rectal - Right angled jack plug Right - Paediatric. Autoclavable. | Paediatric, 3mm diameter. Compatible with YSI 400 series. Connector: Right Angled 6.35mm (1/4 Inch) jack (mono). Cable length: 280cm. Autoclavable. | 59 | 0 | 0 | 0 | 0 | 0 | 0 | 0 | 0 | 5051826002360 | No |  | No | Yes | Yes | FJA | EA | EACH | 1 | 1 | 400-AC | 12 | Bluepoint Medical |  | 1 | http://www.viamed.co.uk/uk/Uploads/1A3923Abb16A.png |  |  |  |  | E.U.
0212014 | Temperature probe - Oesophageal/Rectal - Right angled jack plug - Adult. Autoclavable. | Adult, 4mm diameter. Compatible with YSI 400 series. Connector: Right Angled 6.35mm (1/4 Inch) jack (mono). Cable length: 280cm. Autoclavable. | 52 | 0 | 0 | 0 | 0 | 0 | 0 | 0 | 0 | 5051826001820 | No |  | No | Yes | Yes | FJA | EA | EACH | 1 | 1 | 400-AC | 12 | Bluepoint Medical |  | 1 | http://www.viamed.co.uk/uk/Uploads/1A3924Ac802A.png |  |  |  | 90181990-00 | E.U.
0212015 | Temperature probe - Oesophageal/Rectal - Siemens - Neonatal. Autoclavable. | Neonatal, 2mm diameter. Compatible with YSI 400 series. Connector: Siemens. Cable length: 280cm. Autoclavable. | 73 | 0 | 0 | 0 | 0 | 0 | 0 | 0 | 0 | 5051826002377 | No |  | No | Yes | Yes | FJA | EA | EACH | 1 | 1 | 400-AC | 12 | Bluepoint Medical |  | 1 | http://www.viamed.co.uk/uk/Uploads/1A3925A3d4cA.png |  |  |  |  | E.U.
0212016 | Temperature probe - Oesophageal/Rectal - Siemens - Paediatric. Autoclavable. | Paediatric, 3mm diameter. Compatible with YSI 400 series. Connector: Siemens. Cable length: 280cm. Autoclavable. | 59 | 0 | 0 | 0 | 0 | 0 | 0 | 0 | 0 | 5051826001837 | No |  | No | Yes | Yes | FJA | EA | EACH | 1 | 1 | 400-AC | 12 | Bluepoint Medical |  | 1 | http://www.viamed.co.uk/uk/Uploads/1A3926A28a6A.png |  |  |  |  | E.U.
0212017 | Temperature probe - Oesophageal/Rectal - Siemens - Adult. Autoclavable. | Adult, 4mm diameter. Compatible with YSI 400 series. Connector: Siemens. Cable length: 280cm. Autoclavable. | 52 | 0 | 0 | 0 | 0 | 0 | 0 | 0 | 0 | 5051826001844 | No |  | No | Yes | Yes | FJA | EA | EACH | 1 | 1 | 400-AC | 12 | Bluepoint Medical |  | 1 | http://www.viamed.co.uk/uk/Uploads/1A3927A6182A.png |  |  |  |  | E.U.
0212018 | Temperature probe - Oesophageal/Rectal - Hewlett Packard - Neonatal. Autoclavable. | Neonatal, 2mm diameter. Compatible with YSI 400 series. Connector: Hewlett Packard. Cable length: 280cm. Autoclavable. | 73 | 0 | 0 | 0 | 0 | 0 | 0 | 0 | 0 | 5051826002384 | No |  | No | Yes | Yes | FJA | EA | EACH | 1 | 1 | 400-AC | 12 | Bluepoint Medical |  | 1 | http://www.viamed.co.uk/uk/Uploads/1A5510A7351A.gif |  |  |  | 90181990-00 | E.U.
0212019 | Temperature probe - Oesophageal/Rectal - Hewlett Packard - Paediatric. Autoclavable. | Paediatric, 3mm diameter. Compatible with YSI 400 series. Connector: Hewlett Packard. Cable length: 280cm. Autoclavable. | 59 | 0 | 0 | 0 | 0 | 0 | 0 | 0 | 0 | 5051826002391 | No |  | No | Yes | Yes | FJA | EA | EACH | 1 | 1 | 400-AC | 12 | Bluepoint Medical |  | 1 | http://www.viamed.co.uk/uk/Uploads/1A3929Ae58bA.gif |  |  |  |  | E.U.
0212020 | Temperature probe - Oesophageal/Rectal - Hewlett Packard - Adult. Autoclavable. | Adult, 4mm diameter. Compatible with YSI 400 series. Connector: Hewlett Packard. Cable length: 280cm. Autoclavable. | 52 | 0 | 0 | 0 | 0 | 0 | 0 | 0 | 0 | 5051826001851 | No |  | No | Yes | Yes | FJA | EA | EACH | 1 | 1 | 400-AC | 12 | Bluepoint Medical |  | 1 | http://www.viamed.co.uk/uk/Uploads/1A3930A94aeA.gif |  |  |  |  | E.U.
0212021 | Temperature probe - Skin contact - Jack Plug - Neonatal. Autoclavable. | Neonatal, 6mm diameter. Compatible with YSI 400 series. Connector: 6.35mm (1/4 Inch) jack (mono). Cable length: 280cm. Autoclavable. | 83 | 0 | 0 | 0 | 0 | 0 | 0 | 0 | 0 | 5051826001868 | No |  | No | Yes | Yes | FJA | EA | EACH | 1 | 1 | 400-AC | 12 | Bluepoint Medical |  | 1 | http://www.viamed.co.uk/uk/Uploads/1A3931Ad70cA.png |  |  |  |  | E.U.
0212022 | Temperature probe - Skin contact - Jack Plug - Paediatric. Autoclavable. | Paediatric, 10mm diameter. Compatible with YSI 400 series. Connector: 6.35mm (1/4 Inch) jack (mono). Cable length: 280cm. Autoclavable. | 69 | 0 | 0 | 0 | 0 | 0 | 0 | 0 | 0 | 5051826002407 | No |  | No | Yes | Yes | FJA | EA | EACH | 1 | 1 | 400-AC | 12 | Bluepoint Medical |  | 1 | http://www.viamed.co.uk/uk/Uploads/1A3932A3152A.png |  |  |  |  | E.U.
0212023 | Temperature probe - Skin contact - Jack Plug - Adult. Autoclavable. | Adult, 16mm diameter. Compatible with YSI 400 series. Connector: 6.35mm (1/4 Inch) jack (mono). Cable length: 280cm. Autoclavable. | 62 | 0 | 0 | 0 | 0 | 0 | 0 | 0 | 0 | 5051826001875 | No |  | No | Yes | Yes | FJA | EA | EACH | 1 | 1 | 400-AC | 12 | Bluepoint Medical |  | 1 | http://www.viamed.co.uk/uk/Uploads/1A3933A0433A.png |  |  |  |  | E.U.
0212024 | Temperature probe - Skin contact - Right angled jack plug Right - Neonatal. Autoclavable. | Neonatal, 6mm diameter. Compatible with YSI 400 series. Connector: Right Angled 6.35mm (1/4 Inch) jack (mono). Cable length: 280cm. Autoclavable. | 83 | 0 | 0 | 0 | 0 | 0 | 0 | 0 | 0 | 5051826002414 | No |  | No | Yes | Yes | FJA | EA | EACH | 1 | 1 | 400-AC | 12 | Bluepoint Medical |  | 1 | http://www.viamed.co.uk/uk/Uploads/1A3934A7bc6A.png |  |  |  |  | E.U.
0212025 | Temperature probe - Skin contact - Right angled jack plug - Paediatric. Autoclavable. | Paediatric, 10mm diameter. Compatible with YSI 400 series. Connector: Right Angled 6.35mm (1/4 Inch) jack (mono). Cable length: 280cm. Autoclavable. | 69 | 0 | 0 | 0 | 0 | 0 | 0 | 0 | 0 | 5051826002421 | No |  | No | Yes | Yes | FJA | EA | EACH | 1 | 1 | 400-AC | 12 | Bluepoint Medical |  | 1 | http://www.viamed.co.uk/uk/Uploads/1A3935A8545A.png |  |  |  |  | E.U.
0212026 | Temperature probe - Skin contact - Right angled jack plug - Adult. Autoclavable. | Adult, 16mm diameter. Compatible with YSI 400 series. Connector: Right Angled 6.35mm (1/4 Inch) jack (mono). Cable length: 280cm. Autoclavable. | 62 | 0 | 0 | 0 | 0 | 0 | 0 | 0 | 0 | 5051826002438 | No |  | No | Yes | Yes | FJA | EA | EACH | 1 | 1 | 400-AC | 12 | Bluepoint Medical |  | 1 | http://www.viamed.co.uk/uk/Uploads/1A3936A83e7A.png |  |  |  |  | E.U.
0212027 | Temperature probe - Skin contact - Siemens - Neonatal. Autoclavable. | Neonatal, 6mm diameter. Compatible with YSI 400 series. Connector: Siemens. Cable length: 280cm. Autoclavable. | 83 | 0 | 0 | 0 | 0 | 0 | 0 | 0 | 0 | 5051826002445 | No |  | No | Yes | Yes | FJA | EA | EACH | 1 | 1 | 400-AC | 12 | Bluepoint Medical |  | 1 | http://www.viamed.co.uk/uk/Uploads/1A3937A493aA.png |  |  |  |  | E.U.
0212028 | Temperature probe - Skin contact - Siemens - Paediatric. Autoclavable. | Paediatric, 10mm diameter. Compatible with YSI 400 series. Connector: Siemens. Cable length: 280cm. Autoclavable. | 69 | 0 | 0 | 0 | 0 | 0 | 0 | 0 | 0 | 5051826002452 | No |  | No | Yes | Yes | FJA | EA | EACH | 1 | 1 | 400-AC | 12 | Bluepoint Medical |  | 1 | http://www.viamed.co.uk/uk/Uploads/1A3938A0b52A.png |  |  |  |  | E.U.
0212029 | Temperature probe - Skin contact - Siemens - Adult. Autoclavable. | Adult, 16mm diameter. Compatible with YSI 400 series. Connector: Siemens. Cable length: 280cm. Autoclavable. | 62 | 0 | 0 | 0 | 0 | 0 | 0 | 0 | 0 | 5051826002469 | No |  | No | Yes | Yes | FJA | EA | EACH | 1 | 1 | 400-AC | 12 | Bluepoint Medical |  | 1 | http://www.viamed.co.uk/uk/Uploads/1A3939Ab4c6A.png |  |  |  |  | E.U.
0212030 | Temperature probe - Skin contact - Hewlett Packard - Neonatal. Autoclavable. | Neonatal, 6mm diameter. Compatible with YSI 400 series. Connector: Hewlett Packard. Cable length: 280cm. Autoclavable. | 83 | 0 | 0 | 0 | 0 | 0 | 0 | 0 | 0 | 5051826002476 | No |  | No | Yes | Yes | FJA | EA | EACH | 1 | 1 | 400-AC | 12 | Bluepoint Medical |  | 1 | http://www.viamed.co.uk/uk/Uploads/1A3940A3125A.gif |  |  |  | 90181990-00 | E.U.
0212031 | Temperature probe - Skin contact - Hewlett Packard - Paediatric. Autoclavable. | Paediatric, 10mm diameter. Compatible with YSI 400 series. Connector: Hewlett Packard. Cable length: 280cm. Autoclavable. | 69 | 0 | 0 | 0 | 0 | 0 | 0 | 0 | 0 | 5051826002483 | No |  | No | Yes | Yes | FJA | EA | EACH | 1 | 1 | 400-AC | 12 | Bluepoint Medical |  | 1 | http://www.viamed.co.uk/uk/Uploads/1A3941A303bA.gif |  |  |  |  | E.U.
0212032 | Temperature probe - Skin contact - Hewlett Packard - Adult. Autoclavable. | Adult, 16mm diameter. Compatible with YSI 400 series. Connector: Hewlett Packard. Cable length: 280cm. Autoclavable. | 62 | 0 | 0 | 0 | 0 | 0 | 0 | 0 | 0 | 5051826002490 | No |  | No | Yes | Yes | FJA | EA | EACH | 1 | 1 | 400-AC | 12 | Bluepoint Medical |  | 1 | http://www.viamed.co.uk/uk/Uploads/1A3942A6d81A.gif |  |  |  |  | E.U.
0310020 | Storage bin - Size 3 - Blue | Single. For use with Viamed infant resuscitation cabinet. | 2 | 0 | 0 | 0 | 0 | 0 | 0 | 0 | 0 | 5051826010846 | No |  | No | Yes | Yes | FYZ | EA | EACH | 1 | 1 |  | 12 | Linvar |  | 1 | http://www.viamed.co.uk/uk/Uploads/1A4934A7a5bA.jpg |  |  |  | 9018199000
0310105 | Filters for use with Oxylitre Low Suction Controller | For use with Oxylitre S7 series suction controllers. Box of 30.<br /> | 73.5 | 0 | 0 | 0 | 0 | 0 | 0 | 0 | 0 | 5056067732625 | No |  | No | Yes | Yes | FPB | PK | PACK | 1 | Pack (30) |  | 12 | Oxylitre |  | 30 | http://www.viamed.co.uk/uk/Uploads/1A4957A5b78A.jpg |  | 5060472750006 |  | 90181990-00
0310110 | Filters for use with Therapy Equipment 4725 Low Suction Controller | Box of 10 | 22.5 | 0 | 0 | 0 | 0 | 0 | 0 | 0 | 0 | 5051826011041 | No |  | No | Yes | Yes | FPB | PK | PACK | 1 | Pack (10) |  | 12 | Therapy Equipment |  | 10 | http://www.viamed.co.uk/uk/Uploads/1A4960A5ee3A.jpg |  | 5060468090000 |  | 90181990-00
0310112 | Low Suction Controller Filters - 7725 Diamond series - Box of 10 | For use with Therapy Equipment 7725 Diamond series low suction controller. Box of 10. | 39.27 |  | 0 |  | 0 |  | 0 |  | 0 | 5051826011065 | No |  | No | Yes | Yes | FPB | PK | PACK | 1 | Pack (10) |  | 0 | Therapy Equipment |  | 10 | http://www.viamed.co.uk/uk/Uploads/1A4961Af64eA.jpg |  | 5060468090000
0310200 | Low-Flow Blender Air & Oxygen | Includes: Low-flow blender with 3m Oxygen hose, 3m Air hose, Flowmeter, Flowmeter outlet adapter and medirail mounting bracket<br /><br /> | 1235.6 | 0 | 0 | 0 | 0 | 0 | 0 | 0 | 0 | 81384102061 | No |  | No | Yes | Yes | FDJ | EA | Each | 1 | 1 |  | 12 | Bio-Med Devices Inc |  | 1 | http://www.viamed.co.uk/uk/Uploads/1A7321Af63fA.jpg |  | 5060195340003
0310205 | High Flow air/oxygen blender up to 120 lpm. | Includes: <br />0-70 lpm Oxygen Flowmeter.<br />NIST Hose with MKIV Oxygen Probe (3m).<br />NIST Hose with MKIV Air Probe (3m).<br />Rail Mounting Bracket.<br />Flowmeter Tubing Nipple. | 1458 |  | 0 |  | 0 |  | 0 |  | 0 | 5051826047798 | No |  | No | Yes | Yes | FDJ | EA | EACH | 1 | 1 |  | 12 | Inspiration Healthcare | IHC2004A | 1 | http://www.viamed.co.uk/uk/Uploads/1A7317A7d85A.jpg
0310211 | BlenderBuddy 2 with DFB Dual-Scale 0-15 lpm Flowmeter |  | 320 | 0 | 0 | 0 | 0 | 0 | 0 | 0 | 0 | 817770021643 |  |  | No |  |  | FDJ | EA | Each | 1 | 1 | Blender Buddy 2 | 24 | Maxtec | R233P01-002 | 1 | [5 empty] | U.S.A.
0310216 | BlenderBuddy 2 with MaxO2 A Oxygen Analyser | and DFB Dual-Scale 0-15 lpm Flowmeter | 549 | 0 | 0 | 0 | 0 | 0 | 0 | 0 | 0 | 817770021728 |  |  | No |  |  | FDJ | EA | EACH | 1 | 1 | Blender Buddy 2 | 24 | Maxtec | R233P04-002 | 1 | [5 empty] | U.S.A.
0310225 | MaxVenturi (DISS) with Pole Mount | Supplied with:<br />1x 0320400 MaxVenturi Muffler<br />1x 0330400 MaxVenturi Inlet Filter | 995 |  | 0 |  | 0 |  | 0 |  | 0 | 817770020417 |  | Yes | No | Yes | Yes | FDJ | EA | EACH | 1 | 1 | MaxVenturi | 24 | Maxtec | R211P03-024 | 1 |  |  |  |  | 9019.20.0000 | U.S.A.
0310226 | MaxVenturi (NIST) with Pole Mount | Supplied with:<br />1x 0320400 MaxVenturi Muffler<br />1x 0330400 MaxVenturi Inlet Filter | 995 |  | 0 |  | 0 |  | 0 |  | 0 | 817770020424 |  |  | No | Yes | Yes | FDJ | EA | EACH | 1 | 1 | MaxVenturi | 24 | Maxtec | MaxVenturi (NIST) with P | 1 |  |  |  |  | 9019.20.0000 | U.S.A.
0310227 | MaxVenturi (DISS) with Locking Pole Mount | Supplied with:<br />1x 0320400 MaxVenturi Muffler<br />1x 0330400 MaxVenturi Inlet Filter | 995 |  | 0 |  | 0 |  | 0 |  | 0 |  |  |  | No |  |  | FDJ | EA | Each | 1 | 1 | MaxVenturi | 24 | Maxtec | R211P03-026 | 1 |  |  |  |  | 9019.20.0000 | U.S.A.
0310228 | MaxVenturi (NIST) with Locking Pole Mount | Supplied with:<br />1x 0320400 MaxVenturi Muffler<br />1x 0330400 MaxVenturi Inlet Filter | 995 |  | 0 |  | 0 |  | 0 |  | 0 | (01)00817770020448 |  |  | No | Yes | Yes | FDJ | EA | EACH | 1 | 1 | MaxVenturi | 24 | Maxtec | R211P03-027 | 1 |  |  |  |  | 9019.20.0000 | U.S.A.
0310246 | Maxtec DFB Flow Meter Low Flow 0-15 lpm |  | 175 | 0 | 0 | 0 | 0 | 0 | 0 | 0 | 0 | [6 empty] | FDJ | EA | EACH | 1 | 1 | Maxtec |  | Maxtec | R219P77-400 | 1
0310271 | MaxBlend Lite (NIST) Oxygen Monitor | 0-15 lpm Flow Meter<br />For use with existing blender | 880 | 0 | 0 | 0 | 0 | 0 | 0 | 0 | 0 | 853061006777 |  |  | No |  |  | FDJ | EA | Each | 1 | 1 | MaxBlend Lite | 36 | Maxtec | R229P03-002 | 1 |  |  |  |  | 9019.20.0000 | U.S.A.
0310289 | MaxBlend 2 (NIST) Low Flow Blender | 60 PSI, 0 - 70 lpm Flow Meter | 1750 | 0 | 0 | 0 | 0 | 0 | 0 | 0 | 0 |  |  |  | No |  |  | FDJ | EA | Each | 1 | 1 | MaxBlend 2 | 36 | Maxtec | R229P01-024 | 1 |  |  |  |  | 9019.20.0000 | U.S.A.
0310291 | MaxBlend 2 (NIST) Low Flow Blender | 60 PSI, 0-15 lpm Flow Meter | 1750 | 0 | 0 | 0 | 0 | 0 | 0 | 0 | 0 | 817770021391 |  |  | No |  |  | FDJ | EA | Each | 1 | 1 | MaxBlend 2 | 36 | Maxtec | R229P01-024 | 1 |  |  |  |  | 9019.20.0000 | U.S.A.
0310300 | Radiant Warmer Ceratherm 600-3 without mounting bracket | Ceramic 600W heating element with fast warm-up. Four programmable warming settings. LED light with 2 levels of illumination. | 1634 | 0 | 0 | 0 | 0 | 0 | 0 | 0 | 0 | 7649994198015 | No |  | No | Yes | Yes | FDB | EA | EACH | 1 | 1 | Ceratherm | 12 | Nufer Medical | 521A-60020-3-EX | 1 | http://www.viamed.co.uk/uk/Uploads/1A4291Af904A.png |  |  |  |  | Switzerland
0310301 | Radiant Warmer Ceratherm 600-3 with fixed wall mounting bracket | Ceramic 600W heating element with fast warm-up. Four programmable warming settings. LED light with 2 levels of illumination. Fixed height mounting bracket, extendable from 255mm to 380mm in 25mm increments. | 1821 | 0 | 0 | 0 | 0 | 0 | 0 | 0 | 0 | 7649994198046 | No |  | No | Yes | Yes | FDB | EA | EACH | 1 | 1 | Ceratherm | 12 | Nufer Medical | 521A-60023-3-EX | 1 | http://www.viamed.co.uk/uk/Uploads/1A4294Ac7c1A.png |  |  |  | 90181990-00 | Switzerland
0310302 | Radiant Warmer Ceratherm 600-3 with double hinged arm and wall mounting bracket | Ceramic 600W heating element with fast warm-up. Four programmable warming settings. LED light with 2 levels of illumination. Double hinged fixed-height mounting arm allows the warmer to fold away flat to the wall when not in use. | 2520 | 0 | 0 | 0 | 0 | 0 | 0 | 0 | 0 | 7649994198060 | No |  | No | Yes | Yes | FDB | EA | EACH | 1 | 1 | Ceratherm | 12 | Nufer Medical | 521A-60022-3-EX | 1 | http://www.viamed.co.uk/uk/Uploads/1A4914Acf9dA.jpg |  |  |  |  | Switzerland
0310303 | Radiant Warmer Ceratherm 600-3 with double jointed arm and ceiling anchorage with height adjustment (spring loaded arm) | Ceramic 600W heating element with fast warm-up. Four programmable warming settings. LED light with 2 levels of illumination. Ceiling mounted arm allows height adjustment. | 3483 | 0 | 0 | 0 | 0 | 0 | 0 | 0 | 0 | 7649994198091 | No |  | No | Yes | Yes | FDB | EA | EACH | 1 | 1 | Ceratherm | 12 | Nufer Medical | 521A-60024-3-EX | 1 | http://www.viamed.co.uk/uk/Uploads/1A4917A5451A.png |  |  |  |  | Switzerland
0310304 | Radiant Warmer Ceratherm 600-3 on mobile floor stand with height adjustment | Ceramic 600W heating element with fast warm-up. Four programmable warming settings. LED light with 2 levels of illumination. Mobile floor stand has 3 lockable castors and height adjustment. | 3033 | 0 | 0 | 0 | 0 | 0 | 0 | 0 | 0 | 7649994198114 | No |  | No | Yes | Yes | FDB | EA | EACH | 1 | 1 | Ceratherm | 12 | Nufer Medical | 521A-60035-3-EX | 1 | http://www.viamed.co.uk/uk/Uploads/1A7399A768bA.jpg |  |  |  |  | Switzerland
0310305 | Radiant Warmer Ceratherm 600-3 with double jointed arm and wall mounting bracket with height adjustment (spring balanced arm) | Ceramic 600W heating element with fast warm-up. Four programmable warming settings. LED light with 2 levels of illumination. Double jointed arm allows height adjustment. | 2972 | 0 | 0 | 0 | 0 | 0 | 0 | 0 | 0 | 7649994198121 | No |  | No | Yes | Yes | FDB | EA | EACH | 1 | 1 | Ceratherm | 12 | Nufer Medical | 521A-60025-3-EX | 1 | http://www.viamed.co.uk/uk/Uploads/1A4918Ad500A.png |  |  |  |  | Switzerland
0310311 | Fixed wall mounting bracket | for use with 0310300 | 270 | 0 | 0 | 0 | 0 | 0 | 0 | 0 | 0 | 7649994198039 | No |  | No | Yes | Yes | FDB | EA | EACH | 1 | 1 | Nufer | 12 | Nufer Medical | 521-071204-EX | 1
0310312 | Double jointed arm and wall mounting bracket | for use with 0310300 | 1194 | 0 | 0 | 0 | 0 | 0 | 0 | 0 | 0 | 7649994198053 | No |  | No | Yes | Yes | FDB | EA | EACH | 1 | 1 | Nufer | 12 | Nufer Medical | 521-093008300-EX | 1
0310313 | Double jointed arm and ceiling anchorage, with height adjustment (spring loaded arm) | for use with 0310300 | 2750 | 0 | 0 | 0 | 0 | 0 | 0 | 0 | 0 | 7649994198084 | No |  | No | Yes | Yes | FDB | EA | EACH | 1 | 1 | Nufer | 12 | Nufer Medical | 523A-24-3-EX | 1
0310314 | Mobile floor stand, with height adjustment | for use with 0310300 | 1920 | 0 | 0 | 0 | 0 | 0 | 0 | 0 | 0 | 5051826060360 | No |  | No | Yes | Yes | FDB | EA | EACH | 1 | 1 | Nufer | 12 | Nufer Medical | 523-90057150-EX | 1
0310315 | Double jointed arm and wall mounting bracket, with height adjustment (spring balance arm) | for use with 0310300 | 1971 | 0 | 0 | 0 | 0 | 0 | 0 | 0 | 0 | 7649994198077 | No |  | No | Yes | Yes | FDB | EA | EACH | 1 | 1 | Nufer | 12 | Nufer Medical | 523A-25-3-EX | 1
0320021 | Resuscitation Bed 14`` flat | 14 inch flat bed with retaining lip, for use with Viamed infant resuscitation cabinets. Width measurements: across base: 356mm (14 inch), across top (outside): 400mm (15.75 inch)<br /> | 170 | 0 | 0 | 0 | 0 | 0 | 0 | 0 | 0 | 5051826011218 | No |  | No | Yes | Yes | FYZ | EA | EACH | 1 | 1 | Viamed | 12 | Viamed |  | 1 |  |  |  |  | 90181990-00
0320201 | APGAR Mounting Bracket - Medirail - Rev.2 | Comprises of the following parts:<br />1 x 0330242 Medirail mounting plate<br />2 x 0330239 Mounting plate screws (black)<br />1 x 0330240 Medirail mount knob (black)<br />1 x 0360000 Hex wrench | 47.25 | 0 | 0 | 0 | 0 | 0 | 0 | 0 | 0 | 5051826011300 | No |  | No | Yes | Yes | FJL | EA | EACH | 1 | 1 | Apgar | 0 | Viamed |  | 1 | http://www.viamed.co.uk/uk/Uploads/1A4685A9b03A.jpg
0320213 | Blender Pole Mount Bracket |  | 59.4 | 0 | 0 | 0 | 0 | 0 | 0 | 0 | 0 | 5051826011324 | Yes | 0 | No | Yes | Yes | FJA | EA | EACH | 1 | 1 |  |  | Inspiration Medical | IHCPMB1 | 1 |  |  | 5060195340003 | 5060195340003
0320214 | Blender Rail Mount Bracket |  | 54 |  | 0 |  | 0 |  | 0 |  | 0 | 5051826011331 | Yes | 0 | No | Yes | Yes | FJA | EA | EACH | 1 | 1 |  |  | Inspiration Medical | IHCRMB1 | 1 |  |  | 5060195340003
0320216 | NIST Hose with MKIV Oxygen Probe |  | 76.5 |  | 0 |  | 0 |  | 0 |  | 0 | 5051826048504 | Yes | 0 | No | Yes | Yes | FDU | EA | EACH | 1 | 1 |  |  | Inspiration Medical | ZZ20014 | 1 |  |  | 5060195340003
0320217 | NIST Hose with MKIV Air Probe |  | 76.5 |  | 0 |  | 0 |  | 0 |  | 0 | 5051826048511 | Yes | 0 | No | Yes | Yes | FDU | EA | EACH | 1 | 1 |  |  | Inspiration Medical | ZZ20024 | 1 |  |  | 5060195340003
0320400 | MaxVenturi Muffler |  | 22 | 0 | 0 | 0 | 0 | 0 | 0 | 0 | 0 | 817770021148 |  |  | No |  |  | FDO | EA | EACH | 1 | 1 | Maxtec |  | Maxtec | R211P38 | 1 |  |  |  |  | 90181990-00 | U.S.A.
0320450 | Blender Bracket - Rail Mount |  | 98 | 0 | 0 | 0 | 0 | 0 | 0 | 0 | 0 | 81777002161 |  |  | No |  |  | FJA | EA | Each | 1 | 1 | MaxBlend 2 |  | Maxtec | R100P26 | 1 |  | Yes |  |  | 9018199000
0320452 | Blender Bracket - Rail/Pole Mount | Pole diameter: 15 mm - 45 mm <br />Rail width: 10 mm x 25 mm | 78.9 |  | 0 |  | 0 |  | 0 |  | 0 | 817770021612 |  |  | No |  |  | FJA | EA | Each | 1 | 1 | MaxBlend 2 |  | Maxtec | R100P26 | 1 |  | No |  |  | 9018199000 | United States
0320454 | Blender Bracket - Wall Mount |  | 98 | 0 | 0 | 0 | 0 | 0 | 0 | 0 | 0 |  |  |  | No |  |  | FJA | EA | Each | 1 | 1 | MaxBlend 2 |  | Maxtec | RP05P09 | 1 |  |  |  |  | 9018199000
0320460 | 3-in-1 Tubing Adapter |  | 30 | 0 | 0 | 0 | 0 | 0 | 0 | 0 | 0 | (01)00817770020721 | [5 empty] | FDO | EA | EACH | 1 | 1 | Maxtec |  | Maxtec | R219P31 | 1 |  |  |  |  | 9018199000
0320461 | 3-in-1 Tubing Adapter | Pack of 5 | 120 | 0 | 0 | 0 | 0 | 0 | 0 | 0 | 0 | 817770020738 | [5 empty] | FDO | PK | PACK | 5 | Pack (5) | Maxtec |  | Maxtec | R219P31-001 | 5 |  |  |  |  | 9018199000
0320462 | 3-in-1 Tubing Adapter | Pack of 50 | 1050 | 0 | 0 | 0 | 0 | 0 | 0 | 0 | 0 | [6 empty] | FDO | PK | PACK | 50 | Pack (50) | Maxtec |  | Maxtec | R219P31-002 | 50 |  |  |  |  | 9018199000
0320463 | 2-in-1 Tubing Adapter |  | 25 | 0 | 0 | 0 | 0 | 0 | 0 | 0 | 0 | 817770020752 | [5 empty] | FDO | EA | EACH | 1 | 1 | Maxtec |  | Maxtec | R219P32 | 1 |  |  |  |  | 9018199000
0320464 | 2-in-1 Tubing Adapter |  | 100 | 0 | 0 | 0 | 0 | 0 | 0 | 0 | 0 | (01)1087770020759 | [5 empty] | FDO | PK | PACK | 5 | Pack (5) | Maxtec |  | Maxtec | R219P32-001 | 5 |  |  |  |  | 9018199000
0320465 | 2-in-1 Tubing Adapter | Pack of 50 | 875 | 0 | 0 | 0 | 0 | 0 | 0 | 0 | 0 | [6 empty] | FDO | PK | PACK | 50 | Pack (50) | Maxtec |  | Maxtec | R219P32-002 | 50 |  |  |  |  | 9018199000
0320466 | 2-in-1 Muffled Tubing Adapter |  | 30 | 0 | 0 | 0 | 0 | 0 | 0 | 0 | 0 | (01)00817770021544 | [5 empty] | FDO | EA | EACH | 1 | 1 | Maxtec |  | Maxtec | R219P50-100 | 1 |  |  |  |  | 9018199000
0320467 | 2-in-1 Muffled Tubing Adapter |  | 540 | 0 | 0 | 0 | 0 | 0 | 0 | 0 | 0 | [6 empty] | FDO | PK | PACK | 20 | Pack (20) | Maxtec |  | Maxtec | R219P50-102 | 20 |  |  |  |  | 9018199000
0320468 | 2-in-1 Muffled Tubing Adapter | Pack 50 | 1275 | 0 | 0 | 0 | 0 | 0 | 0 | 0 | 0 | [6 empty] | FDO | PK | PACK | 50 | Pack (50) | Maxtec |  | Maxtec | R219P50-101 | 50 |  |  |  |  | 9018199000
0330033 | Vac Hose Assembly for Rail Mounted Suction - 3.0m | For use with Therapy Equipment 4425 and 4725 suction controllers. | 52.5 | 0 | 0 | 0 | 0 | 0 | 0 | 0 | 0 | 5051826011485 | Yes | 0 | No | 0 | Yes | FDU | EA | Each | 1 | 1 |  |  | Therapy Equipment |  | 1 |  |  | 5060468090000
0330212 | Gauge Seal |  | 2.2 |  | 0 |  | 0 |  | 0 |  | 0 | 5051826012017 | Yes | 0 | No | 0 | Yes | FYZ | EA | Each | 1 | 1 | 6650-05 | 12 |  |  | 1 |  | 0 | 5060468090000 |  | 90181990-00 | United Kingdom
0330213 | O-ring thick | O-ring thick, size: BS110. For use with Viamed Tom Thumb resuscitators. | 1 | 0 | 0 | 0 | 0 | 0 | 0 | 0 | 0 | 5051826012024 | Yes | 0 | No | 0 | Yes | FYZ | EA | EACH | 1 | 1 | Unbranded | 12 |  |  | 1 |  |  |  |  | 90181990-00 | Italy
0330214 | O-ring thin | O-ring thin, size: BS012. For use with Viamed Tom Thumb resuscitators. | 1 |  | 0 |  | 0 |  | 0 |  | 0 | 5051826012031 | Yes | 0 | No | 0 | Yes | FYZ | EA | EACH | 1 | 1 | Unbranded | 12 |  |  | 1 |  |  |  |  | 90181990-00 | Italy
0330400 | MaxVenturi Inlet Filter |  | 6.5 |  | 0 |  | 0 |  | 0 |  | 0 | 10889483095133 |  |  | No |  |  | FDG | EA | EACH | 1 | 1 | Maxtec |  | Maxtec | RP34P02 | 1 |  |  |  |  | 90181990-00 | U.S.A.
0332000 | Insipiration Blender - Annual service kit |  | 63.6 | 0 | 0 | 0 | 0 | 0 | 0 | 0 | 0 | 5051826012666 | Yes | 0 | No | Yes | Yes | FYX | EA | EACH | 1 | 1 |  |  | Inspiration Medical | IHCASK2008 | 1 |  |  | 5060195340003
0332001 | Inspiration Blender - Overhaul kit |  | 182 |  | 0 |  | 0 |  | 0 |  | 0 | 5051826012673 | Yes | 0 | No | Yes | Yes | FYX | EA | EACH | 1 | 1 |  |  | Inspiration Medical | IHCOHK2008 | 1 |  |  | 5060195340003
1114005 | EyeMax 2 Neonatal Phototherapy Mask - Regular | Occipital - Frontal Circumference: 32 - 38 cm. Pack of 20 | 55.3 |  | 0 |  | 0 |  | 0 |  | 0 | 853061006920 | No |  | No | Yes | Yes | IVE | PK | PACK | 1 | Pack (20) | EyeMax | 12 | Maxtec | R300P01 | 20 | http://www.viamed.co.uk/uk/Uploads/eyeMax2regular.gif |  |  |  | 9018199000 | United States
1114006 | EyeMax 2 Neonatal Phototherapy Mask - Premie | Occipital - Frontal Circumference: 26 - 32 cm. Pack of 20 | 55.3 |  | 0 |  | 0 |  | 0 |  | 0 | 817770021834 | No |  | No | Yes | Yes | IVE | PK | PACK | 1 | Pack (20) | EyeMax | 12 | Maxtec | R300P02 | 20 | http://www.viamed.co.uk/uk/Uploads/eyeMax2preemie.gif |  |  |  | 9018199000 | U.S.A.
1114007 | EyeMax 2 Neonatal Phototherapy Mask - Micro | Occipital - Frontal Circumference: 20 - 26 cm. Pack of 20 | 55.3 |  | 0 |  | 0 |  | 0 |  | 0 | 817770021841 | No |  | No | Yes | Yes | IVE | PK | PACK | 1 | Pack (20) | EyeMax | 12 | Maxtec | R300P03 | 20 | http://www.viamed.co.uk/uk/Uploads/eyeMax2micro.gif |  |  |  | 9018199000 | U.S.A.
1114015 | NeoMask Neonatal Phototherapy Mask - Type III Large | Occipital - Frontal Circumference: 32 - 38 cm, Pack of 20 | 44.8 | 0 | 0 | 0 | 0 | 0 | 0 | 0 | 0 | 5051826003503 | No | No | No | Yes | Yes | IVE | PK | PACK | 1 | Pack (20) | Viamed | 12 | Viamed | 1114015 | 20 | http://www.viamed.co.uk/uk/Uploads/1A4711Aaf5fA.jpg |  |  |  | 90181990-00 | China
1114016 | NeoMask Neonatal Phototherapy Mask - Type III Medium | Occipital - Frontal Circumference: 26 - 32 cm, Pack of 20 | 44.8 | 0 | 0 | 0 | 0 | 0 | 0 | 0 | 0 | 5051826003480 | No | No | No | Yes | Yes | IVE | PK | PACK | 1 | Pack (20) | Viamed | 12 | Viamed | 1114016 | 20 | http://www.viamed.co.uk/uk/Uploads/1A4714Ac25fA.jpg |  |  |  | 90181990-00 | China
1114017 | NeoMask Neonatal Phototherapy Mask - Type III Small | Occipital - Frontal Circumference: 20 - 26 cm, Pack of 20 | 44.8 | 0 | 0 | 0 | 0 | 0 | 0 | 0 | 0 | 5051826003497 | No | No | No | Yes | Yes | IVE | PK | PACK | 1 | Pack (20) | Viamed | 12 | Viamed | 1114017 | 20 | http://www.viamed.co.uk/uk/Uploads/1A4717A9c89A.jpg |  |  |  | 90181990-00 | China
1410000 | Viamed Foetal Heart Simulator model V1000 | Hand-held foetal heart simulator for testing of foetal heart monitors. Operated from 4xAA batteries. | 659 | 0 | 0 | 0 | 0 | 0 | 0 | 0 | 0 | 5051826001936 | No |  | No | Yes | Yes | FJL | EA | EACH | 1 | 1 | V1000 | 12 | Viamed |  | 1 | http://www.viamed.co.uk/uk/Uploads/V1000 image.gif |  |  |  | 90318080-00 | U.K.
1420000 | Wall mount for Foetal Heart Simulator V1000 | Allows the V1000 foetal heart simulator to be wall-mounted. | 16 | 0 | 0 | 0 | 0 | 0 | 0 | 0 | 0 | 5051826001943 | No |  | No | Yes | Yes | FYZ | EA | EACH | 1 | 1 | V1000 | 12 | Viamed | 1420000 | 1 |  |  |  |  | 90181990-00
1420001 | Case protector for Foetal Heart Simulator V1000 | Silicone case protector for V1000. Grey. | 32 |  | 0 |  | 0 |  | 0 |  | 0 | 5051826001950 | No |  | No | Yes | Yes | FYZ | EA | EACH | 1 | 1 | V1000 | 12 | Viamed | 1420001 | 1 |  |  |  |  | 90319000-00
2510005 | Microstim DB3 Tester | Tester for Microstim DB3 that allows analysis of the output stimulus an oscilloscope. Supplied with BNC cable. | 60 | 0 | 0 | 0 | 0 | 0 | 0 | 0 | 0 | 5051826002179 | No |  | No | Yes | Yes | FDA | EA | EACH | 1 | 1 | Microstim | 12 | Viamed |  | 1 | http://www.viamed.co.uk/uk/Uploads/1A4616A23d2A.jpg |  |  |  | 90181990-00 | United Kingdom
2510091 | TOF 3D Neuromuscular Transmission Monitor | Standard Accessories included:<br />2510102 TOF 3D Main Patient Cable<br />2510103 TOF 3D Stimulation Cable with pinch clamps<br />2510104 TOF 3D Acceleration (AMG) Transducer<br />2530120 TOF 3D Sealing Cover for Main Patient Cable<br />2530121 TOF 3D Sealing Cover for Data Interface Socket<br />Instructions for Use<br />4 x AA 1.5V batteries | 1400 |  | 0 |  | 0 |  | 0 |  | 0 | 42556292001016M4 |  |  | No |  |  |  | EA | Each |  | 1 | TOF 3D | 24 | MIPM | 5750118 | 1 |  |  |  |  | 90181990-00 | Denmark
2510100 | TOF 3D Neuromuscular Transmission Monitor Only |  | 1000 |  | 0 |  | 0 |  | 0 |  | 0 | 5051826051016 |  |  | No |  |  |  | EA | Each | 1 | 1 | TOF 3D | 24 | MIPM | 5750118 | 1 | [5 empty] | Denmark
2510101 | TOF 3D Patient Cable Assembly | Includes:<br />2510102 TOF 3D Main Patient Cable<br />2510103 TOF 3D Stimulation Cable with pinch clamps<br />2510104 TOF 3D Acceleration (AMG) Transducer<br />2530120 TOF 3D Sealing Cover for Main Patient Cable | 400 |  | 0 |  | 0 |  | 0 |  | 0 | [7 empty] | EA | Each | 1 | 1 | TOF 3D |  | MIPM | 5750104 | 1 | [5 empty] | Denmark
2510102 | TOF 3D Main Patient Cable |  | 180 |  | 0 |  | 0 |  | 0 |  | 0 | [7 empty] | EA | Each | 1 | 1 | TOF 3D |  | MIPM | 5750108 | 1 | [5 empty] | Denmark
2510103 | TOF 3D Stimulation Cable with pinch clamps |  | 110 |  | 0 |  | 0 |  | 0 |  | 0 | [7 empty] | EA | Each | 1 | 1 | TOF 3D |  | MIPM | 5750107 | 1 | [5 empty] | Denmark
2510104 | TOF 3D Acceleration (AMG) Transducer |  | 185 |  | 0 |  | 0 |  | 0 |  | 0 | [7 empty] | EA | Each | 1 | 1 | TOF 3D |  | MIPM | 5750105 | 1 | [5 empty] | Denmark
2510105 | TOF 3D Skin Temperature Sensor |  | 170 |  | 0 |  | 0 |  | 0 |  | 0 | 42556292001017M6 | [6 empty] | EA | EACH | 1 | 1 | TOF 3D |  | MIPM | 5750106 | 1 | [5 empty] | Denmark
2520000 | Microstim DB3 - Patient Lead - Press Studs |  | 18 | 0 | 0 | 0 | 0 | 0 | 0 | 0 | 0 | 5051826002186 | No |  | No | Yes | Yes | FDA | PR | PAIR | 1 | Pair (2) | Microstim | 12 | Viamed |  | 1 | http://www.viamed.co.uk/uk/Uploads/1A3897Abcc3A.jpg |  |  |  | 90181990-00 | United Kingdom
2520001 | Microstim DB3 - Patient Lead - Press Studs | Cable Length: 1.5m. | 19 | 0 | 0 | 0 | 0 | 0 | 0 | 0 | 0 | 5051826014585 | No |  | No | Yes | Yes | FDA | PR | PAIR | 1 | Pair (2) | Microstim | 12 | Viamed |  | 1 | http://www.viamed.co.uk/uk/Uploads/1A3898A7eecA.jpg |  |  |  | 90181990-00 | United Kingdom
2520003 | Microstim DB3 - Patient Lead - Pinch Clamps | Cable Length: 1.5m. Set of 2. | 20 | 0 | 0 | 0 | 0 | 0 | 0 | 0 | 0 | 5051826014592 | No |  | No | Yes | Yes | FDA | PR | PAIR | 1 | Pair (2) | Microstim | 12 | Viamed |  | 1 | http://www.viamed.co.uk/uk/Uploads/1A4188Ae6b4A.jpg |  |  |  | 90181990-00 | United Kingdom
2520110 | TOF 3D Hand Adapter |  | 38.5 |  | 0 |  | 0 |  | 0 |  | 0 | 42556292001019MA |  |  | No |  |  |  | EA | EACH | 1 | 1 | TOF 3D |  | MIPM | 5750100 | 1 | [5 empty] | Denmark
2520111 | TOF 3D Thumb Adapters | (Box of 50) | 45 |  | 0 |  | 0 |  | 0 |  | 0 | 42556292001020LT |  |  | No |  |  |  | BX | Box | 1 | Box (50) | TOF 3D |  | MIPM | 5750101 | 50 | [5 empty] | Denmark
2520112 | TOF 3D Eye Adapters | (Pack of 50) | 82 |  | 0 |  | 0 |  | 0 |  | 0 | 42556292001018M8 | [6 empty] | PK | Pack | 1 | Pack (50) | TOF 3D |  | MIPM | 5750102 | 50 | [5 empty] | Denmark
2520113 | TOF 3D Pole Mount (Variant A, Premium) |  | 66.75 |  | 0 |  | 0 |  | 0 |  | 0 | 42556292001021LV | [6 empty] | EA | EACH | 1 | 1 | TOF 3D |  | MIPM | 5750110 variant A | 1 | [5 empty] | Denmark
2520114 | TOF 3D Pole Mount (Variant B, Standard) |  | 28 |  | 0 |  | 0 |  | 0 |  | 0 | 42556292001022LX | [6 empty] | EA | EACH | 1 | 1 | TOF 3D |  | MIPM | 5750110 variant B | 1 | [5 empty] | Denmark
2520115 | TOF 3D USB Interface Cable |  | 185 |  | 0 |  | 0 |  | 0 |  | 0 | 42556292001035M8 | [6 empty] | EA | EACH | 1 | 1 | TOF 3D |  | MIPM | 5750103 | 1 | [5 empty] | Denmark
2520116 | TOF 3D Interface Cable and Data Management | Includes: Download of TOF 3D Dashboard, which is a computer programme for data management, trends and statistics. | [15 empty] | FJA | EA | EACH | 1 | 1 | TOF 3D |  | MIDP |  | 1 | [5 empty] | Denmark
2520117 | TOF 3D Link Interface Cable | [17 empty] | EA | EACH | 1 | 1 | TOF3D |  | MIPM | 5750117 | 1
2520118 | TOF 3D Hand Adapter Silicone Straps | Pack of 10 | 54 |  | 0 |  | 0 |  | 0 |  | 0 | [7 empty] | PK | Pack | 10 | Pack (10) | TOF 3D |  | MIPM |  | 10
2530120 | TOF 3D Sealing Covers for Main Patient Cable (pack of 3) |  | 28.2 |  | 0 |  | 0 |  | 0 |  | 0 | [7 empty] | EA | EACH | 1 | 1 | TOF 3D |  | MIPM | 5750116 | 1 | [5 empty] | Denmark
2530121 | TOF 3D Sealing Covers for Data Interface Socket (pack of 3) |  | 28.2 |  | 0 |  | 0 |  | 0 |  | 0 | [7 empty] | EA | Each | 1 | 1 | TOF 3D |  | MIPM | 5750109 | 1 | [5 empty] | Denmark
2550004 | Microstim DB3 - Electrode | Microstim DB3 - Electrode. Box of 300 (10 packs of 30) | 37.75 | 0 | 0 | 0 | 0 | 0 | 0 | 0 | 0 | 30192253017001 | No |  | No | Yes | Yes | FDA | PK | PACK | 1 | Pack (300) | Microstim | 12 | Viamed |  | 1 | http://www.viamed.co.uk/uk/Uploads/1A4561Ad2f4A.jpg |  |  |  | 9018199000
2810006 | Paediatric OLED Finger Pulse Oximeter - Teddy Bear | Can be be used paediatric patients. Operates from 2x AAA batteries. | 29.9 | 2 | 27.5 | 3 | 26 | 11 | 24.5 |  | 0 | 5051826003008 | No |  | No | Yes | Yes | FJK | EA | EACH | 1 | 1 | Choicemmed | 12 | Beijing Choice |  | 1 | http://www.viamed.co.uk/uk/Uploads/1A4872A68c3A.jpg |  |  |  | 90181990-00 | China, People`s Republic of
2810007 | Paediatric OLED Finger Pulse Oximeter - Frog | Can be be used paediatric patients. Operates from 2x AAA batteries. | 29.9 | 2 | 27.5 | 3 | 26 | 11 | 24.5 |  | 0 | 5051826003015 | No |  | No | Yes | Yes | FJK | EA | EACH | 1 | 1 | Choicemmed | 12 | Beijing Choice |  | 1 | http://www.viamed.co.uk/uk/Uploads/1A4873A2c0cA.jpg |  |  |  | 90181990-00 | China, People`s Republic of
2810009 | Paediatric OLED Finger Pulse Oximeter - Blue | Can be be used paediatric patients. Operates from 2x AAA batteries. | 29.9 | 2 | 27.5 | 3 | 26 | 11 | 24.5 |  | 0 | 5051826003039 | No |  | No | Yes | Yes | FJK | EA | EACH | 1 | 1 | Choicemmed | 12 | Beijing Choice |  | 1 | http://www.viamed.co.uk/uk/Uploads/1A5293Af3e8A.jpg |  |  |  | 90181990-00 | China, People`s Republic of
2810011 | MD300-C2 (MD300-D) OLED Finger Pulse Oximeter | Operates from 2x AAA batteries. | 26.9 | 2 | 24.5 | 3 | 23.7 | 11 | 22.5 |  | 0 | 5051826003053 | No |  | No | Yes | Yes | FJK | EA | EACH | 1 | 1 | Choicemmed | 12 | Beijing Choice |  | 1 | http://www.viamed.co.uk/uk/Uploads/1A5290A1f44A.jpg |  |  |  | 90181990-00 | China, People`s Republic of
2810046 | MD300-C15D LCD Finger Pulse Oximeter - Green | Inexpensive pulse oximeter for general purposes<br />Easy to use; 1-button operation<br />Automatic power-off when finger removed | 19.8 | 2 | 17.3 | 3 | 16.5 | 11 | 15.3 |  | 0 | 5051826015773 | No |  | No | Yes | Yes | FJK | EA | EACH | 1 | 1 | Choicemmed | 12 | Beijing Choice |  | 1 | http://www.viamed.co.uk/uk/Uploads/1A5285A9191A.jpg |  |  |  | 90181990-00 | China, People`s Republic of
2820011 | Silicone cover for MD300-C2 (MD300-D) - Blue | Protective silicone cover for use with MD300-C2 (MD300-D) OLED Finger Pulse Oximeter | 4.5 | 2 | 2.6 | 3 | 2 | 11 | 1.2 |  | 0 | 5051826015865 | No |  | No | Yes | Yes | FJK | EA | EACH | 1 | 1 | Choicemmed | 0 | Beijing Choice |  | 1 | http://www.viamed.co.uk/uk/Uploads/1A5295A4228A.jpg | Yes |  |  |  | China, People`s Republic of
3210011 | NeoPEEP Neonatal single patient use | Neonatal resuscitation circuit with adjustable PEEP. Hose Length: 1m. Single unit. | 5 | 0 | 0 | 0 | 0 | 0 | 0 | 0 | 0 | 5051826003329 | No |  | No | Yes | Yes | FEY | EA | EACH | 1 | 1 | Marshall Products | 0 | Marshall Products |  | 1 | http://www.viamed.co.uk/uk/Uploads/1A3674A1ae9A.jpg |  |  |  | 9018199000 | China
3210013 | NeoPEEP Neonatal single patient use - Blue | Neonatal resuscitation circuit with adjustable PEEP. Hose Length: 1m. Box of 20. | 94.5 | 0 | 0 | 0 | 0 | 0 | 0 | 0 | 0 | 5055525403183 | No |  | No | Yes | Yes | FEY | BX | BOX | 1 | Box (20) |  | 0 | Marshall Products |  | 20 | http://www.viamed.co.uk/uk/Uploads/1A3675Ac0d1A.jpg |  |  |  | 90181990-00 | China
3210023 | NeoPEEP Neonatal single patient use - Blue | Neonatal resuscitation circuit with adjustable PEEP. Hose Length: 1.5m. Box of 20 | 94.5 | 0 | 0 | 0 | 0 | 0 | 0 | 0 | 0 | (01)05055525404746 | No |  | No | Yes | Yes | FFK | BX | BOX | 1 | Box (20) |  | 0 | Marshall Products |  | 20 | http://www.viamed.co.uk/uk/Uploads/1A4955A6995A.jpg
3210067 | Single Use Silicone Round Facemask - SIZE 0.5 | 44.4 mm (Height) x 32 mm (Inner Width) x 54 mm (Diameter), Connector Diameter 15 mm O.D.<br />Single unit | 3.25 | 0 | 0 | 0 | 0 | 0 | 0 | 0 | 0 | (01)05055525406757 | No |  | No | Yes | Yes | FEY | EA | EACH | 1 | 1 |  | 0 | Marshall Products |  | 1 | http://www.viamed.co.uk/uk/Uploads/1A5197Ae28aA.jpg
3210068 | Single Use Silicone Round Facemask - SIZE 0.5 | 44.4 mm (Height) x 32 mm (Inner Width) x 54 mm (Diameter)<br />Connector Diameter 15 mm O.D.<br />Pack of 20 | 65 | 0 | 0 | 0 | 0 | 0 | 0 | 0 | 0 | 5051826024874 | No |  | No | Yes | Yes | FEY | PK | Pack | 1 | Pack (20) |  | 0 | Marshall Products |  | 20 | http://www.viamed.co.uk/uk/Uploads/1A4972A6ca7A.jpg
3210069 | Single Use Silicone Round Facemask - SIZE 0.5 | 44.4 mm (Height) x 32 mm (Inner Width) x 54 mm (Diameter)<br />Connector Diameter 15 mm O.D.<br />Box of 100 | 325 | 0 | 0 | 0 | 0 | 0 | 0 | 0 | 0 | 5051826024881 | No |  | No | Yes | Yes | FEY | BX | BOX | 1 | Box (100) |  | 0 | Marshall Products |  | 100 | http://www.viamed.co.uk/uk/Uploads/1A4973Ab3d6A.jpg
3210070 | Single Use Silicone Round Facemask - SIZE 0 | 40 mm (Height) x 27.4 mm (Inner Width) x 48.6 mm (Diameter) - Connector Diameter 15 mm O.D.<br />Single unit. | 3.25 | 0 | 0 | 0 | 0 | 0 | 0 | 0 | 0 | 5051826016121 | No |  | No | Yes | Yes | FEY | EA | EACH | 1 | 1 |  | 0 | Marshall Products |  | 1 | http://www.viamed.co.uk/uk/Uploads/1A4591Ad050A.jpg |  |  |  | 9018199000 | China
3210071 | Single Use Silicone Round Facemask - SIZE 1 | 47.9 mm (Height) x 40.5 mm (Inner Width) x 60 mm (Diameter)<br />Connector Diameter 15 mm O.D.<br />Single unit. | 3.25 | 0 | 0 | 0 | 0 | 0 | 0 | 0 | 0 | (01)0505552540038 | No |  | No | Yes | Yes | FEY | EA | EACH | 1 | 1 |  | 0 | Marshall Products |  | 1 | http://www.viamed.co.uk/uk/Uploads/1A4592A620fA.jpg |  |  |  | 9018199000 | China
3210073 | Single Use Silicone Round Facemask - SIZE 0 | 40 mm (Height) x 27.4 mm (Inner Width) x 48.6 mm (Diameter)<br />Connector Diameter 15 mm O.D.<br />Pack of 20<br /> | 65 | 0 | 0 | 0 | 0 | 0 | 0 | 0 | 0 | 5051826016152 | No |  | No | Yes | Yes | FEY | PK | PACK | 1 | Pack (20) |  | 0 | Marshall Products |  | 20 | http://www.viamed.co.uk/uk/Uploads/1A4594A6434A.jpg |  |  |  | 9018199000 | China
3210074 | Single Use Silicone Round Facemask - SIZE 1 | 47.9 mm (Height) x 40.5 mm (Inner Width) x 60 mm (Diameter)<br />Connector Diameter 15 mm O.D.<br />Pack of 20 | 65 | 0 | 0 | 0 | 0 | 0 | 0 | 0 | 0 | 5051826016169 | No |  | No | Yes | Yes | FEY | PK | PACK | 1 | Pack (20) |  | 0 | Marshall Products |  | 20 | http://www.viamed.co.uk/uk/Uploads/1A4595Ae354A.jpg |  |  |  | 9018199000 | China
3210076 | Single Use Silicone Round Facemask - SIZE 0 | 40 mm (Height) x 27.4 mm (Inner Width) x 48.6 mm (Diameter)<br />Connector Diameter 15 mm O.D.<br />Box of 100<br /> | 325 | 0 | 0 | 0 | 0 | 0 | 0 | 0 | 0 | 5051826016183 | No |  | No | Yes | Yes | FEY | BX | BOX | 1 | Box (100) |  | 0 | Marshall Products |  | 100 | http://www.viamed.co.uk/uk/Uploads/1A4597A6415A.jpg |  |  |  | 90181990-00 | China
3210077 | Single Use Silicone Round Facemask - SIZE 1 | 47.9 mm (Height) x 40.5 mm (Inner Width) x 60 mm (Diameter) - Connector Diameter 15 mm O.D.<br />Box of 100<br /> | 325 | 0 | 0 | 0 | 0 | 0 | 0 | 0 | 0 | 5051826016190 | No |  | No | Yes | Yes | FEY | BX | BOX | 1 | Box (100) |  | 0 | Marshall Products |  | 100 | http://www.viamed.co.uk/uk/Uploads/1A4598A100bA.jpg |  |  |  | 90181990-00 | China
3810000 | Posey I.D. Bracelets - Newborn | Model 4648(14cm x 3cm)Box of 12 | 18.9 | 2 | 17.3 | 3 | 16.5 | 11 | 16.2 | 0 | 0 | 10190676002266 | No |  | No | Yes | Yes | CJK | BX | BOX | 1 | Box (12) | Posey | 0 | Tidi Products | 4648 | 12 | http://www.viamed.co.uk/uk/Uploads/1A4887A6b3aA.jpg |  | 12184000004 |  | 9018199000 | United States
3810010 | Posey I.V. Armboard - Infant | Model 8166Infant to 2 years (7cm x 4cm)Pack of 12 | 25.7 | 2 | 23.1 | 3 | 21.85 | 11 | 20.55 | 0 | 0 | 5051826016343 | No |  | No | Yes | Yes | FVH | BX | BOX | 1 | Box (12) | Posey | 0 | Tidi Products | 8166 | 12 | http://www.viamed.co.uk/uk/Uploads/1A5163A83c8A.jpg | Yes | 12184000004 |  |  | United States
3810011 | Posey I.V. Armboard - Paediatric | Model 81672 to 5 years (15cm x 6cm)Pack of 12 | 30.85 | 2 | 27.75 | 3 | 26.2 | 11 | 24.65 | 0 | 0 | 5051826016350 | No |  | No | Yes | Yes | FVH | BX | BOX | 1 | Box (12) | Posey | 0 | Tidi Products | 8167 | 12 | http://www.viamed.co.uk/uk/Uploads/1A5164A1b3bA.jpg | Yes | 12184000004 |  |  | United States
3810030 | Posey SecureSleeve - Infant | Model 8168I - 8cm (3&#34;) length<br />4 - 10cm (1.5 - 4&#34;) limb circumference<br />Single Pack | 21.6 | 2 | 19.75 | 3 | 18.8 | 11 | 17.9 | 0 | 0 | 5051826016374 | No |  | No | Yes | Yes | FVH | EA | EACH | 1 | 1 | Posey | 0 | Tidi Products | 8168I | 1 | http://www.viamed.co.uk/uk/Uploads/1A4982Acc32A.jpg | Yes | 12184000004 |  |  | United States
3810031 | Posey SecureSleeve - Infant (L) | 4 (11cm) length, 1 4 (4 10cm) limb circumference<br />Size 8168IL <br />Single Pack | 21.6 | 2 | 19.75 | 3 | 18.8 | 11 | 17.9 | 0 | 0 | 5051826016381 | No |  | No | Yes | Yes | FVH | EA | EACH | 1 | 1 | Posey | 0 | Tidi Products | 8168IL | 1 | http://www.viamed.co.uk/uk/Uploads/1A4983A42abA.jpg | Yes | 12184000004 |  |  | United States
3810032 | Posey SecureSleeve - Paediatric | Model 8168P<br />7&#34; (18cm) length, 3 - 10&#34;<br />(8 - 25cm) limb circumference | 21.6 | 2 | 19.75 | 3 | 18.8 | 11 | 17.9 | 0 | 0 | 5051826016398 | No |  | No | Yes | Yes | FVH | EA | EACH | 1 | 1 | Posey | 0 | Tidi Products | 8168P | 1 | http://www.viamed.co.uk/uk/Uploads/1A4984Af1acA.jpg | Yes | 12184000004 |  |  | United States
3810033 | Posey SecureSleeve - Paediatric | Approximately for patients 2 - 7 years<br />25cm (10&#34;) length<br />8 - 30cm (3 - 12&#34;) limb circumference<br />Model 8168XS | 28.25 | 2 | 26.05 | 3 | 24.95 | 11 | 23.85 | 0 | 0 | 5051826016404 | No |  | No | Yes | Yes | FVH | EA | EACH | 1 | 1 | Posey |  | Tidi Products | 8168XS | 1 | http://www.viamed.co.uk/uk/Uploads/1A4985Ac6ebA.jpg | Yes | 12184000004 |  |  | United States
3810034 | Posey Paediatric Soft Spint | Model 8170P<br />Approximately for patients 2 - 7 years<br />20cm (8&#34;) length, up to 17cm (6 1/2&#34;) limb circumference | 25.7 | 2 | 23.2 | 3 | 22 | 11 | 20.75 | 0 | 0 | 5051826016411 | No |  | No | Yes | Yes | FVH | EA | EACH | 1 | 1 | Posey |  | Tidi Products | 8170P | 1 | http://www.viamed.co.uk/uk/Uploads/1A5165A05dfA.jpg | Yes | 12184000004 |  |  | United States
3810041 | Posey SecureSleeve - Clips | Metal<br />Pack of 12<br />Also available in X-Ray Translucent | 15.4 | 2 | 13.95 | 3 | 13.25 | 11 | 12.55 | 0 | 0 | 5051826016428 | No |  | No | Yes | Yes | FVH | PK | PACK | 1 | Pack (12) | Posey | 0 | Tidi Products | 8161 | 12 | http://www.viamed.co.uk/uk/Uploads/1A5174A37baA.jpg | Yes | 12184000004 |  |  | United States
3810042 | Posey SecureSleeve - Clips (X-ray) | Pack of 12<br />Also available in Metal | 15.4 | 2 | 13.95 | 3 | 13.25 | 11 | 12.55 | 0 | 0 | 5051826016435 | No |  | No | Yes | Yes | FVH | PK | PACK | 1 | Pack (12) | Posey | 0 | Tidi Products | 8161 | 12 | http://www.viamed.co.uk/uk/Uploads/1A5175A14e6A.jpg | Yes | 12184000004 |  |  | United States
3810050 | Posey Elbow Splint - Infant (2 years) | Model 4642, 10cm (4) length, One pair per pack | 20.55 | 2 | 18.6 | 3 | 17.6 | 11 | 16.65 | 0 | 0 | 5051826016442 | No |  | No | Yes | Yes | FVH | PR | PAIR | 1 | Pair (2) | Posey |  | Tidi Products | 4642 | 2 | http://www.viamed.co.uk/uk/Uploads/1A4987Aff9fA.jpg | Yes | 12184000004 |  | 9018199000 | United States
3810051 | Posey Elbow Splint - Paediatric (2-7 yrs) | Model 4643, 17cm (6) length, One pair per pack | 23.9 | 2 | 21.85 | 3 | 21.3 | 11 | 19.8 | 0 | 0 | 5051826016459 | No |  | No | Yes | Yes | FVH | PR | PAIR | 1 | Pair (2) | Posey |  | Tidi Products | 4643 | 2 | http://www.viamed.co.uk/uk/Uploads/1A4988A840dA.jpg | Yes | 12184000004 |  | 9018199000 | United States
3810060 | Posey Foam Trach Ties Small | Fits neonatal and infant necks (18 - 23cm (7 - 9&#34;)), 3cm (1&#34;) width, Model - 81797S Box of 12 | 24.9 | 2 | 23 | 3 | 21 | 11 | 19.6 | 0 | 0 | 10190676002181 | No |  | No | Yes | Yes | FEE | BX | BOX | 1 | Box (12) | Posey |  | Tidi Products | 8197S | 12 | http://www.viamed.co.uk/uk/Uploads/1A5166Aa115A.jpg |  | 12184000004 |  |  | United States
3810061 | Posey Foam Trach Ties Medium | Fits adolescent and adult necks (20 33cm (8 13)), 41cm (16) length x 3cm (1) width, Model - 81797M Box of 12 | 24.9 | 2 | 23 | 3 | 21 | 11 | 19.6 | 0 | 0 | (01)10190676002198 | No |  | No | Yes | Yes | FEE | BX | BOX | 1 | Box (12) | Posey |  | Tidi Products | 8197M | 12 | http://www.viamed.co.uk/uk/Uploads/1A5437Ac504A.jpg |  | 12184000004 |  |  | United States
3810062 | Posey Foam Trach Ties Large | Fits Adult necks (30 – 46cm (12 – 18”)), 23cm (9”) length x 3cm (1”) width, Model - 81797L Box of 12 | 24.9 | 2 | 23 | 3 | 21 | 11 | 19.6 | 0 | 0 | 5051826028445 | No |  | No | Yes | Yes | FEE | BX | BOX | 1 | Box (12) | Posey |  | Tidi Products | 8197L | 12 | http://www.viamed.co.uk/uk/Uploads/1A5438Ac095A.jpg |  | 12184000004
3810063 | Posey Foam Trach Ties X-Large | Fits Adult necks (41 – 61cm (16 – 24”)), 70cm (30”) length x 3cm (1”) width, Model - 81797XL Box of 12 | 23.65 | 2 | 21.7 | 3 | 20.7 | 11 | 19.75 | 0 | 0 | 5051826028452 | No |  | No | Yes | Yes | FEE | BX | BOX | 1 | Box (12) | Posey |  | Tidi Products | 8197XL | 12 | http://www.viamed.co.uk/uk/Uploads/1A5439AebdfA.jpg
3810070 | Posey Secure Ties Small | Adjustable sizing for a comfortable fit. Extra tie ensure that the trach tube is in place more securely.<br /><br />Fits infant necks 18 - 25cm (7 - 10&#34;), 39cm (15.5&#34;) tie - 2 straps. 23cm (9&#34;) length x 3cm (1&#34;) width. Box of 12. | 37 | 2 | 34.95 | 3 | 33.9 | 11 | 32.9 | 0 | 0 | 5051826028469 | No |  | No | Yes | Yes | FEE | BX | BOX | 1 | Box (12) | Posey |  | Tidi Products | 8196S | 12 | http://www.viamed.co.uk/uk/Uploads/1A5434A025bA.jpg
3810071 | Posey Secure Ties Medium | Adjustable sizing for a comfortable fit. Extra tie ensure that the trach tube is in place more securely.<br /><br />Fits paediatric to adult necks 23 - 43cm (9 - 17), 39cm (15.5) tie - 2 straps. 47cm (18.5) length x 3cm (1) width. Box of 12. | 37 | 2 | 34.95 | 3 | 33.9 | 11 | 32.9 | 0 | 0 | 5051826028476 | No |  | No | Yes | Yes | FEE | BX | BOX | 1 | Box (12) | Posey |  | Tidi Products | 8196M | 12 | http://www.viamed.co.uk/uk/Uploads/1A5435A7a13A.jpg
3810072 | Posey Secure Ties Large | Adjustable sizing for a comfortable fit. Extra tie ensure that the trach tube is in place more securely.<br /><br />Fits adult necks 33 - 61cm (13 - 24), 39cm (15.5) tie - 2 straps. 60cm (18.5) length x 3cm (1) width. Box of 12. | 37 | 2 | 34.95 | 3 | 33.9 | 11 | 32.9 | 0 | 0 | 5051826028483 | No |  | No | Yes | Yes | FEE | BX | BOX | 1 | Box (12) | Posey |  | Tidi Products | 8196M | 12 | http://www.viamed.co.uk/uk/Uploads/1A5436A131dA.jpg
3833-007 | Tapered connectors | For use with VacSax suction receiving system. Pack of 10<br /> | 34.4 | 0 | 0 | 0 | 0 | 0 | 0 | 0 | 0 | (01)05055761602418 | No |  | No | Yes | Yes | FPA | PK | PACK | 1 | Pack (10) | Vacsax | 12 | Vacsax | 3833-007 | 10 |  |  | 5055761600001 |  | 90181990-00
3833-132 | 1 Litre VacSax canister with V mount | For use with VacSax suction receiving system. | 10.3 | 0 | 0 | 0 | 0 | 0 | 0 | 0 | 0 | 5051826016541 | No |  | No | Yes | Yes | FPA | EA | EACH | 1 | 1 | Vacsax | 12 | Vacsax | 3833-132 | 1 |  |  | 5055761600001 |  | 90181990-00
4310002 | Flowsensor A(PC) | Box of 5 - Autoclavable Hot-wire A (PC) flowsensor for use with Drger ventilators. Replacement for the Drger SpiroLife flow sensor part no. MK 01900. For use with Drger Spirolog, Anemone, PM8030, PM8060, Eva, Cicero, Cato, Julian, Evita 1-4 XL | 136 | 0 | 0 | 0 | 0 | 0 | 0 | 0 | 0 | 24251679601689 | No |  | No | Yes | Yes | FDP | BX | BOX | 1 | Box (5) | SpiroTrue | 0 | Viamed |  | 5 | http://www.viamed.co.uk/uk/Uploads/1A4633A79ceA.jpg |  |  |  | 9018199000 | Germany
4310007 | SpiroTrue A - Single use flow sensor. Box of 5 |  | 110 |  | 0 |  | 0 |  | 0 |  | 0 | (01)24251679601573 | [5 empty] | FDP | BX | BOX | 5 | Box (5) | SpirtoTrue |  | Bluepoint Medical | 1030132006 | 5 |  |  |  |  | 9018199000 | Germany
4310009 | SpiroTrue H - Single use flow sensor. Box of 6 |  | 110 |  | 0 |  | 0 |  | 0 |  | 0 | (01)24251679601566 | [5 empty] | FDP | [8 empty] | 0 |  |  |  |  | 90181990000 | Germany
4420506 | IRMA AX+ analyser | for use with Viamed VM-2500-MG Multigas Capnograph | 3204.5 | 0 | 0 | 0 | 0 | 0 | 0 | 0 | 0 | 5051826016848 | No |  | No | Yes | Yes | FJA | EA | EACH | 1 | 1 | IRMA | 12 | Viamed |  | 1 | http://www.viamed.co.uk/uk/Uploads/1A4363Adb2dA.jpg |  |  |  | 9018199000
4420507 | IRMA CO2 analyzer with Lemo connector |  | 1049.75 |  | 0 |  | 0 |  | 0 |  | 0 | 7350046131705 | [5 empty] | FJA | [8 empty] | 1 |  |  |  |  | 90181990-00 | Mexico
4420511 | IRMA airway Adapter - Adult/Paediatric | for use with Viamed VM-2500-M Mainstream and VM-2500-MG Multigas Capnographs. Box of 25 | 282 | 0 | 0 | 0 | 0 | 0 | 0 | 0 | 0 | (01)17350046131597 | No |  | No | Yes | Yes | FJA | BX | BOX | 1 | Box (25) | IRMA | 0 | Viamed |  | 25 | http://www.viamed.co.uk/uk/Uploads/1A4370A72c8A.jpg |  |  |  | 9018199000 | E.U.
4420521 | IRMA airway Adapter - Infant | for use with Viamed VM-2500-M Mainstream and VM-2500-MG Multigas Capnographs. Pack of 10 | 230 |  | 0 |  | 0 |  | 0 |  | 0 | 17350046131603 | No |  | No | Yes | Yes | FJA | BX | BOX | 1 | Box (10) | IRMA | 0 | Viamed |  | 10 | http://www.viamed.co.uk/uk/Uploads/1A4371A4b64A.jpg |  |  |  | 9018199000 | E.U.
4420531 | Sidestream Disposable Airway Adapter (Adult/Paediatric) | with female Luer Lock sideport. Box of 25 | 50 | 0 | 0 | 0 | 0 | 0 | 0 | 0 | 0 | 24251679603010 | No |  | No | Yes | Yes | FJA | BX | BOX | 1 | Box (25) |  | 0 | Viamed | 4420531 | 25 | http://www.viamed.co.uk/uk/Uploads/1A7680A40daA.jpg |  |  |  | 9018199000 | E.U.
4420590 | Rechargeable Li-Poly battery | for use with VM-2500 Capnograph range | 33.15 | 0 | 0 | 0 | 0 | 0 | 0 | 0 | 0 | 5051826003350 | No |  | No | Yes | Yes | FJA | EA | EACH | 1 | 1 |  | 12 | Bluepoint Medical |  | 1 | http://www.viamed.co.uk/uk/Uploads/1A3895Ab882A.jpg |  |  |  | 9018199000 | Germany
4420597 | USB Cable for use with Viamed VM-2500 | Micro USB cable for use with Viamed VM-2500-S, VM-2500-M and VM-2500-MG capnographs | 5.53 | 0 | 0 | 0 | 0 | 0 | 0 | 0 | 0 | 5051826017135 | No |  | No | Yes | Yes | FJA | EA | EACH | 1 | 1 |  | 0 | Bluepoint Medical |  | 1 | http://www.viamed.co.uk/uk/Uploads/1A4350A45f5A.jpg |  |  |  | 9018199000
4420598 | Power Supply for VM-2500 Series Capnographs | Does not include a plug adapter | 42.95 |  | 0 |  | 0 |  | 0 |  | 0 | 5051826050378 | No |  | No | Yes | Yes | FYZ | EA | EACH | 1 | 1 | Viamed |  | Bluepoint Medical |  | 1 | http://www.viamed.co.uk/uk/Uploads/1A7674A4e11A.jpg |  |  |  | 9018199000 | Germany
4420600 | Universal mounting kit Rev. 1 - for use with VM-2500 | For use with Viamed VM-2500 series capnographs with v.1 case | 16.1 | 0 | 0 | 0 | 0 | 0 | 0 | 0 | 0 | 5051826017142 | No |  | No | Yes | Yes | FJA | EA | EACH | 1 | 1 |  | 0 | Viamed |  | 1 | http://www.viamed.co.uk/uk/Uploads/1A3894Aed6eA.jpg |  |  |  | 9018199000 | E.U.
4420601 | Universal mounting kit Rev. 2 | For use with Viamed VM-2500 series capnographs with v.2 case and VM-2400 Haemoglobin Monitor | 16.1 | 0 | 0 | 0 | 0 | 0 | 0 | 0 | 0 | 5051826017159 | No |  | No | Yes | Yes | FJA | EA | EACH | 1 | 1 |  | 0 | Viamed |  | 1 | http://www.viamed.co.uk/uk/Uploads/1A4334Ab65eA.jpg |  |  |  | 9018199000 | E.U.
4420610 | Silicone cover - for use with VM-2500 | Protective silicone cover for use with Viamed VM-2500 series capnographs. Rev. 1 | 14.45 | 0 | 0 | 0 | 0 | 0 | 0 | 0 | 0 | 5051826017166 | No |  | No | Yes | Yes | FJA | EA | EACH | 1 | 1 |  | 0 | Bluepoint Medical |  | 1 | http://www.viamed.co.uk/uk/Uploads/1A4538A5b46A.jpg |  |  |  | 9018199000 | E.U.
4420611 | Silicone Protective Cover - for Viamed VM-2500 Series Capnographs | Protective silicone cover for use with Viamed VM-2500 series capnographs and VM-2400 Haemoglobin monitor. Rev. 2 for use when a Universal Mounting Kit has been fitted. | 14.45 | 0 | 0 | 0 | 0 | 0 | 0 | 0 | 0 | 5051826017173 | No |  | No | Yes | Yes | FJA | EA | EACH | 1 | 1 |  | 0 | Bluepoint Medical |  | 1 | http://www.viamed.co.uk/uk/Uploads/1A4542A4a4aA.jpg |  |  |  | 9018199000
4420615 | Protective Rubber Boot for use with Viamed VM-2500 | Protective Rubber Boot for use with Viamed VM-2500 series capnographs | 42.5 | 0 | 0 | 0 | 0 | 0 | 0 | 0 | 0 | 5051826017210 | No |  | No | Yes | Yes | FJA | EA | EACH | 1 | 1 |  | 0 | Bluepoint Medical |  | 1 | http://www.viamed.co.uk/uk/Uploads/1A4695Ae111A.jpg |  |  |  | 9018199000 | Germany
4420620 | Carrying case - for use with VM-2500 Series | Hi-vis orange case, with grey inside. MicrAgard antimicrobial protection. Flame retardant to aircraft standards. Fluid repellent. Non rot. U/V stable. Washable at 60 degrees C. Silverstorm self healing & waterproof zips. Silverlining inners. Excellent abrasion & tear resistance. High visibility & reflective properties. Dimensions - external (approximate): 270mm (L) x 90mm x (W) x 85mm (H) | 51.5 | 0 | 0 | 0 | 0 | 0 | 0 | 0 | 0 | 5051826003398 | No |  | No | Yes | Yes | FJA | EA | EACH | 1 | 1 |  | 0 | Viamed |  | 1 | http://www.viamed.co.uk/uk/Uploads/1A3357Af0e7A.jpg |  |  |  | 9018199000
4420621 | Carrying case with clear front viewing panel - for use with VM-2500 | Hi-vis orange case, with grey inside. Features a clear front panel and accessory access flap to allow the instrument to be operated with the case closed. MicrAgard antimicrobial protection. Flame retardant to aircraft standards. Fluid repellent. Non rot. U/V stable. Washable at 60 degrees C. Silverstorm self healing & waterproof zips. Silverlining inners. Excellent abrasion & tear resistance. High visibility & reflective properties. Dimensions - external (approximate): 270mm (L) x 90mm x (W) x 85mm (H) | 51.5 | 0 | 0 | 0 | 0 | 0 | 0 | 0 | 0 | 5051826017234 | No |  | No | Yes | Yes | FJA | EA | EACH | 1 | 1 |  | 0 | Viamed |  | 1 | http://www.viamed.co.uk/uk/Uploads/1A4680A1040A.jpg |  |  |  | 9018199000
4420628 | Carrying case (red with A&E logo) - for use with VM-2500 | Red case with white Accident & Emergency text on side panel. MicrAgard antimicrobial protection. Flame retardant to aircraft standards. Fluid repellent. Non rot. U/V stable. Washable at 60 degrees C. Silverstorm self healing & waterproof zips. Silverlining inners. Excellent abrasion & tear resistance. Dimensions - external (approximate): 270mm (L) x 90mm x (W) x 85mm (H) | 51.5 | 0 | 0 | 0 | 0 | 0 | 0 | 0 | 0 | 5051826017241 | No |  | No | Yes | Yes | FJA | EA | EACH | 1 | 1 |  | 0 | Viamed |  | 1 | http://www.viamed.co.uk/uk/Uploads/1A4530A54a6A.jpg |  |  |  | 9018199000
4420800 | VersaStream Viamed CO2 Sampling Line. Nasal Prong - Adult - Short-term | Box of 25 | 140 | 0 | 0 | 0 | 0 | 0 | 0 | 0 | 0 | 5051826017531 | No |  | No | Yes | Yes | FJA | BX | BOX | 1 | Box (25) | VersaStream | 0 | Bluepoint Medical | 4420800 | 25 | http://www.viamed.co.uk/uk/Uploads/1A5554A4759A.jpg |  |  |  | 9018199000 | Germany
4420801 | VersaStream Viamed CO2 Sampling Line - Nasal - Adult - Short-term | Box of 25 | 200 | 0 | 0 | 0 | 0 | 0 | 0 | 0 | 0 | (01)24251679601122 | No |  | No | Yes | Yes | FJA | BX | BOX | 1 | Box (25) | VersaStream | 0 | Bluepoint Medical | 4420801 | 25 | http://www.viamed.co.uk/uk/Uploads/1A5555A1aabA.jpg |  |  |  | 9018199000 | Germany
4420802 | VersaStream Viamed CO2 Sampling Line - Nasal - Paediatric - Short-term | Box of 25 | 200 | 0 | 0 | 0 | 0 | 0 | 0 | 0 | 0 | 5051826017555 | No |  | No | Yes | Yes | FJA | BX | BOX | 1 | Box (25) | VersaStream | 0 | Bluepoint Medical | 4420802 | 25 | http://www.viamed.co.uk/uk/Uploads/1A5556A15c5A.jpg |  |  |  | 9018199000 | Germany
4420804 | VersaStream Viamed CO2/O2 Sampling Line - Nasal - Adult - Short-term | Box of 10 | 88 | 0 | 0 | 0 | 0 | 0 | 0 | 0 | 0 | (01)24251679601153 | No |  | No | Yes | Yes | FJA | BX | BOX | 1 | Box (10) | VersaStream | 0 | Bluepoint Medical | 4420804 | 10 | http://www.viamed.co.uk/uk/Uploads/1A5559Aaa6cA.jpg |  |  |  | 9018199000 | Germany
4420805 | VersaStream Viamed CO2/O2 Sampling Line - Nasal - Paediatric - Short-term | Box of 10 | 88 | 0 | 0 | 0 | 0 | 0 | 0 | 0 | 0 | 5051826028889 | No |  | No | Yes | Yes | FJA | BX | BOX | 1 | Box (10) | VersaStream | 0 | Bluepoint Medical | 4420805 | 10 | http://www.viamed.co.uk/uk/Uploads/1A5560Ae604A.jpg |  |  |  | 9018199000 | Germany
4420807 | VersaStream Viamed CO2 Sampling Line - Nasal - Adult - Long-term | Box of 25 | 240 | 0 | 0 | 0 | 0 | 0 | 0 | 0 | 0 | 5051826028902 | No |  | No | Yes | Yes | FJA | BX | BOX | 1 | Box (25) | VersaStream | 0 | Bluepoint Medical | 4420807 | 25 | http://www.viamed.co.uk/uk/Uploads/1A5581Af2b2A.jpg |  |  |  | 9018199000 | Germany
4420808 | VersaStream Viamed CO2 Sampling Line - Nasal - Paediatric - Long-term | Box of 25 | 240 | 0 | 0 | 0 | 0 | 0 | 0 | 0 | 0 | 5051826028919 | No |  | No | Yes | Yes | FJA | BX | BOX | 1 | Box (25) | VersaStream | 0 | Bluepoint Medical | 4420808 | 25 | http://www.viamed.co.uk/uk/Uploads/1A5569A8c1cA.jpg |  |  |  | 9018199000 | Germany
4420810 | VersaStream Viamed CO2/O2 Sampling Line - Nasal - Adult - Long-term | Box of 10 | 104 | 0 | 0 | 0 | 0 | 0 | 0 | 0 | 0 | 24251679601214 | No |  | No | Yes | Yes | FJA | BX | BOX | 1 | Box (10) | VersaStream | 0 | Bluepoint Medical | 4420810 | 10 | http://www.viamed.co.uk/uk/Uploads/1A5571Afcf5A.jpg |  |  |  | 9018199000 | Germany
4420811 | VersaStream Viamed CO2/O2 Sampling Line - Nasal - Paediatric - Long-term | Box of 10 | 104 | 0 | 0 | 0 | 0 | 0 | 0 | 0 | 0 | 5051826028940 | No |  | No | Yes | Yes | FJA | BX | BOX | 1 | Box (10) | VersaStream | 0 | Bluepoint Medical | 4420811 | 10 | http://www.viamed.co.uk/uk/Uploads/1A5572A7f2aA.jpg |  |  |  | 9018199000 | Germany
4420812 | VersaStream Viamed CO2/O2 Sampling Line - Nasal - Infant - Long-term | Box of 10 | 104 | 0 | 0 | 0 | 0 | 0 | 0 | 0 | 0 | 5051826028957 | No |  | No | Yes | Yes | FJA | BX | BOX | 1 | Box (10) | VersaStream | 0 | Bluepoint Medical | 4420812 | 10 | http://www.viamed.co.uk/uk/Uploads/1A5573A7e2cA.jpg | Yes |  |  | 9018199000 | Germany
4420813 | VersaStream Viamed CO2 Sampling Line - Oral/Nasal - Adult - Short-term | Box of 25 | 200 | 0 | 0 | 0 | 0 | 0 | 0 | 0 | 0 | 5051826017586 | No |  | No | Yes | Yes | FJA | BX | BOX | 1 | Box (25) | VersaStream | 0 | Bluepoint Medical | 4420813 | 25 | http://www.viamed.co.uk/uk/Uploads/1A5562Aff17A.jpg |  |  |  | 9018199000 | Germany
4420814 | VersaStream Viamed CO2 Sampling Line - Oral/Nasal - Paediatric - Short-term | Box of 25 | 200 | 0 | 0 | 0 | 0 | 0 | 0 | 0 | 0 | 5051826017593 | No |  | No | Yes | Yes | FJA | BX | BOX | 1 | Box (25) | VersaStream | 0 | Bluepoint Medical | 4420814 | 25 | http://www.viamed.co.uk/uk/Uploads/1A5563A9722A.jpg |  |  |  | 9018199000 | Germany
4420815 | VersaStream Viamed CO2/O2 Sampling Line - Oral/Nasal - Adult - Short-term | Box of 10 | 88 | 0 | 0 | 0 | 0 | 0 | 0 | 0 | 0 | (01)24251679601269 | No |  | No | Yes | Yes | FJA | BX | BOX | 1 | Box (10) | VersaStream | 0 | Bluepoint Medical | 4420815 | 10 | http://www.viamed.co.uk/uk/Uploads/1A5564A4787A.jpg |  |  |  | 9018199000 | Germany
4420816 | VersaStream Viamed CO2/O2 Sampling Line - Oral/Nasal - Paediatric - Short-term | Box of 10 | 88 | 0 | 0 | 0 | 0 | 0 | 0 | 0 | 0 | (01)24251679601276 | No |  | No | Yes | Yes | FJA | BX | BOX | 1 | Box (10) | VersaStream | 0 | Bluepoint Medical | 4420816 | 10 | http://www.viamed.co.uk/uk/Uploads/1A5565A9945A.jpg |  |  |  | 9018199000 | Germany
4420817 | VersaStream Viamed CO2 Sampling Line - Oral/Nasal - Adult - Long-term | Box of 25 | 250 | 0 | 0 | 0 | 0 | 0 | 0 | 0 | 0 | 5051826028988 | No |  | No | Yes | Yes | FJA | BX | BOX | 1 | Box (25) | VersaStream | 0 | Bluepoint Medical | 4420817 | 25 | http://www.viamed.co.uk/uk/Uploads/1A5574Ace50A.jpg |  |  |  | 9018199000 | Germany
4420818 | VersaStream Viamed CO2 Sampling Line - Oral/Nasal - Paediatric - Long-term | Box of 25 | 250 | 0 | 0 | 0 | 0 | 0 | 0 | 0 | 0 | 5051826028995 | No |  | No | Yes | Yes | FJA | BX | BOX | 1 | Box (25) | VersaStream | 0 | Bluepoint Medical | 4420818 | 25 | http://www.viamed.co.uk/uk/Uploads/1A5575A39f9A.jpg |  |  |  | 9018199000 | Germany
4420819 | VersaStream Viamed CO2/O2 Sampling Line - Oral/Nasal - Adult - Long-term | Box of 10 | 108 | 0 | 0 | 0 | 0 | 0 | 0 | 0 | 0 | 5051826029008 | No |  | No | Yes | Yes | FJA | BX | BOX | 1 | Box (10) | VersaStream | 0 | Bluepoint Medical | 4420819 | 10 | http://www.viamed.co.uk/uk/Uploads/1A5576A14f7A.jpg |  |  |  | 9018199000 | Germany
4420820 | VersaStream Viamed CO2/O2 Sampling Line - Oral/Nasal - Paediatric - Long-term | Box of 10 | 108 | 0 | 0 | 0 | 0 | 0 | 0 | 0 | 0 | 5051826029015 | No |  | No | Yes | Yes | FJA | BX | BOX | 1 | Box (10) | VersaStream | 0 | Bluepoint Medical | 4420820 | 10 | http://www.viamed.co.uk/uk/Uploads/1A5577A19baA.jpg |  |  |  | 9018199000 | Germany
4420821 | VersaStream Viamed CO2 Sampling Line with Airway Adapter - Adult/Paediatric - Short-term | Box of 25 | 160 | 0 | 0 | 0 | 0 | 0 | 0 | 0 | 0 | (01)24251679601320 | No |  | No | Yes | Yes | FJA | BX | BOX | 1 | Box (25) | VersaStream | 0 | Bluepoint Medical | 4420821 | 25 | http://www.viamed.co.uk/uk/Uploads/1A5566A0deaA.jpg |  |  |  | 9018199000 | Germany
4420822 | VersaStream Viamed CO2 Sampling Line with Airway Adapter - Infant (ID < 4.0mm) - Short-term | Box of 25 | 180 | 0 | 0 | 0 | 0 | 0 | 0 | 0 | 0 | 5051826017616 | No |  | No | Yes | Yes | FJA | BX | BOX | 1 | Box (25) | VersaStream | 0 | Bluepoint Medical | 4420822 | 25 | http://www.viamed.co.uk/uk/Uploads/1A5567Ace41A.jpg |  |  |  | 9018199000 | Germany
4420823 | VersaStream Viamed CO2 Sampling Line with Airway Adapter - Adult/Paediatric - Long-term | Box of 25 | 240 | 0 | 0 | 0 | 0 | 0 | 0 | 0 | 0 | (01)24251679601344 | No |  | No | Yes | Yes | FJA | BX | BOX | 1 | Box (25) | VersaStream | 0 | Bluepoint Medical | 4420823 | 25 | http://www.viamed.co.uk/uk/Uploads/1A5578A82ecA.jpg |  |  |  | 9018199000 | Germany
4420824 | VersaStream Viamed CO2 Sampling Line with Airway Adapter - Infant (ID < 4.0mm) - Long-term | Box of 25 | 260 | 0 | 0 | 0 | 0 | 0 | 0 | 0 | 0 | (01)24251679601351 | No |  | No | Yes | Yes | FJA | BX | BOX | 1 | Box (25) | VersaStream | 0 | Bluepoint Medical | 4420824 | 25 | http://www.viamed.co.uk/uk/Uploads/1A5579A4c90A.jpg |  |  |  | 9018199000 | Germany
4420825 | VersaStream Viamed CO2 Sampling Line with Luer Lock Male Connection | Short-Term, Box of 25 | 160 | 0 | 0 | 0 | 0 | 0 | 0 | 0 | 0 | 5051826029039 | No |  | No | Yes | Yes | FJA | BX | BOX | 1 | Box (25) | VersaStream | 0 | Bluepoint Medical | 4420825 | 25 | http://www.viamed.co.uk/uk/Uploads/1A5942A84e3A.jpg |  |  |  | 9018199000 | Germany
4420826 | VersaStream Viamed CO2 Sampling Line with Luer Connector - Long-term | Box of 25 | 240 | 0 | 0 | 0 | 0 | 0 | 0 | 0 | 0 | (01)24251679601375 | No |  | No | Yes | Yes | FJA | BX | BOX | 1 | Box (25) | VersaStream | 0 | Bluepoint Medical | 4420826 | 25 | http://www.viamed.co.uk/uk/Uploads/1A5178Aeee1A.jpg |  |  |  | 9018199000 | Germany
4420857 | VersaStream Luer Lock Male CO2 Sampling Line - Nasal - Adult - Long-term | Box of 25 | 200 | 0 | 0 | 0 | 0 | 0 | 0 | 0 | 0 | 5051826029114 | No |  | No | Yes | Yes | FJA | BX | BOX | 1 | Box (25) | VersaStream | 0 | Bluepoint Medical | 4420857 | 25 | http://www.viamed.co.uk/uk/Uploads/1A5594A4a8dA.jpg |  |  |  | 9018199000 | Germany
4420858 | VersaStream Luer Lock Male CO2 Sampling Line - Nasal - Paediatric - Long-term | Box of 25 | 200 | 0 | 0 | 0 | 0 | 0 | 0 | 0 | 0 | 5051826029121 | No |  | No | Yes | Yes | FJA | BX | BOX | 1 | Box (25) | VersaStream | 0 | Bluepoint Medical | 4420858 | 25 | http://www.viamed.co.uk/uk/Uploads/1A5595Aa613A.jpg |  |  |  | 9018199000 | Germany
4420860 | VersaStream Luer Lock Male CO2/O2 Sampling Line - Nasal - Adult - Long-term | Box of 10 | 92 | 0 | 0 | 0 | 0 | 0 | 0 | 0 | 0 | 24251679601412 | No |  | No | Yes | Yes | FJA | BX | BOX | 1 | Box (10) | VersaStream | 0 | Bluepoint Medical | 4420860 | 10 | http://www.viamed.co.uk/uk/Uploads/1A5076A88a8A.jpg |  |  |  | 9018199000 | Germany
4420861 | VersaStream Luer Lock Male CO2/O2 Sampling Line - Nasal - Paediatric - Long-term | Box of 10 | 92 | 0 | 0 | 0 | 0 | 0 | 0 | 0 | 0 | 5051826029152 | No |  | No | Yes | Yes | FJA | BX | BOX | 1 | Box (10) | VersaStream | 0 | Bluepoint Medical | 4420861 | 10 | http://www.viamed.co.uk/uk/Uploads/1A5598Ab360A.jpg |  |  |  | 9018199000 | Germany
4420867 | VersaStream Luer Lock Male CO2 Sampling Line - Oral/Nasal - Adult - Long-term | Box of 25 | 220 | 0 | 0 | 0 | 0 | 0 | 0 | 0 | 0 | 5051826029213 | No |  | No | Yes | Yes | FJA | BX | BOX | 1 | Box (25) | VersaStream | 0 | Bluepoint Medical | 4420867 | 25 | http://www.viamed.co.uk/uk/Uploads/1A5600Ae02aA.jpg |  |  |  | 9018199000 | Germany
4420868 | VersaStream Luer Lock Male CO2 Sampling Line - Oral/Nasal - Paediatric - Long-term | Box of 25 | 220 | 0 | 0 | 0 | 0 | 0 | 0 | 0 | 0 | 5051826029220 | No |  | No | Yes | Yes | FJA | BX | BOX | 1 | Box (25) | VersaStream | 0 | Bluepoint Medical | 4420868 | 25 | http://www.viamed.co.uk/uk/Uploads/1A5601A7187A.jpg |  |  |  | 9018199000 | Germany
4420869 | VersaStream Luer Lock Male CO2/O2 Sampling Line - Oral/Nasal - Adult - Long-term | Box of 10 | 100 | 0 | 0 | 0 | 0 | 0 | 0 | 0 | 0 | (01)24251679602952 | No |  | No | Yes | Yes | FJA | BX | BOX | 1 | Box (10) | VersaStream | 0 | Bluepoint Medical | 4420869 | 10 | http://www.viamed.co.uk/uk/Uploads/1A5602A458fA.jpg |  |  |  | 9018199000 | Germany
4420870 | VersaStream Luer Lock Male CO2/O2 Sampling Line - Oral/Nasal - Paediatric - Long-term | Box of 10 | 100 | 0 | 0 | 0 | 0 | 0 | 0 | 0 | 0 | 5051826029244 | No |  | No | Yes | Yes | FJA | BX | BOX | 1 | Box (10) | VersaStream | 0 | Bluepoint Medical | 4420870 | 10 | http://www.viamed.co.uk/uk/Uploads/1A5603A4536A.jpg |  |  |  | 9018199000 | Germany
4420873 | VersaStream Luer Lock Male CO2 Sampling Line - Airway Adapter 22mm - Adult/Paediatric - Long-term | Box of 25 | 180 | 0 | 0 | 0 | 0 | 0 | 0 | 0 | 0 | 24251679602976 | No |  | No | Yes | Yes | FJA | BX | BOX | 1 | Box (25) | VersaStream | 0 | Bluepoint Medical | 4420873 | 25 | http://www.viamed.co.uk/uk/Uploads/1A5604Aa6dfA.jpg |  |  |  | 9018199000 | Germany
4420874 | VersaStream Luer Lock Male CO2 Sampling Line - Airway Adapter 15mm - Infant (ID < 4.0mm) - Long-term | Box of 25 | 220 | 0 | 0 | 0 | 0 | 0 | 0 | 0 | 0 | (01)24251679602983 | No |  | No | Yes | Yes | FJA | BX | BOX | 1 | Box (25) | VersaStream | 0 | Bluepoint Medical | 4420874 | 25 | http://www.viamed.co.uk/uk/Uploads/1A5605A0a31A.jpg |  |  |  | 9018199000 | Germany
4420876 | VersaStream Luer Lock Sampling Line - Luer Lock to Luer Lock - Long-term | Box of 25 | 192 | 0 | 0 | 0 | 0 | 0 | 0 | 0 | 0 | 5051826029275 | No |  | No | Yes | Yes | FJA | BX | BOX | 1 | Box (25) | VersaStream | 0 | Bluepoint Medical | 4420876 | 25 | http://www.viamed.co.uk/uk/Uploads/1A7682A2633A.jpg |  |  |  | 9018199000 | Germany
4420900 | VersaStream Oridion CO2 Sampling Line Nasal Prong - Adult - Short-term | Box of 25 | 120 | 0 | 0 | 0 | 0 | 0 | 0 | 0 | 0 | 5051826048085 | No |  | No | Yes | Yes | FJA | BX | BOX | 1 | Box (25) | VersaStream | 0 | Bluepoint Medical | 4420900 | 25 | http://www.viamed.co.uk/uk/Uploads/1A7497Aae09A.JPG |  |  |  | 9018199000 | Germany
4420901 | VersaStream Oridion CO2 Sampling Line Nasal - Adult - Short-term | Box of 25 | 180 | 0 | 0 | 0 | 0 | 0 | 0 | 0 | 0 | (01)24251679600835 | No |  | No | Yes | Yes | FJA | BX | BOX | 1 | Box (25) | VersaStream | 0 | Bluepoint Medical | 4420901 | 25 | http://www.viamed.co.uk/uk/Uploads/1A7499Ade2fA.JPG |  |  |  | 9018199000 | Germany
4420902 | VersaStream Oridion CO2 Sampling Line Nasal - Paediatric - Short-term | Box of 25 | 180 | 0 | 0 | 0 | 0 | 0 | 0 | 0 | 0 | (01)24251679600842 | No |  | No | Yes | Yes | FJA | BX | BOX | 1 | Box (25) | VersaStream | 0 | Bluepoint Medical | 4420902 | 25 | http://www.viamed.co.uk/uk/Uploads/1A7500Afc60A.JPG |  |  |  | 9018199000 | Germany
4420904 | VersaStream Oridion CO2/O2 Sampling Line Nasal - Adult - Short-term | Box of 10 | 68 | 0 | 0 | 0 | 0 | 0 | 0 | 0 | 0 | 5051826048047 | No |  | No | Yes | Yes | FJA | BX | BOX | 1 | Box (10) | VersaStream | 0 | Bluepoint Medical | 4420904 | 10 | http://www.viamed.co.uk/uk/Uploads/1A7502A2fdcA.JPG |  |  |  | 9018199000 | Germany
4420905 | VersaStream Oridion CO2/O2 Sampling Line Nasal - Paediatric - Short-term | Box of 10 | 68 | 0 | 0 | 0 | 0 | 0 | 0 | 0 | 0 | 5051826048030 | No |  | No | Yes | Yes | FJA | BX | BOX | 1 | Box (10) | VersaStream | 0 | Bluepoint Medical | 4420905 | 10 | http://www.viamed.co.uk/uk/Uploads/1A7503A412fA.JPG |  |  |  | 9018199000 | Germany
4420907 | VersaStream Oridion CO2 Sampling Line Nasal - Adult - Long-term | Box of 25 | 220 | 0 | 0 | 0 | 0 | 0 | 0 | 0 | 0 | (01)24251679600897 | No |  | No | Yes | Yes | FJA | BX | BOX | 1 | Box (25) | VersaStream | 0 | Bluepoint Medical | 4420907 | 25 | http://www.viamed.co.uk/uk/Uploads/1A7505Af7b9A.JPG |  |  |  | 9018199000 | Germany
4420908 | VersaStream Oridion CO2 Sampling Line Nasal - Paediatric - Long-term | Box of 25 | 220 | 0 | 0 | 0 | 0 | 0 | 0 | 0 | 0 | 5051826048016 | No |  | No | Yes | Yes | FJA | BX | BOX | 1 | Box (25) | VersaStream | 0 | Bluepoint Medical | 4420908 | 25 | http://www.viamed.co.uk/uk/Uploads/1A7506A03e2A.JPG |  |  |  | 9018199000 | Germany
4420910 | VersaStream Oridion CO2/O2 Sampling Line Nasal - Adult - Long-term | Box of 10 | 96 | 0 | 0 | 0 | 0 | 0 | 0 | 0 | 0 | 5051826048092 | No |  | No | Yes | Yes | FJA | BX | BOX | 1 | Box (10) | VersaStream | 0 | Bluepoint Medical | 4420910 | 10 | http://www.viamed.co.uk/uk/Uploads/1A7508A0d41A.JPG |  |  |  | 9018199000 | Germany
4420911 | VersaStream Oridion CO2/O2 Sampling Line Nasal - Paediatric - Long-term | Box of 10 | 96 | 0 | 0 | 0 | 0 | 0 | 0 | 0 | 0 | 5051826048108 | No |  | No | Yes | Yes | FJA | BX | BOX | 1 | Box (10) | VersaStream | 0 | Bluepoint Medical | 4420911 | 10 | http://www.viamed.co.uk/uk/Uploads/1A7509A92a0A.JPG |  |  |  | 9018199000 | Germany
4420913 | VersaStream Oridion CO2 Sampling Line Oral/Nasal - Adult - Short-term | Box of 25 | 180 | 0 | 0 | 0 | 0 | 0 | 0 | 0 | 0 | 24251679600958 | No |  | No | Yes | Yes | FJA | BX | BOX | 1 | Box (25) | VersaStream | 0 | Bluepoint Medical | 4420913 | 25 | http://www.viamed.co.uk/uk/Uploads/1A7511A704dA.JPG |  |  |  | 9018199000 | Germany
4420914 | VersaStream Oridion CO2 Sampling Line Oral/Nasal - Paediatric - Short-term | Box of 25 | 180 | 0 | 0 | 0 | 0 | 0 | 0 | 0 | 0 | 5051826048139 | No |  | No | Yes | Yes | FJA | BX | BOX | 1 | Box (25) | VersaStream | 0 | Bluepoint Medical | 4420914 | 25 | http://www.viamed.co.uk/uk/Uploads/1A7512Ac8b0A.JPG |  |  |  | 9018199000 | Germany
4420915 | VersaStream Oridion CO2/O2 Sampling Line Oral/Nasal - Adult - Short-term | Box of 10 | 80 | 0 | 0 | 0 | 0 | 0 | 0 | 0 | 0 | 24251679600163 | No |  | No | Yes | Yes | FJA | BX | BOX | 1 | Box (10) | VersaStream | 0 | Bluepoint Medical | 4420915 | 10 | http://www.viamed.co.uk/uk/Uploads/1A7513Ad42eA.JPG |  |  |  | 9018199000 | Germany
4420916 | VersaStream Oridion CO2/O2 Sampling Line Oral/Nasal - Paediatric - Short-term | Box of 10 | 80 | 0 | 0 | 0 | 0 | 0 | 0 | 0 | 0 | 5051826048153 | No |  | No | Yes | Yes | FJA | BX | BOX | 1 | Box (10) | VersaStream | 0 | Bluepoint Medical | 4420916 | 10 | http://www.viamed.co.uk/uk/Uploads/1A7514A796bA.JPG |  |  |  | 9018199000 | Germany
4420917 | VersaStream Oridion CO2 Sampling Line Oral/Nasal - Adult - Long-term | Box of 25 | 233.33 | 0 | 0 | 0 | 0 | 0 | 0 | 0 | 0 | 5051826048160 | No |  | No | Yes | Yes | FJA | BX | BOX | 1 | Box (25) | VersaStream | 0 | Bluepoint Medical | 4420917 | 25 | http://www.viamed.co.uk/uk/Uploads/1A7515Abcb4A.JPG |  |  |  | 9018199000 | Germany
4420918 | VersaStream Oridion CO2 Sampling Line Oral/Nasal - Paediatric - Long-term | Box of 25 | 233.33 | 0 | 0 | 0 | 0 | 0 | 0 | 0 | 0 | 5051826048177 | No |  | No | Yes | Yes | FJA | BX | BOX | 1 | Box (25) | VersaStream | 0 | Bluepoint Medical | 4420918 | 25 | http://www.viamed.co.uk/uk/Uploads/1A7516A1a4aA.JPG |  |  |  | 9018199000 | Germany
4420919 | VersaStream Oridion CO2/O2 Sampling Line Oral/Nasal - Adult - Long-term | Box of 10 | 100 | 0 | 0 | 0 | 0 | 0 | 0 | 0 | 0 | 5051826048184 | No |  | No | Yes | Yes | FJA | BX | BOX | 1 | Box (10) | VersaStream | 0 | Bluepoint Medical | 4420919 | 10 | http://www.viamed.co.uk/uk/Uploads/1A7517Af899A.JPG |  |  |  | 9018199000 | Germany
4420920 | VersaStream Oridion CO2/O2 Sampling Line Oral/Nasal - Paediatric - Long-term | Box of 10 | 100 | 0 | 0 | 0 | 0 | 0 | 0 | 0 | 0 | 5051826048191 | No |  | No | Yes | Yes | FJA | BX | BOX | 1 | Box (10) | VersaStream | 0 | Bluepoint Medical | 4420920 | 10 | http://www.viamed.co.uk/uk/Uploads/1A7518A69cfA.JPG |  |  |  | 9018199000 | Germany
4420921 | VersaStream Oridion CO2 Airway Adapter Sampling Line - Adult/Paediatric - Short-term | Box of 25 | 140 | 0 | 0 | 0 | 0 | 0 | 0 | 0 | 0 | (01)024251679601030 | No |  | No | Yes | Yes | FJA | BX | BOX | 1 | Box (25) | VersaStream | 0 | Bluepoint Medical | 4420921 | 25 | http://www.viamed.co.uk/uk/Uploads/1A7519Aaec2A.JPG |  |  |  | 9018199000 | E.U.
4420922 | VersaStream Oridion CO2 Airway Adapter Sampling Line - Infant (ID < 4.0mm) - Short-term | Box of 25 | 160 | 0 | 0 | 0 | 0 | 0 | 0 | 0 | 0 | (01)24251679601047 | No |  | No | Yes | Yes | FJA | BX | BOX | 1 | Box (25) | VersaStream | 0 | Bluepoint Medical | 4420922 | 25 | http://www.viamed.co.uk/uk/Uploads/1A7520Ad84aA.JPG |  |  |  | 9018199000 | Germany
4420923 | VersaStream Oridion CO2 Airway Adapter Sampling Line - Adult/Paediatric - Long-term | Box of 25 | 220 | 0 | 0 | 0 | 0 | 0 | 0 | 0 | 0 | (01)24251679601054 | No |  | No | Yes | Yes | FJA | BX | BOX | 1 | Box (25) | VersaStream | 0 | Bluepoint Medical | 4420923 | 25 | http://www.viamed.co.uk/uk/Uploads/1A7521Ac226A.JPG |  |  |  | 9018199000 | Germany
4420924 | VersaStream Oridion CO2 Airway Adapter Sampling Line - Infant (ID < 4.0mm) - Long-term | Box of 25 | 240 | 0 | 0 | 0 | 0 | 0 | 0 | 0 | 0 | 5051826048238 | No |  | No | Yes | Yes | FJA | BX | BOX | 1 | Box (25) | VersaStream | 0 | Bluepoint Medical | 4420924 | 25 | http://www.viamed.co.uk/uk/Uploads/1A7522Ae6b6A.JPG |  |  |  | 9018199000 | Germany
4420925 | VersaStream Oridion CO2 Airway Adapter Sampling Line - Adult/Paediatric - Long-term (high humidity) | Box of 25 | 320 | 0 | 0 | 0 | 0 | 0 | 0 | 0 | 0 | 24251679601078 | No |  | No | Yes | Yes | FJA | BX | BOX | 1 | Box (25) | VersaStream | 0 | Bluepoint Medical | 4420925 | 25 | http://www.viamed.co.uk/uk/Uploads/1A7523A1b11A.JPG |  |  |  | 9018199000 | Germany
4420926 | VersaStream Oridion CO2 Airway Adapter Sampling Line - Infant (ID < 4.0mm) - Long-term (high humidity) | Box of 25 | 340 | 0 | 0 | 0 | 0 | 0 | 0 | 0 | 0 | (01)24251679601085 | No |  | No | Yes | Yes | FJA | BX | BOX | 1 | Box (25) | VersaStream | 0 | Bluepoint Medical | 4420926 | 25 | http://www.viamed.co.uk/uk/Uploads/1A7524Ab6e4A.JPG |  |  |  | 9018199000 | Germany
4430603 | UK Plug Adapter for use with the Capnograph range | UK adapter for the power supply that is with Viamed VM-2500-S, VM-2500-M and VM-2500-MG capnographs | 5.53 | 0 | 0 | 0 | 0 | 0 | 0 | 0 | 0 | 5051826018101 | No |  | No | Yes | Yes | FYZ | EA | EACH | 1 | 1 | Viamed | 0 | Bluepoint Medical | 4430603 | 1 | http://www.viamed.co.uk/uk/Uploads/1A4535A6495A.jpg |  |  |  | 9018199000 | E.U.
4710010 | AlcoTrue M Professional Breathalyser | Includes: 25 mouthpieces, 4 x AA batteries, Battery holder (4 x AA), Instructions for Use, Carrying Case - Small | 575 | 0 | 0 | 0 | 0 | 0 | 0 | 0 | 0 | 54251679601772 | No |  | No | Yes | Yes | ZPN | EA | EACH | 1 | 1 | AlcoTrue | 24 | Bluepoint Medical |  | 1 | http://www.viamed.co.uk/uk/Uploads/1A4728Ad832A.jpg |  |  |  | 9018199000 | E.U.
4710011 | AlcoTrue P Professional Breathalyser | Includes: 25 mouthpieces, 4 x AA batteries, Battery holder (4 x AA), Instructions for Use, Carrying Case - Small | 485 | 0 | 0 | 0 | 0 | 0 | 0 | 0 | 0 | 54251679603202 | No |  | No | Yes | Yes | PMT | EA | EACH | 1 | 1 | AlcoTrue | 24 | Bluepoint Medical |  | 1 | http://www.viamed.co.uk/uk/Uploads/1A7355A41f8A.jpg |  |  |  | 9018199000
4710015 | AlcoTrue C Breathalyser | Professional Breathalyser for Personal UseIncludes: 25 mouthpieces4 x AA batteriesInstructions for UseSmall Soft Carry Case | 240 |  | 0 | 0 | 0 | 0 | 0 | 0 | 0 | 5051826047347 | No |  | No | Yes | Yes | ZPN | EA | EACH | 1 | 1 | AlcoTrue |  | Bluepoint Medical | 2040112001 | 1 | http://www.viamed.co.uk/uk/Uploads/1A7370Aaa05A.jpg |  |  |  | 9018199000
4710020 | AlcoTrue Printer Set - UK | Includes: Printer, Printer Cable, UK Power Supply (Mains), Power supply (Vehicle), Roll of paper | 210 | 0 | 0 | 0 | 0 | 0 | 0 | 0 | 0 | 5051826018323 | No |  | No | Yes | Yes | ZPN | EA | EACH | 1 | 1 | AlcoTrue |  | Bluepoint Medical |  | 1 | http://www.viamed.co.uk/uk/Uploads/1A4732A1432A.jpg |  |  |  | 9018199000 | E.U.
4710021 | AlcoTrue Printer Set - EU | Includes: Printer, Printer Cable<br />EU Power Supply (Mains), Power supply (Vehicle)<br />Roll of paper | 210 | 0 | 0 | 0 | 0 | 0 | 0 | 0 | 0 | 5051826030011 | No |  | No | Yes | Yes | ZPN | EA | EACH | 1 | 1 | AlcoTrue |  | Bluepoint Medical |  | 1 | http://www.viamed.co.uk/uk/Uploads/1A4733A3bb1A.jpg |  |  |  | 9018199000
4710030 | AlcoTrue M Professional Breathalyser Kit - UK | Includes: 4 x AA batteries, Battery holder (4 x AA), Li-Poly Battery, UK Power Adapter Plug (mains) with USB cable, Power Adapter (Vehicle), 25 mouthpieces, AlcoTrue P Printer, Printer CablePrinter UK Power Adapter (Mains), Printer Power Adapter (Vehicle), Roll printer paper, CD with PC Software & USB Cable, Instructions for Use, Hard Carrying Case - Large | 895 | 0 | 0 | 0 | 0 | 0 | 0 | 0 | 0 | 54251679601772 | No |  | No | Yes | Yes | ZPN | EA | EACH | 1 | 1 | AlcoTrue | 24 | Bluepoint Medical |  | 1 | http://www.viamed.co.uk/uk/Uploads/1A4729Aae18A.jpg |  |  |  | 9018199000
4710031 | AlcoTrue M Professional Breathalyser Kit - EU | Includes: 4 x AA batteries, Battery holder (4 x AA)<br />Li-Poly Battery, EU Power Adapter Plug (mains) with USB cable<br />Power Adapter (Vehicle), 25 mouthpieces<br />AlcoTrue P Printer, Printer Cable<br />Printer EU Power Adapter | 895 | 0 | 0 | 0 | 0 | 0 | 0 | 0 | 0 | 54251679601772 | No |  | No | Yes | Yes | ZPN | EA | EACH | 1 | 1 | AlcoTrue | 24 | Bluepoint Medical |  | 1 | http://www.viamed.co.uk/uk/Uploads/1A4731Aae95A.jpg |  |  |  | 9018199000
9910-340 | 1 litre Vacsax standard-bore disposable liners | For use with VacSax suction receiving system. Box of 25 | 48.25 | 0 | 0 | 0 | 0 | 0 | 0 | 0 | 0 | 5051826020388 | No |  | No | Yes | Yes | FPA | BX | BOX | 1 | Box (25) | Vacsax | 12 | Vacsax | 9910-340 | 25 |  |  | 5055761600001 |  | 90181990-00
9910127 | Lanyard - Viamed screw thread | Neck lanyard with snap clip and screw thread. | 2.75 | 0 | 0 | 0 | 0 | 0 | 0 | 0 | 0 | 5051826020463 | No |  | No | Yes | Yes | FYZ | EA | EACH | 1 | 1 | Viamed | 12 | Viamed |  | 1 | http://www.viamed.co.uk/uk/Uploads/1A4200A97b2A.jpg | Yes |  |  | 90181990-00