## Information
Catalogue Item Template Information
The purpose of this template is to upload supplier items to Healthcare Partners Ltd's cataloguing system. This can contain New Items to be added to the catalogue, Amended Items to be updated within the catalogue or Deleted Items that require removing from the catalogue. All information should be in the correct format and all mandatory fields must be complete before an upload to the cataloguing system is possible.
Catalogue Item Template Instructions
Please see below instructions on how to use the catalogue item template accordingly.
1) | Save Template by clicking 'File' then 'Save As'
a) Input file name in the following format: HPL_Catalogue Item Template_Suppliers Full Name_Current Date e.g. HPL_Catalogue Item Template_Supply Chain Coordination Limited_19-01-2024
b) Select save as type: Excel Workbook (*.xlsx)
2) | Insert data into template accordingly. If pasting data into template make sure to use 'Match Destination Formatting' please see note below for more information on this.
3) | Insert any necessary supplier note against an item if required. These notes will be read by Healthcare Partners Ltd and action will be taken accordingly.
4) | Save (Ctrl+S)
5) | Return completed Catalogue Item Template to sender
Catalogue Item Template Data Field Information
Please see below information on each data field within the template. All red highlighted fields are mandatory and must be complete to make an upload to our cataloguing system possible.
Mandatory field must be complete
Optional field to complete if known
Internal use only by Healthcare Partners Ltd
| Supplier's Item Code | Enter the Supplier's Item Code (your unique reference code assigned to the item)
| Manufacturer Name | Enter the Manufacturer Name for item if not known please enter supplier name.
| Manufacturer's Item Code | Enter Manufacturer Item Code if not known please enter the item code.
| NHS Supply Chain (NPC) Item Code | Enter NHS Supply Chain's code if known / available
| Business Unit | If the supplier has multiple Business Units then please provide the name of the Business Unit responsible for the product so that we can direct our queries to the appropriate team/rep.
| Brand | Enter the Brand for the item.
| Description | Enter the description (capped at a 30-character limit)
| Long Description | Enter full description for item and try not to use abbreviations.
| UOM Code | The Unit of Measure code is the code for how the item come’s e.g. EA (Each), BX (Box), PK (Pack).
| UOM Description | This is the description of the UOM Code e.g. Each, Box, Pack. This should only be the description and should not contain any numbers.
| QOM | The Quantity of Measure is the number of items in the Box, Pack, Case e.g. 5, 10, 20. If the item comes individually (Each) then please enter 1.
| List Price | Please enter the List Price for the item.
| Purchase Price | Please enter the Purchase Price for the item.
| Price Start Date | Enter Pricing Start Date. This is normally the date the item was created e.g. 01/01/2023
| Price Expiry Date | Enter Pricing Expiry Date. If not known please enter the last day of the current year e.g. 31/12/2023
| Supplier's Contract Code | Enter the Contract Code the supplier has listed for the item.
| NHS-eClass S2 | Enter appropriate NHS-eClass S2 category code. You can search for the appropriate eClass code here - http://www.nhseclass.nhs.uk/Files/nhs-eclassversions2.xls
| VAT Code | Enter VAT code e.g. S (Standard Rate 20%), Z (Zero Rated), E (Exempt), L (Lower Rate 5%). If the VAT Code is not populated the item will not appear on system.
| VAT Rate | Enter VAT rate e.g. 20%, 5% etc.
| Band 2 Quantity | Please enter the quantity requirements for a band 2 price break, if available
| Band 2 Price | Please enter the Purchase Price for the item if there is a band 2 price break.
| Band 3 Quantity | Please enter the quantity requirements for a band 3 price break, if available
| Band 3 Price | Please enter the Purchase Price for the item if there is a band 3 price break.
| GTIN for UOM | Enter Global Trade Item Number (GTIN) for item. https://www.gs1.org/standards/id-keys/gtin
| GTIN for Item (Smallest Unit of Issue) | Enter Global Trade Item Number (GTIN) for item. https://www.gs1.org/standards/id-keys/gtin
| HCTED | Please enter if the item is a High-Cost Tariff Excluded Device
| Latex | Does the item contain Latex? Please select TRUE or FALSE
| Implantable Device | Is the item an Implantable Device? Please select TRUE or FALSE
| COSHH | Control of Substances Hazardous to Health (COSHH) item? Please select TRUE or FALSE
| Controlled Substance | Is the item a Controlled Substance? Please select TRUE or FALSE
| Radioactive | Is the item Radioactive? Please select TRUE or FALSE
| Body Side | Enter which side of the body the item is used on. Please select Left, Right, Universal, Not Applicable
| Medical Device Class | Enter the Medical Device Class e.g. Class I, Class Is, Class Im, Class IIa, Class IIb, Class III
| UKCA and/or CE Marked | Is the item UKCA and/or CE Marked? Enter UKCA, CE or UKCA/CE Mark
| Human Tissue or Cells (Any material of human origin, even one that is acellular) | Is the item Human Tissue or Cells? Please select TRUE or FALSE
| Reportable to a National Registry e.g. NJR | Is the item reportable to a national registry e.g. the National Joint Registry (NJR)? Please select TRUE or FALSE
| Shipped From (Town/City) | Enter the Town/City where the item is Shipped From
| Shipped From (Country) | Enter the Country where the item is Shipped From
| Manufactured in which Country | Enter the Country where the item is manufactured
| Number of times item can be reprocessed / resterilised | For reusable items; If the item can be reprocessed / re-sterilised, please indicate the maximum number of uses the manufacturer recommends? For example, some surgical robotic instrument have a use-limit or in reusable Laryngeal Mask Airways; example response: 10.
| Lead Time (Days) | Please enter the Lead Time in days for item e.g. 5
| Cut off time for next day delivery | Please enter the cut off time for next day delivery e.g. 13:00
| Available as Consignment | Is the item available as consignment? Please select TRUE or FALSE
| Quantity on Consignment (if consigned) | Enter the Quantity on consignment , if applicable. If not consigned please enter N/A
| Available as Sale and Return | Is the item available as sale and return? Please select TRUE or FALSE
| Thumbnail Image URL | Enter Thumbnail Image URL for the item. This is a link to a picture of the item and can be the same as the Image URL.
| Image URL | Enter Image URL for the item. This is a link to a picture of the item.
| Obsolete | Is the item obsolete? Please select TRUE or FALSE
| Replaced By Item Code | Enter the Replaced By Item Code. This is the code of the new item that's replacing this item.
| Replaced By Effective Date | Enter the Replaced By Effective Date e.g. 31/12/2019
| Exclude From Shop Search | Does the item need to be hidden from a Product Search on the system? Please select TRUE or FALSE. When selecting “TRUE” the “Exclude From Shop Search Reason” must be inputted accordingly.
| Exclude From Shop Reason | Enter the Exclude From Shop Reason when “Exclude From Shop Search” has been selected e.g. Obsolete (Item Unavailable), Duplicate (Item Duplicated), Replaced (Item has been Replaced), Out of Stock (Item Out of Stock), Suspended (Do Not Use Item).
| Exclude From Shop Notes | Please enter the Exclude From Shop Notes. This is additional information to why an item is Exclude From Shop Search for example explaining why item is out of stock and entering date expected to be back in stock.
| Special Tracking Group | Internal use only - Please enter any special tracking group or category if required.
| Omnicell | Please select TRUE or FALSE
| CPA | Please insert CPA number

## Catalogue Item Template
ItemCode | ManufacturerName | ManufacturerItemCode | CustomerReference | Brand Owner Name | Brand | Description | LongDescription | UOMCode | UOMDescription | QOM | ListPrice | PurchasePrice | PriceStartDate | PriceExpiryDate | ContractNumber | CategoryCode | VATCode | VATRate | Band2Quantity | Band2Price | Band3Quantity | Band3Price |  |  | GTINCode | EANCode | HCTED | Latex | ImplantableDevice | COSHH | Controlled Substance | Radioactive | AttributeName1 | Medical Device Class | AttributeValue1 | AttributeValue4 | NJR | AttributeName2 | AttributeName3 | AttributeValue3 | AttributeValue2 | LeadTime | AttributeName4 | Product Group | AttributeName5 | Sub Brand | ThumbnailImageURL | ImageURL | Obsolete | ReplacedByItemCode | ReplacedByEffectiveDate | ExcludeFromPunchout | Exclude From Shop Reason | Exclude From Shop Notes | AttributeValue5 | DistributionFlag2 | ContractCode
Supplier's Item Code | Manufacturer Name | Manufacturer's Item Code | NHS Supply Chain (NPC) Item Code | Business Unit | Brand | Description | Long Description | UOM Code | UOM Description | QOM | List Price | Purchase Price | Price Start Date | Price Expiry Date | Supplier's Contract Code | NHS-eClass S2 | VAT Code | VAT Rate | Band 2 Quantity | Band 2 Price | Band 3 Quantity | Band 3 Price | Band 4 Quantity | Band 4 Price | GTIN for UOM | GTIN for Item (Smallest Unit of Issue) | HCTED | Latex | Implantable Device | COSHH | Controlled Substance | Radioactive | Body Side | Medical Device Class | UKCA and/or CE Marked | Human Tissue or Cells (Any material of human origin, even one that is acellular) | Reportable to a National Registry e.g. NJR | Shipped From (Town/City) | Shipped From (Country) | Manufactured in which Country | Number of times item can be reprocessed / resterilised | Lead Time (Days) | Cut off time for next day delivery | Available as Consignment | Quantity on Consignment (if consigned) | Available as Sale and Return | Thumbnail Image URL | Image URL | Obsolete | Replaced By Item Code | Replaced By Effective Date | Exclude From Shop Search | Exclude From Shop Reason | Exclude From Shop Notes | Special Tracking Group | Omnicell | CPA number
Mandatory | Mandatory | Mandatory | Optional | Optional | Optional | Mandatory | Optional | Mandatory | Mandatory | Mandatory | Mandatory | Mandatory | Mandatory | Mandatory | Mandatory | Mandatory | Mandatory | Optional | Optional | Optional | Optional | Optional | Optional | Optional | Mandatory | Mandatory | Mandatory | Mandatory | Mandatory | Mandatory | Mandatory | Mandatory | Mandatory | Mandatory | Mandatory | Mandatory | Optional | Mandatory | Mandatory | Mandatory | Optional | Optional | Optional | Optional | Optional | Optional | Optional | Optional | Optional | Optional | Optional | Internal(HPL) | Internal(HPL) | Internal(HPL) | Internal(HPL) | Internal(HPL) | Internal(HPL)
0012165 | Bluepoint Medical | 0012165 |  |  | Viamed | Viamed Pulse Oximeter VM 2160 SMARTsat. | Hand held model. Includes: Adult silicone sensor (alternative sensors available upon request), silicone case protector, PC (Windows) Software, USB cable, 3 x AA batteries. Language package version: Central Europe. | EA | EACH | 1 | 445 | 445 | 2024-02-16 | 31/05/2024 (or notice +30 days whichever is sooner) | LISTPRICE20240216CH | FJK | S | 20 | [6 empty] | 5051826047736 |  |  | FALSE | FALSE | FALSE | FALSE | FALSE | Universal | IIb | CE | FALSE |  | Cross Hills, Keighley | United Kingdom | E.U.
0013110 | Viamed | 0013110 |  |  | V1000 | Carrying Case for V1000 |  | EA | EACH | 1 | 50 | 50 | 2024-02-16 | 31/05/2024 (or notice +30 days whichever is sooner) | LISTPRICE20240216CH | FYZ | S | 20 | [6 empty] | 5051826004333 |  |  | FALSE | FALSE | TRUE | FALSE | FALSE | Not Applicable |  |  | FALSE |  | Cross Hills, Keighley | United Kingdom | UK
0014002 | Nellcor | DS-100A |  |  | Viamed | Pulse Oximetry Finger Sensor - Nellcor DS-100A Oximax Digit X1 | Patient weight range: >40 kg. Connector Type: 9 pin D type, purple connector, all 9 pins connected. Oximax. | EA | EACH | 1 | 97.5 | 97.5 | 2024-02-16 | 31/05/2024 (or notice +30 days whichever is sooner) | LISTPRICE20240216CH | FJK | S | 20 | [6 empty] | 10884521129474 |  |  | FALSE | FALSE | FALSE | FALSE | FALSE | Universal | IIb | CE | FALSE |  | Cross Hills, Keighley | United Kingdom | E.U.
0014061 | Nellcor | DEC-8 |  |  | Viamed | Pulse Oximetry Extension Cable - Nellcor DEC-8 | Cable Length: 8ft - Connector Type: 9 pin D (f) - 9 pin D (m) | EA | EACH | 1 | 64.75 | 64.75 | 2024-02-16 | 31/05/2024 (or notice +30 days whichever is sooner) | LISTPRICE20240216CH | FJK | S | 20 | [6 empty] | 5051826004388 |  |  | FALSE | FALSE | FALSE | FALSE | FALSE | Universal | IIb | CE | FALSE |  | Cross Hills, Keighley | United Kingdom | E.U.
0014062 | Nellcor | DOC-10 |  |  | Viamed | Pulse Oximetry Sensor/Extension Cable - Nellcor DOC-10 | 3M style 14 way connector (purple) key way - off centre top left (widest side of connector). | EA | EACH | 1 | 78.75 | 78.75 | 2024-02-16 | 31/05/2024 (or notice +30 days whichever is sooner) | LISTPRICE20240216CH | FJK | S | 20 | [6 empty] | 10884522042468 |  |  | FALSE | FALSE | FALSE | FALSE | FALSE | Universal | IIb | CE | FALSE |  | Cross Hills, Keighley | United Kingdom | E.U.
0014591 | Viamed | SCPA6500VM |  |  | 4000 Series | Pulse Oximetry Silicone Finger Sensor - Viamed - Paediatric - SCPA6500VM | For use with VM-2160 and VM-2500 - Cable Length: 1.2m - Autoclavable | EA | EACH | 1 | 255 | 255 | 2024-02-16 | 31/05/2024 (or notice +30 days whichever is sooner) | LISTPRICE20240216CH | FJK | S | 20 | 2 | 242.25 | 3 | 229.5 | 11 | 216.75 | 5051826004593 |  |  | FALSE | FALSE | FALSE | FALSE | FALSE | Universal | IIb | CE | FALSE |  | Cross Hills, Keighley | United Kingdom | E.U.
0014601 | Bluepoint Medical | SF4001 |  |  | 4000 Series | Pulse Oximetry Finger Sensor - Nellcor Compatible - Adult - SF4001 | Cable Length: 0.90m - Connector Type: 9 pin D type, (7 pins loaded) | EA | EACH | 1 | 40.8 | 40.8 | 2024-02-16 | 31/05/2024 (or notice +30 days whichever is sooner) | LISTPRICE20240216CH | FJK | S | 20 | 2 | 38.76 | 3 | 36.72 | 11 | 34.68 | 5051826001226 |  |  | FALSE | FALSE | FALSE | FALSE | FALSE | Universal | IIb | CE | FALSE |  | Cross Hills, Keighley | United Kingdom | E.U.
0014602 | Bluepoint Medical | SF4002 |  |  | 4000 Series | Pulse Oximetry Finger Sensor - Nellcor Compatible - Adult - SF4002 | Cable Length: 2.0m - Connector Type: 9 pin D type, (7 pins loaded) | EA | EACH | 1 | 49.3 | 49.3 | 2024-02-16 | 31/05/2024 (or notice +30 days whichever is sooner) | LISTPRICE20240216CH | FJK | S | 20 | 2 | 46.84 | 3 | 44.37 | 11 | 41.91 | 5051826001233 |  |  | FALSE | FALSE | FALSE | FALSE | FALSE | Universal | IIb | CE | FALSE |  | Cross Hills, Keighley | United Kingdom | E.U.
0014603 | Bluepoint Medical | SF4006 |  |  | 4000 Series | Pulse Oximetry Finger Sensor - HP/Philips Compatible - Adult - SF4006 | Cable Length: 2.95m - Connector Type: Old circular 12 pin connector | EA | EACH | 1 | 96.05 | 96.05 | 2024-02-16 | 31/05/2024 (or notice +30 days whichever is sooner) | LISTPRICE20240216CH | FJK | S | 20 | 2 | 91.25 | 3 | 86.45 | 11 | 81.64 | 5051826004616 |  |  | FALSE | FALSE | FALSE | FALSE | FALSE | Universal | IIb | CE | FALSE |  | Cross Hills, Keighley | United Kingdom | E.U.
0014604 | Bluepoint Medical | SF4007 |  |  | 4000 Series | Pulse Oximetry Finger Sensor - HP/Philips Compatible - Adult - SF4007 | Cable Length: 2.0m - Connector Type: Latest 8 pin connector (horse shoe type) | EA | EACH | 1 | 79.9 | 79.9 | 2024-02-16 | 31/05/2024 (or notice +30 days whichever is sooner) | LISTPRICE20240216CH | FJK | S | 20 | 2 | 75.91 | 3 | 71.91 | 11 | 67.92 | 5051826004623 |  |  | FALSE | FALSE | FALSE | FALSE | FALSE | Universal | IIb | CE | FALSE |  | Cross Hills, Keighley | United Kingdom | E.U.
0014605 | Bluepoint Medical | SF4011 |  |  | 4000 Series | Pulse Oximetry Finger Sensor - Datex Compatible - Adult - SF4011 | Cable Length: 0.9m - Connector Type: 9 pin D type, (9 pins loaded) | EA | EACH | 1 | 59.5 | 59.5 | 2024-02-16 | 31/05/2024 (or notice +30 days whichever is sooner) | LISTPRICE20240216CH | FJK | S | 20 | 2 | 56.33 | 3 | 53.55 | 11 | 50.58 | 5051826004630 |  |  | FALSE | FALSE | FALSE | FALSE | FALSE | Universal | IIb | CE | FALSE |  | Cross Hills, Keighley | United Kingdom | E.U.
0014606 | Bluepoint Medical | SF4012 |  |  | 4000 Series | Pulse Oximetry Finger Sensor - Datex Compatible - Adult - SF4012 | Cable Length: 2.95m - Connector Type: 10 pin circular Nicolet style | EA | EACH | 1 | 84.15 | 84.15 | 2024-02-16 | 31/05/2024 (or notice +30 days whichever is sooner) | LISTPRICE20240216CH | FJK | S | 20 | 2 | 79.94 | 3 | 75.74 | 11 | 71.53 | 5051826004647 |  |  | FALSE | FALSE | FALSE | FALSE | FALSE | Universal | IIb | CE | FALSE |  | Cross Hills, Keighley | United Kingdom | E.U.
0014607 | Bluepoint Medical | SF4016 |  |  | 4000 Series | Pulse Oximetry Finger Sensor - Ohmeda Compatible - Adult - SF4016 | Cable Length: 2.95m - Connector Type: 9 pin Hypertronics/Hypertac (7 pins loaded) | EA | EACH | 1 | 96.05 | 96.05 | 2024-02-16 | 31/05/2024 (or notice +30 days whichever is sooner) | LISTPRICE20240216CH | FJK | S | 20 | 2 | 91.25 | 3 | 86.45 | 11 | 81.64 | 5051826004654 |  |  | FALSE | FALSE | FALSE | FALSE | FALSE | Universal | IIb | CE | FALSE |  | Cross Hills, Keighley | United Kingdom | E.U.
0014608 | Bluepoint Medical | SF4017 |  |  | 4000 Series | Pulse Oximetry Finger Sensor - Ohmeda Compatible - Adult - SF4017 | Cable Length: 1.0m - Connector Type: 9 pin Hypertronics/Hypertac (7 pins loaded) | EA | EACH | 1 | 96.05 | 96.05 | 2024-02-16 | 31/05/2024 (or notice +30 days whichever is sooner) | LISTPRICE20240216CH | FJK | S | 20 | 2 | 91.25 | 3 | 86.45 | 11 | 81.64 | 5051826004661 |  |  | FALSE | FALSE | FALSE | FALSE | FALSE | Universal | IIb | CE | FALSE |  | Cross Hills, Keighley | United Kingdom | E.U.
0014609 | Bluepoint Medical | SF4021 |  |  | 4000 Series | Pulse Oximetry Finger Sensor - BCI Compatible - Adult - SF4021 | Cable Length: 1.2m - Connector Type: 9 pin D type (9 pins loaded) | EA | EACH | 1 | 67.15 | 67.15 | 2024-02-16 | 31/05/2024 (or notice +30 days whichever is sooner) | LISTPRICE20240216CH | FJK | S | 20 | 2 | 63.79 | 3 | 60.44 | 11 | 57.08 | 5051826003084 |  |  | FALSE | FALSE | FALSE | FALSE | FALSE | Universal | IIb | CE | FALSE |  | Cross Hills, Keighley | United Kingdom | E.U.
0014611 | Bluepoint Medical | SF4036 |  |  | 4000 Series | Pulse Oximetry Finger Sensor - CSI Compatible - Adult - SF4036 | Cable Length: 0.9m - Connector Type: 9 pin D type (6 pins loaded) Right Angled | EA | EACH | 1 | 67.15 | 67.15 | 2024-02-16 | 31/05/2024 (or notice +30 days whichever is sooner) | LISTPRICE20240216CH | FJK | S | 20 | 2 | 63.79 | 3 | 60.44 | 11 | 57.08 | 5051826004685 |  |  | FALSE | FALSE | FALSE | FALSE | FALSE | Universal | IIb | CE | FALSE |  | Cross Hills, Keighley | United Kingdom | E.U.
0014613 | Bluepoint Medical | SF4041 |  |  | 4000 Series | Pulse Oximetry Finger Sensor - Novametrix Compatible - Adult - SF4041 | Cable Length: 2.95m - Connector Type: 7 pin Hypertronics/Hypertac (6 pins loaded) | EA | EACH | 1 | 113.05 | 113.05 | 2024-02-16 | 31/05/2024 (or notice +30 days whichever is sooner) | LISTPRICE20240216CH | FJK | S | 20 | 2 | 107.4 | 3 | 101.75 | 11 | 96.09 | 5051826004708 |  |  | FALSE | FALSE | FALSE | FALSE | FALSE | Universal | IIb | CE | FALSE |  | Cross Hills, Keighley | United Kingdom | E.U.
0014617 | Bluepoint Medical | SF4061 |  |  | 4000 Series | Pulse Oximetry Finger Sensor - Datascope Compatible - Adult - SF4061 | Cable Length: 0.90m - Connector Type: 9 Pin D type | EA | EACH | 1 | 40.8 | 40.8 | 2024-02-16 | 31/05/2024 (or notice +30 days whichever is sooner) | LISTPRICE20240216CH | FJK | S | 20 | 2 | 38.76 | 3 | 36.72 | 11 | 34.68 | 5051826004715 |  |  | FALSE | FALSE | FALSE | FALSE | FALSE | Universal | IIb | CE | FALSE |  | Cross Hills, Keighley | United Kingdom | E.U.
0014618 | Bluepoint Medical | SF4062 |  |  | 4000 Series | Pulse Oximetry Finger Sensor - Datascope Compatible - Adult - SF4062 | Cable Length: 2.95m - Connector Type: 8 pin DIN | EA | EACH | 1 | 84.15 | 84.15 | 2024-02-16 | 31/05/2024 (or notice +30 days whichever is sooner) | LISTPRICE20240216CH | FJK | S | 20 | 2 | 79.94 | 3 | 75.74 | 11 | 71.53 | 5051826004722 |  |  | FALSE | FALSE | FALSE | FALSE | FALSE | Universal | IIb | CE | FALSE |  | Cross Hills, Keighley | United Kingdom | E.U.
0014621 | Bluepoint Medical | SF4076 |  |  | 4000 Series | Pulse Oximetry Finger Sensor - Palco Compatible - Adult - SF4076 | Cable Length: 2.40m - Connector Type: Telephone style connector 6 pin plug | EA | EACH | 1 | 113.05 | 113.05 | 2024-02-16 | 31/05/2024 (or notice +30 days whichever is sooner) | LISTPRICE20240216CH | FJK | S | 20 | 2 | 107.4 | 3 | 101.75 | 11 | 96.09 | 5051826004739 |  |  | FALSE | FALSE | FALSE | FALSE | FALSE | Universal | IIb | CE | FALSE |  | Cross Hills, Keighley | United Kingdom | E.U.
0014625 | Bluepoint Medical | SF4013 |  |  | 4000 Series | Pulse Oximetry Finger Sensor - GE Datex Compatible - Adult - SF4013 | Cable Length: 2.95m - Connector Type: 11 pin rectangular, 2 key ways | EA | EACH | 1 | 96.05 | 96.05 | 2024-02-16 | 31/05/2024 (or notice +30 days whichever is sooner) | LISTPRICE20240216CH | FJK | S | 20 | 2 | 91.25 | 3 | 86.45 | 11 | 81.64 | 5051826004753 |  |  | FALSE | FALSE | FALSE | FALSE | FALSE | Universal | IIb | CE | FALSE |  | Cross Hills, Keighley | United Kingdom | E.U.
0014650 | Bluepoint Medical | SF6500 |  |  | 4000 Series | Pulse Oximetry Finger Sensor - Viamed - Adult - SF6500 | For use with VM-2160 and VM-2500. Cable Length: 1.2m | EA | EACH | 1 | 140.25 | 140.25 | 2024-02-16 | 31/05/2024 (or notice +30 days whichever is sooner) | LISTPRICE20240216CH | FJK | S | 20 | 2 | 133.24 | 3 | 126.23 | 11 | 119.21 | 5051826001240 |  |  | FALSE | FALSE | FALSE | FALSE | FALSE | Universal | IIb | CE | FALSE |  | Cross Hills, Keighley | United Kingdom | E.U.
0014651 | Bluepoint Medical | SF7500VM |  |  | Viamed | Pulse Oximetry Silicone Finger Sensor - Viamed SMARTsat - Adult | Model: SF7500VM<br />Cable Length: 1.2m | EA | EACH | 1 | 153 | 153 | 2024-02-16 | 31/05/2024 (or notice +30 days whichever is sooner) | LISTPRICE20240216CH | FJK | S | 20 | [6 empty] | 5051826026335 |  |  | FALSE | FALSE | FALSE | FALSE | FALSE | Universal | IIb | CE | FALSE |  | Cross Hills, Keighley | United Kingdom | E.U.
0014701 | Bluepoint Medical | SC4001 |  |  | 4000 Series | Pulse Oximetry Silicone Finger Sensor - Nellcor Compatible - Adult - SC4001 | Cable Length: 0.9m - Connector Type: 9 pin D type (7 pins loaded) | EA | EACH | 1 | 113.05 | 113.05 | 2024-02-16 | 31/05/2024 (or notice +30 days whichever is sooner) | LISTPRICE20240216CH | FJK | S | 20 | 2 | 107.4 | 3 | 101.75 | 11 | 96.09 | 5051826001257 |  |  | FALSE | FALSE | FALSE | FALSE | FALSE | Universal | IIb | CE | FALSE |  | Cross Hills, Keighley | United Kingdom | E.U.
0014702 | Bluepoint Medical | SC4002 |  |  | 4000 Series | Pulse Oximetry Silicone Finger Sensor - Nellcor Compatible - Adult - SC4002 | Cable Length: 2.0m - Connector Type: 9 pin D type (7 pins loaded) | EA | EACH | 1 | 121.55 | 121.55 | 2024-02-16 | 31/05/2024 (or notice +30 days whichever is sooner) | LISTPRICE20240216CH | FJK | S | 20 | 2 | 115.47 | 3 | 109.4 | 11 | 103.32 | 5051826001264 |  |  | FALSE | FALSE | FALSE | FALSE | FALSE | Universal | IIb | CE | FALSE |  | Cross Hills, Keighley | United Kingdom | E.U.
0014703 | Bluepoint Medical | SC4006 |  |  | 4000 Series | Pulse Oximetry Silicone Finger Sensor - HP/Philips Compatible -Adult - SC4006 | Cable Length: 2.95m - Connector Type: Original 12 pin connector | EA | EACH | 1 | 128.35 | 128.35 | 2024-02-16 | 31/05/2024 (or notice +30 days whichever is sooner) | LISTPRICE20240216CH | FJK | S | 20 | 2 | 121.93 | 3 | 115.52 | 11 | 109.1 | 5051826002797 |  |  | FALSE | FALSE | FALSE | FALSE | FALSE | Universal | IIb | CE | FALSE |  | Cross Hills, Keighley | United Kingdom | E.U.
0014705 | Bluepoint Medical | SC4011 |  |  | 4000 Series | Pulse Oximetry Silicone Finger Sensor - Datex Compatible - Adult - SC4011 | Cable Length: 0.90 m - Connector Type: 9 pin D type, (9 pins loaded) | EA | EACH | 1 | 113.05 | 113.05 | 2024-02-16 | 31/05/2024 (or notice +30 days whichever is sooner) | LISTPRICE20240216CH | FJK | S | 20 | 2 | 107.4 | 3 | 101.75 | 11 | 96.09 | 5051826002810 |  |  | FALSE | FALSE | FALSE | FALSE | FALSE | Universal | IIb | CE | FALSE |  | Cross Hills, Keighley | United Kingdom | E.U.
0014706 | Bluepoint Medical | SC4012 |  |  | 4000 Series | Pulse Oximetry Silicone Finger Sensor - Datex Compatible - Adult - SC4012 | Cable Length: 2.95 m - Connector Type: 10 pin circular Nicolet style | EA | EACH | 1 | 144.5 | 144.5 | 2024-02-16 | 31/05/2024 (or notice +30 days whichever is sooner) | LISTPRICE20240216CH | FJK | S | 20 | 2 | 137.28 | 3 | 130.05 | 11 | 122.83 | 5051826002827 |  |  | FALSE | FALSE | FALSE | FALSE | FALSE | Universal | IIb | CE | FALSE |  | Cross Hills, Keighley | United Kingdom | E.U.
0014707 | Bluepoint Medical | SC4016 |  |  | 4000 Series | Pulse Oximetry Silicone Finger Sensor - Ohmeda Compatible - Adult - SC4016 | Cable Length: 2.95 m - Connector Type: 9 pin Hypertronics/Hypertac (7 pins loaded) | EA | EACH | 1 | 144.5 | 144.5 | 2024-02-16 | 31/05/2024 (or notice +30 days whichever is sooner) | LISTPRICE20240216CH | FJK | S | 20 | 2 | 137.28 | 3 | 130.05 | 11 | 122.83 | 5051826002834 |  |  | FALSE | FALSE | FALSE | FALSE | FALSE | Universal | IIb | CE | FALSE |  | Cross Hills, Keighley | United Kingdom | E.U.
0014708 | Bluepoint Medical | SC4017 |  |  | 4000 Series | Pulse Oximetry Silicone Finger Sensor - Ohmeda Compatible - Adult - SC4017 | Cable Length: 1.00 m - Connector Type: 9 pin Hypertronics/Hypertac (7 pins loaded) | EA | EACH | 1 | 128.35 | 128.35 | 2024-02-16 | 31/05/2024 (or notice +30 days whichever is sooner) | LISTPRICE20240216CH | FJK | S | 20 | 2 | 121.93 | 3 | 115.52 | 11 | 109.1 | 5051826002841 |  |  | FALSE | FALSE | FALSE | FALSE | FALSE | Universal | IIb | CE | FALSE |  | Cross Hills, Keighley | United Kingdom | E.U.
0014709 | Bluepoint Medical | SC4021 |  |  | 4000 Series | Pulse Oximetry Silicone Finger Sensor - BCI Compatible - Adult - SC4021 | Cable Length: 1.20 m - Connector Type: 9 pin D type (9 pins loaded) | EA | EACH | 1 | 113.05 | 113.05 | 2024-02-16 | 31/05/2024 (or notice +30 days whichever is sooner) | LISTPRICE20240216CH | FJK | S | 20 | 2 | 107.4 | 3 | 101.75 | 11 | 96.09 | 5051826004777 |  |  | FALSE | FALSE | FALSE | FALSE | FALSE | Universal | IIb | CE | FALSE |  | Cross Hills, Keighley | United Kingdom | E.U.
0014712 | Bluepoint Medical | SC4037 |  |  | 4000 Series | Pulse Oximetry Silicone Finger Sensor - CSI Compatible - Adult - SC4037 | Cable Length: 2.95 m - Connector Type: 9 pin D type (6 pins loaded) | EA | EACH | 1 | 144.5 | 144.5 | 2024-02-16 | 31/05/2024 (or notice +30 days whichever is sooner) | LISTPRICE20240216CH | FJK | S | 20 | 2 | 137.28 | 3 | 130.05 | 11 | 122.83 | 5051826004807 |  |  | FALSE | FALSE | FALSE | FALSE | FALSE | Universal | IIb | CE | FALSE |  | Cross Hills, Keighley | United Kingdom | E.U.
0014713 | Bluepoint Medical | SC4041 |  |  | 4000 Series | Pulse Oximetry Silicone Finger Sensor - Novametrix Compatible - Adult - SC4041 | Cable Length: 2.95 m - Connector Type: 7 pin Hypertronics/Hypertac (6 pins loaded) | EA | EACH | 1 | 144.5 | 144.5 | 2024-02-16 | 31/05/2024 (or notice +30 days whichever is sooner) | LISTPRICE20240216CH | FJK | S | 20 | 2 | 137.28 | 3 | 130.05 | 11 | 122.83 | 5051826004814 |  |  | FALSE | FALSE | FALSE | FALSE | FALSE | Universal | IIb | CE | FALSE |  | Cross Hills, Keighley | United Kingdom | E.U.
0014714 | Bluepoint Medical | SC4046 |  |  | 4000 Series | Pulse Oximetry Silicone Finger Sensor - Nihon Kohden Compatible - Adult - SC4046 | Cable Length: 2.95 m - Connector Type: Circular | EA | EACH | 1 | 144.5 | 144.5 | 2024-02-16 | 31/05/2024 (or notice +30 days whichever is sooner) | LISTPRICE20240216CH | FJK | S | 20 | 2 | 137.28 | 3 | 130.05 | 11 | 122.83 | 5051826002858 |  |  | FALSE | FALSE | FALSE | FALSE | FALSE | Universal | IIb | CE | FALSE |  | Cross Hills, Keighley | United Kingdom | E.U.
0014715 | Bluepoint Medical | SC4047 |  |  | 4000 Series | Pulse Oximetry Silicone Finger Sensor - Nihon Kohden Compatible - Adult - SC4047 | Cable Length: 1.60 m - Connector Type: Large format 9 pin D type | EA | EACH | 1 | 144.5 | 144.5 | 2024-02-16 | 31/05/2024 (or notice +30 days whichever is sooner) | LISTPRICE20240216CH | FJK | S | 20 | 2 | 137.28 | 3 | 130.05 | 11 | 122.83 | 5051826002636 |  |  | FALSE | FALSE | FALSE | FALSE | FALSE | Universal | IIb | CE | FALSE |  | Cross Hills, Keighley | United Kingdom | E.U.
0014721 | Bluepoint Medical | SC4076 |  |  | 4000 Series | Pulse Oximetry Silicone Finger Sensor - Palco Compatible - Adult - SC4076 | Cable Length: 2.40 m - Connector Type: Telephone style connector 6 pin plug | EA | EACH | 1 | 144.5 | 144.5 | 2024-02-16 | 31/05/2024 (or notice +30 days whichever is sooner) | LISTPRICE20240216CH | FJK | S | 20 | 2 | 137.28 | 3 | 130.05 | 11 | 122.83 | 5051826004821 |  |  | FALSE | FALSE | FALSE | FALSE | FALSE | Universal | IIb | CE | FALSE |  | Cross Hills, Keighley | United Kingdom | E.U.
0014725 | Bluepoint Medical | SC4013 |  |  | 4000 Series | Pulse Oximetry Silicone Finger Sensor - GE Datex Compatible Adult - SC4013 | Cable Length: 2.95 m - Connector Type: 11 pin rectangular, 2 key ways | EA | EACH | 1 | 144.5 | 144.5 | 2024-02-16 | 31/05/2024 (or notice +30 days whichever is sooner) | LISTPRICE20240216CH | FJK | S | 20 | 2 | 137.28 | 3 | 130.05 | 11 | 122.83 | 5051826004852 |  |  | FALSE | FALSE | FALSE | FALSE | FALSE | Universal | IIb | CE | FALSE |  | Cross Hills, Keighley | United Kingdom | E.U.
0014752 | Bluepoint Medical | SCP7500VM |  |  | Viamed | Pulse Oximetry Silicone Finger Sensor Viamed SMARTsat Adult - SC7500VM | Viamed SMARTsat - Adult SC7500VM<br />Cable Length: 1.2m | EA | EACH | 1 | 189 | 189 | 2024-02-16 | 31/05/2024 (or notice +30 days whichever is sooner) | LISTPRICE20240216CH | FJK | S | 20 | [6 empty] | 5051826026359 |  |  | FALSE | FALSE | FALSE | FALSE | FALSE | Universal | IIb | CE | FALSE |  | Cross Hills, Keighley | United Kingdom | E.U.
0014753 | Bluepoint Medical | SCP7500VM |  |  | Viamed | Pulse Oximetry Silicone Finger Sensor - Viamed SMARTsat - Paediatric | Model: SCP7500VM<br />Cable Length: 1.2m | EA | EACH | 1 | 189 | 189 | 2024-02-16 | 31/05/2024 (or notice +30 days whichever is sooner) | LISTPRICE20240216CH | FJK | S | 20 | [6 empty] | 5051826026366 |  |  | FALSE | FALSE | FALSE | FALSE | FALSE | Universal | IIb | CE | FALSE |  | Cross Hills, Keighley | United Kingdom | E.U.
0014761 | Bluepoint Medical | SCP4001 |  |  | 4000 Series | Pulse Oximetry Silicone Finger Sensor - Nellcor Compatible - Paediatric - SCP4001 | Cable Length: 0.9m - Connector Type: 9 pin D type (7 pins loaded) | EA | EACH | 1 | 113.05 | 113.05 | 2024-02-16 | 31/05/2024 (or notice +30 days whichever is sooner) | LISTPRICE20240216CH | FJK | S | 20 | 2 | 107.4 | 3 | 101.75 | 11 | 96.09 | 5051826002865 |  |  | FALSE | FALSE | FALSE | FALSE | FALSE | Universal | IIb | CE | FALSE |  | Cross Hills, Keighley | United Kingdom | E.U.
0014762 | Bluepoint Medical | SCP4002 |  |  | 4000 Series | Pulse Oximetry Silicone Finger Sensor - Nellcor Compatible - Paediatric - SCP4002 | Cable Length: 2.0m - Connector Type: 9 pin D type (7 pins loaded) | EA | EACH | 1 | 121.55 | 121.55 | 2024-02-16 | 31/05/2024 (or notice +30 days whichever is sooner) | LISTPRICE20240216CH | FJK | S | 20 | 2 | 115.47 | 3 | 109.4 | 11 | 103.32 | 5051826002872 |  |  | FALSE | FALSE | FALSE | FALSE | FALSE | Universal | IIb | CE | FALSE |  | Cross Hills, Keighley | United Kingdom | E.U.
0014763 | Bluepoint Medical | SCP4006 |  |  | 4000 Series | Pulse Oximetry Silicone Finger Sensor - HP/Philips Compatible - Paediatric - SCP4006 | Cable Length: 2.95 m - Connector Type: Original 12 pin connector. | EA | EACH | 1 | 128.35 | 128.35 | 2024-02-16 | 31/05/2024 (or notice +30 days whichever is sooner) | LISTPRICE20240216CH | FJK | S | 20 | 2 | 121.93 | 3 | 115.52 | 11 | 109.1 | 5051826002889 |  |  | FALSE | FALSE | FALSE | FALSE | FALSE | Universal | IIb | CE | FALSE |  | Cross Hills, Keighley | United Kingdom | E.U.
0014764 | Bluepoint Medical | SCP4007 |  |  | 4000 Series | Pulse Oximetry Silicone Finger Sensor - HP/Philips Compatible - Paediatric - SCP4007 | Cable Length: 2.00 m - Connector Type: Latest 8 pin connector. | EA | EACH | 1 | 113.05 | 113.05 | 2024-02-16 | 31/05/2024 (or notice +30 days whichever is sooner) | LISTPRICE20240216CH | FJK | S | 20 | 2 | 107.4 | 3 | 101.75 | 11 | 96.09 | 5051826002896 |  |  | FALSE | FALSE | FALSE | FALSE | FALSE | Universal | IIb | CE | FALSE |  | Cross Hills, Keighley | United Kingdom | E.U.
0014766 | Bluepoint Medical | SCP4012 |  |  | 4000 Series | Pulse Oximetry Silicone Finger Sensor - Datex Compatible - Paediatric - SCP4012 | Cable Length: 2.95 m - Connector Type: 10 pin circular Nicolet style | EA | EACH | 1 | 144.5 | 144.5 | 2024-02-16 | 31/05/2024 (or notice +30 days whichever is sooner) | LISTPRICE20240216CH | FJK | S | 20 | 2 | 137.28 | 3 | 130.05 | 11 | 122.83 | 5051826002919 |  |  | FALSE | FALSE | FALSE | FALSE | FALSE | Universal | IIb | CE | FALSE |  | Cross Hills, Keighley | United Kingdom | E.U.
0014768 | Bluepoint Medical | SCP4017 |  |  | 4000 Series | Pulse Oximetry Silicone Finger Sensor - Ohmeda Compatible - Paediatric - SCP4017 | Cable Length: 1.00 m - Connector Type: 9 pin Hypertronics/Hypertac (7 pins loaded) | EA | EACH | 1 | 128.35 | 128.35 | 2024-02-16 | 31/05/2024 (or notice +30 days whichever is sooner) | LISTPRICE20240216CH | FJK | S | 20 | 2 | 121.93 | 3 | 115.52 | 11 | 109.1 | 5051826002933 |  |  | FALSE | FALSE | FALSE | FALSE | FALSE | Universal | IIb | CE | FALSE |  | Cross Hills, Keighley | United Kingdom | E.U.
0014769 | Bluepoint Medical | SCP4021 |  |  | 4000 Series | Pulse Oximetry Silicone Finger Sensor - BCI Compatible - Paediatric - SCP4021 | Cable Length: 1.20 m - Connector Type: 9 pin D type (9 pins loaded) | EA | EACH | 1 | 113.05 | 113.05 | 2024-02-16 | 31/05/2024 (or notice +30 days whichever is sooner) | LISTPRICE20240216CH | FJK | S | 20 | 2 | 107.4 | 3 | 101.75 | 11 | 96.09 | 5051826004890 |  |  | FALSE | FALSE | FALSE | FALSE | FALSE | Universal | IIb | CE | FALSE |  | Cross Hills, Keighley | United Kingdom | E.U.
0014770 | Bluepoint Medical | SCP4026 |  |  | 4000 Series | Pulse Oximetry Silicone Finger Sensor - Nonin Compatible - Paediatric - SCP4026 | Cable Length: 1.20 m - Connector Type: 9 pin D type (7 pins loaded) | EA | EACH | 1 | 113.05 | 113.05 | 2024-02-16 | 31/05/2024 (or notice +30 days whichever is sooner) | LISTPRICE20240216CH | FJK | S | 20 | 2 | 107.4 | 3 | 101.75 | 11 | 96.09 | 5051826004906 |  |  | FALSE | FALSE | FALSE | FALSE | FALSE | Universal | IIb | CE | FALSE |  | Cross Hills, Keighley | United Kingdom | E.U.
0014771 | Bluepoint Medical | SCP4036 |  |  | 4000 Series | Pulse Oximetry Silicone Finger Sensor - CSI Compatible - Paediatric - SCP4036 | Cable Length: 0.90 m - Connector Type: 9 pin D type (6 pins loaded) Right Angled | EA | EACH | 1 | 113.05 | 113.05 | 2024-02-16 | 31/05/2024 (or notice +30 days whichever is sooner) | LISTPRICE20240216CH | FJK | S | 20 | 2 | 107.4 | 3 | 101.75 | 11 | 96.09 | 5051826004913 |  |  | FALSE | FALSE | FALSE | FALSE | FALSE | Universal | IIb | CE | FALSE |  | Cross Hills, Keighley | United Kingdom | E.U.
0014774 | Bluepoint Medical | SCP4046 |  |  | 4000 Series | Pulse Oximetry Silicone Finger Sensor - Nihon Kohden Compatible - Paediatric - SCP4046 | Cable Length: 2.95 m - Connector Type: Circular | EA | EACH | 1 | 144.5 | 144.5 | 2024-02-16 | 31/05/2024 (or notice +30 days whichever is sooner) | LISTPRICE20240216CH | FJK | S | 20 | 2 | 137.28 | 3 | 130.05 | 11 | 122.83 | 5051826002940 |  |  | FALSE | FALSE | FALSE | FALSE | FALSE | Universal | IIb | CE | FALSE |  | Cross Hills, Keighley | United Kingdom | E.U.
0014775 | Bluepoint Medical | SCP4047 |  |  | 4000 Series | Pulse Oximetry Silicone Finger Sensor - Nihon Kohden Compatible - Paediatric - SCP4047 | Cable Length: 1.60 m - Connector Type: Large format 9 pin D type | EA | EACH | 1 | 144.5 | 144.5 | 2024-02-16 | 31/05/2024 (or notice +30 days whichever is sooner) | LISTPRICE20240216CH | FJK | S | 20 | 2 | 137.28 | 3 | 130.05 | 11 | 122.83 | 5051826002957 |  |  | FALSE | FALSE | FALSE | FALSE | FALSE | Universal | IIb | CE | FALSE |  | Cross Hills, Keighley | United Kingdom | E.U.
0014778 | Bluepoint Medical | SCP4062 |  |  | 4000 Series | Pulse Oximetry Silicone Finger Sensor - Datascope Compatible - Paediatric - SCP4062 | Cable Length: 2.95 m - Connector Type: 8 pin DIN | EA | EACH | 1 | 144.5 | 144.5 | 2024-02-16 | 31/05/2024 (or notice +30 days whichever is sooner) | LISTPRICE20240216CH | FJK | S | 20 | 2 | 137.28 | 3 | 130.05 | 11 | 122.83 | 5051826004920 |  |  | FALSE | FALSE | FALSE | FALSE | FALSE | Universal | IIb | CE | FALSE |  | Cross Hills, Keighley | United Kingdom | E.U.
0014785 | Bluepoint Medical | SCP4013 |  |  | 4000 Series | Pulse Oximetry Silicone Finger Sensor - GE Datex Compatible - Paediatric - SCP4013 | Cable Length: 2.95 m - Connector Type: 11 pin rectangular, 2 key ways | EA | EACH | 1 | 144.5 | 144.5 | 2024-02-16 | 31/05/2024 (or notice +30 days whichever is sooner) | LISTPRICE20240216CH | FJK | S | 20 | 2 | 137.28 | 3 | 130.05 | 11 | 122.83 | 5051826004937 |  |  | FALSE | FALSE | FALSE | FALSE | FALSE | Universal | IIb | CE | FALSE |  | Cross Hills, Keighley | United Kingdom | E.U.
0014802 | Bluepoint Medical | EP4007 |  |  | 4000 Series | Pulse Oximetry Ear Sensor - HP/Philips Compatible - EP4007 | Cable Length: 2.0m - Connector Type: Latest 8 pin connector | EA | EACH | 1 | 119 | 119 | 2024-02-16 | 31/05/2024 (or notice +30 days whichever is sooner) | LISTPRICE20240216CH | FJK | S | 20 | 2 | 113.05 | 3 | 107.1 | 11 | 101.15 | 5051826004975 |  |  | FALSE | FALSE | FALSE | FALSE | FALSE | Universal | IIb | CE | FALSE |  | Cross Hills, Keighley | United Kingdom | E.U.
0014804 | Bluepoint Medical | EP4012 |  |  | 4000 Series | Pulse Oximetry Ear Sensor - Datex Compatible - EP4012 | Cable Length: 2.95m - Connector Type: 10 pin circular Nicolet style | EA | EACH | 1 | 102 | 102 | 2024-02-16 | 31/05/2024 (or notice +30 days whichever is sooner) | LISTPRICE20240216CH | FJK | S | 20 | 2 | 96.9 | 3 | 91.8 | 11 | 86.7 | 5051826004982 |  |  | FALSE | FALSE | FALSE | FALSE | FALSE | Universal | IIb | CE | FALSE |  | Cross Hills, Keighley | United Kingdom | E.U.
0014805 | Bluepoint Medical | EP4016 |  |  | 4000 Series | Pulse Oximetry Ear Sensor - Ohmeda Compatible - EP4016 | Cable Length: 2.95m - Connector Type: 9 pin Hypertronics/Hypertac (7 pins loaded) | EA | EACH | 1 | 136 | 136 | 2024-02-16 | 31/05/2024 (or notice +30 days whichever is sooner) | LISTPRICE20240216CH | FJK | S | 20 | 2 | 129.2 | 3 | 122.4 | 11 | 115.6 | 5051826004999 |  |  | FALSE | FALSE | FALSE | FALSE | FALSE | Universal | IIb | CE | FALSE |  | Cross Hills, Keighley | United Kingdom | E.U.
0014806 | Bluepoint Medical | EP4046 |  |  | 4000 Series | Pulse Oximetry Ear Sensor - Nihon Kohden Compatible - EP4046 | Cable Length: 2.95m - Connector Type: Circular | EA | EACH | 1 | 127.5 | 127.5 | 2024-02-16 | 31/05/2024 (or notice +30 days whichever is sooner) | LISTPRICE20240216CH | FJK | S | 20 | 2 | 121.13 | 3 | 114.75 | 11 | 108.38 | 5051826005002 |  |  | FALSE | FALSE | FALSE | FALSE | FALSE | Universal | IIb | CE | FALSE |  | Cross Hills, Keighley | United Kingdom | E.U.
0014816 | Bluepoint Medical | EP4013 |  |  | 4000 Series | Pulse Oximetry Ear Sensor - GE Datex Compatible - EP4013 | Cable Length: 2.95m - Connector Type: 11 pin rectangular, 2 key ways | EA | EACH | 1 | 136 | 136 | 2024-02-16 | 31/05/2024 (or notice +30 days whichever is sooner) | LISTPRICE20240216CH | FJK | S | 20 | 2 | 129.2 | 3 | 122.4 | 11 | 115.6 | 5051826005026 |  |  | FALSE | FALSE | FALSE | FALSE | FALSE | Universal | IIb | CE | FALSE |  | Cross Hills, Keighley | United Kingdom | E.U.
0014821 | Bluepoint Medical | W4001 |  |  | 4000 Series | Pulse Oximetry Wrap Sensor - Nellcor Compatible - W4001 | Cable Length: 0.9m | EA | EACH | 1 | 113.05 | 113.05 | 2024-02-16 | 31/05/2024 (or notice +30 days whichever is sooner) | LISTPRICE20240216CH | FJK | S | 20 | 2 | 107.4 | 3 | 101.75 | 11 | 96.09 | 5051826005033 |  |  | FALSE | FALSE | FALSE | FALSE | FALSE | Universal | IIb | CE | FALSE |  | Cross Hills, Keighley | United Kingdom | E.U.
0014822 | Bluepoint Medical | W4002 |  |  | 4000 Series | Pulse Oximetry Wrap Sensor - Nellcor Compatible - W4002 | Cable Length: 2.0m | EA | EACH | 1 | 121.55 | 121.55 | 2024-02-16 | 31/05/2024 (or notice +30 days whichever is sooner) | LISTPRICE20240216CH | FJK | S | 20 | 2 | 115.47 | 3 | 109.4 | 11 | 103.32 | 5051826005040 |  |  | FALSE | FALSE | FALSE | FALSE | FALSE | Universal | IIb | CE | FALSE |  | Cross Hills, Keighley | United Kingdom | E.U.
0014823 | Bluepoint Medical | W4006 |  |  | 4000 Series | Pulse Oximetry Wrap Sensor - HP/Philips Compatible - W4006 | Cable Length: 2.95m | EA | EACH | 1 | 128.35 | 128.35 | 2024-02-16 | 31/05/2024 (or notice +30 days whichever is sooner) | LISTPRICE20240216CH | FJK | S | 20 | 2 | 121.93 | 3 | 115.52 | 11 | 109.1 | 5051826005057 |  |  | FALSE | FALSE | FALSE | FALSE | FALSE | Universal | IIb | CE | FALSE |  | Cross Hills, Keighley | United Kingdom | E.U.
0014824 | Bluepoint Medical | W4007 |  |  | 4000 Series | Pulse Oximetry Wrap Sensor - HP/Philips Compatible - W4007 | Cable Length: 2.0m - Connector Type: Latest 8 pin connector | EA | EACH | 1 | 113.05 | 113.05 | 2024-02-16 | 31/05/2024 (or notice +30 days whichever is sooner) | LISTPRICE20240216CH | FJK | S | 20 | 2 | 107.4 | 3 | 101.75 | 11 | 96.09 | 5051826005064 |  |  | FALSE | FALSE | FALSE | FALSE | FALSE | Universal | IIb | CE | FALSE |  | Cross Hills, Keighley | United Kingdom | E.U.
0014829 | Bluepoint Medical | W4017 |  |  | 4000 Series | Pulse Oximetry Wrap Sensor - Ohmeda Compatible - W4017 | Cable Length: 1.00m - Connector Type: 9 pin Hypertronics/Hypertac (7 pins loaded) | EA | EACH | 1 | 128.35 | 128.35 | 2024-02-16 | 31/05/2024 (or notice +30 days whichever is sooner) | LISTPRICE20240216CH | FJK | S | 20 | 2 | 121.93 | 3 | 115.52 | 11 | 109.1 | 5051826005088 |  |  | FALSE | FALSE | FALSE | FALSE | FALSE | Universal | IIb | CE | FALSE |  | Cross Hills, Keighley | United Kingdom | E.U.
0014848 | Bluepoint Medical | W4013 |  |  | 4000 Series | Pulse Oximetry Wrap Sensor - GE Datex Compatible - W4013 | Cable Length: 2.95m - Connector Type: 11 pin rectangular, 2 key ways | EA | EACH | 1 | 144.5 | 144.5 | 2024-02-16 | 31/05/2024 (or notice +30 days whichever is sooner) | LISTPRICE20240216CH | FJK | S | 20 | 2 | 137.28 | 3 | 130.05 | 11 | 122.83 | 5051826005118 |  |  | FALSE | FALSE | FALSE | FALSE | FALSE | Universal | IIb | CE | FALSE |  | Cross Hills, Keighley | United Kingdom | E.U.
0014850 | Bluepoint Medical | EP7500VM |  |  | Viamed | Pulse Oximetry Ear Sensor - Viamed SMARTsat | Model: EP7500VM<br />Cable Length: 1.2m | EA | EACH | 1 | 189 | 189 | 2024-02-16 | 31/05/2024 (or notice +30 days whichever is sooner) | LISTPRICE20240216CH | FJK | S | 20 | [6 empty] | 5051826026403 |  |  | FALSE | FALSE | FALSE | FALSE | FALSE | Universal | IIb | CE | FALSE |  | Cross Hills, Keighley | United Kingdom | E.U.
0014851 | Bluepoint Medical | W7500VM |  |  | Viamed | Pulse Oximetry Wrap Sensor - Viamed | Model: W7500VMFor use with VM-2160 SMARTsatCable Length: 1.2m | EA | EACH | 1 | 189 | 189 | 2024-02-16 | 31/05/2024 (or notice +30 days whichever is sooner) | LISTPRICE20240216CH | FJK | S | 20 | [6 empty] | 5051826026410 |  |  | FALSE | FALSE | FALSE | FALSE | FALSE | Universal | IIb | CE | FALSE |  | Cross Hills, Keighley | United Kingdom | E.U.
0014895 | Bluepoint Medical | XT6500 |  |  | Viamed | Pulse Oximetry Extension Cable - XT 6500 | Cable Length 1.2m<br /> | EA | EACH | 1 | 94.5 | 94.5 | 2024-02-16 | 31/05/2024 (or notice +30 days whichever is sooner) | LISTPRICE20240216CH | FJK | S | 20 | [6 empty] | 5051826002544 |  |  | FALSE | FALSE | FALSE | FALSE | FALSE | Universal | IIb | CE | FALSE |  | Cross Hills, Keighley | United Kingdom | E.U.
0014896 | Bluepoint Medical | XT6501 |  |  | Viamed | Pulse Oximetry Extension Cable - XT 6501 | Cable Length 2.4m<br /> | EA | EACH | 1 | 112.5 | 112.5 | 2024-02-16 | 31/05/2024 (or notice +30 days whichever is sooner) | LISTPRICE20240216CH | FJK | S | 20 | [6 empty] | 5051826002551 |  |  | FALSE | FALSE | FALSE | FALSE | FALSE | Universal | IIb | CE | FALSE |  | Cross Hills, Keighley | United Kingdom | E.U.
0014909 | Envisen | 1-AP |  |  | 4000 Series | Disposable Pulse Oximetry Sensors - Nellcor Compatible - Adult - Plaster - 1-AP | Cable Length: 45cm (18 Inch). Box of 24. | PK | PACK | Pack (24) | 120 | 120 | 2024-02-16 | 31/05/2024 (or notice +30 days whichever is sooner) | LISTPRICE20240216CH | FJK | S | 20 | 2 | 114 | 3 | 108 | 11 | 102 | 5051826002506 |  |  | FALSE | FALSE | FALSE | FALSE | FALSE | Universal |  | CE | FALSE |  | Cross Hills, Keighley | United Kingdom | China
0014910 | Envisen | 1-PP |  |  | 4000 Series | Disposable Pulse Oximetry Sensors - Nellcor Compatible - Paediatric - Plaster - 1-PP | Cable Length: 45cm (18 Inch). Box of 24. | PK | PACK | Pack (24) | 120 | 120 | 2024-02-16 | 31/05/2024 (or notice +30 days whichever is sooner) | LISTPRICE20240216CH | FJK | S | 20 | 2 | 114 | 3 | 108 | 11 | 102 | 5051826000151 |  |  | FALSE | FALSE | FALSE | FALSE | FALSE | Universal |  | CE | FALSE |  | Cross Hills, Keighley | United Kingdom | China
0014911 | Envisen | 1-IP |  |  | 4000 Series | Disposable Pulse Oximetry Sensors - Nellcor Compatible - Infant - Plaster - 1-IP | Cable Length: 90cm (36 Inch). Box of 24. | PK | PACK | Pack (24) | 120 | 120 | 2024-02-16 | 31/05/2024 (or notice +30 days whichever is sooner) | LISTPRICE20240216CH | FJK | S | 20 | 2 | 114 | 3 | 108 | 11 | 102 | 5051826000168 |  |  | FALSE | FALSE | FALSE | FALSE | FALSE | Universal |  | CE | FALSE |  | Cross Hills, Keighley | United Kingdom | China
0014982 | Envisen | 7-PP |  |  | 4000 Series | Disposable Pulse Oximetry Sensors - Nonin Compatible - Paediatric - Plaster - 7-PP | Cable Length: 45cm (18 Inch). Box of 24. | PK | PACK | Pack (24) | 124 | 124 | 2024-02-16 | 31/05/2024 (or notice +30 days whichever is sooner) | LISTPRICE20240216CH | FJK | S | 20 | 2 | 117.8 | 3 | 111.6 | 11 | 105.4 | 5051826005286 |  |  | FALSE | FALSE | FALSE | FALSE | FALSE | Universal |  | CE | FALSE |  | Cross Hills, Keighley | United Kingdom | China
0014983 | Envisen | 7-IP |  |  | 4000 Series | Disposable Pulse Oximetry Sensors - Nonin Compatible - Infant - Plaster - 7-IP | Cable Length: 90cm (36 Inch). Box of 24. | PK | PACK | Pack (24) | 128 | 128 | 2024-02-16 | 31/05/2024 (or notice +30 days whichever is sooner) | LISTPRICE20240216CH | FJK | S | 20 | 2 | 121.6 | 3 | 115.2 | 11 | 108.8 | 5051826005293 |  |  | FALSE | FALSE | FALSE | FALSE | FALSE | Universal |  | CE | FALSE |  | Cross Hills, Keighley | United Kingdom | China
0015010 | Bluepoint Medical | 10-AP |  |  | Viamed | Pulse Oximetry Disposable Sensors - Viamed SMARTsat - Plaster - Adult | Model: 10-AP<br />Box of 24<br />Cable Length: 45cm (18&#34;)<br />Box of 24 | BX | BOX | Box (24) | 297 | 297 | 2024-02-16 | 31/05/2024 (or notice +30 days whichever is sooner) | LISTPRICE20240216CH | FJK | S | 20 | [6 empty] | 5051826026434 |  |  | FALSE | FALSE | FALSE | FALSE | FALSE | Universal |  | CE | FALSE |  | Cross Hills, Keighley | United Kingdom | E.U.
0015011 | Bluepoint Medical | 10-PP |  |  | Viamed | Pulse Oximetry Disposable Sensors - Viamed SMARTsat - Plaster - Paediatric | Model: 10-PP<br />Box of 24<br />Cable Length: 45cm (18&#34;)<br />Box of 24 | BX | BOX | Box (24) | 297 | 297 | 2024-02-16 | 31/05/2024 (or notice +30 days whichever is sooner) | LISTPRICE20240216CH | FJK | S | 20 | [6 empty] | 5051826026441 |  |  | FALSE | FALSE | FALSE | FALSE | FALSE | Universal |  | CE | FALSE |  | Cross Hills, Keighley | United Kingdom | E.U.
0015012 | Bluepoint Medical | 10-IP |  |  | Viamed | Pulse Oximetry Disposable Sensors - Viamed SMARTsat - Plaster - Infant | Model: 10-IP<br />Box of 24<br />Cable Length: 90cm (36&#34;)<br />Box of 24 | BX | BOX | Box (24) | 306 | 306 | 2024-02-16 | 31/05/2024 (or notice +30 days whichever is sooner) | LISTPRICE20240216CH | FJK | S | 20 | [6 empty] | 5051826026458 |  |  | FALSE | FALSE | FALSE | FALSE | FALSE | Universal |  | CE | FALSE |  | Cross Hills, Keighley | United Kingdom | E.U.
0015013 | Bluepoint Medical | 10-NP |  |  | Viamed | Pulse Oximetry Disposable Sensors - Viamed SMARTsat - Plaster - Neonatal | Model - 10-NP<br />Box of 24<br />Cable Length: 90cm (36&#34;)<br />Box of 24 | BX | BOX | Box (24) | 306 | 306 | 2024-02-16 | 31/05/2024 (or notice +30 days whichever is sooner) | LISTPRICE20240216CH | FJK | S | 20 | [6 empty] | 5051826026465 |  |  | FALSE | FALSE | FALSE | FALSE | FALSE | Universal |  | CE | FALSE |  | Cross Hills, Keighley | United Kingdom | E.U.
0019002 | Bluepoint Medical | DEC-8 |  |  | 4000 Series | Pulse Oximetry Extension Cable - Nellcor DEC-8 Compatible | Cable Length: 8ft - Connector Types: 9 pin D (f) - 9 pin D (m) - For use with Oximax and old version sensors. | EA | EACH | 1 | 56 | 56 | 2024-02-16 | 31/05/2024 (or notice +30 days whichever is sooner) | LISTPRICE20240216CH | FJK | S | 20 | [6 empty] | 5051826005552 |  |  | FALSE | FALSE | FALSE | FALSE | FALSE | Universal | IIb | CE | FALSE |  | Cross Hills, Keighley | United Kingdom | E.U.
0021013 | Tidi Products | 6554 |  |  | Posey | Posey Sensor wraps - Box of 12 - Model: 6554 | Also available in case of 48 boxes | BX | Box | Box (12) | 15.8 | 15.8 | 2024-02-16 | 31/05/2024 (or notice +30 days whichever is sooner) | LISTPRICE20240216CH | FJK | S | 20 | 2 | 12.8 | 3 | 11.8 | 11 | 11.45 | 10190676001856 |  |  | FALSE | FALSE | FALSE | FALSE | FALSE | Universal |  | CE | FALSE |  | Cross Hills, Keighley | United Kingdom | United States
0021014 | Tidi Products | 6554 |  |  | Posey | Posey Sensor wraps - Case of 48 boxes - Model: 6554 | Also available in single boxes of 12 | CS | CASE | Case (48 x 12) | 496.5 | 496.5 | 2024-02-16 | 31/05/2024 (or notice +30 days whichever is sooner) | LISTPRICE20240216CH | FJK | S | 20 | [6 empty] | (01)20190676001853 |  |  | FALSE | FALSE | FALSE | FALSE | FALSE | Universal |  | CE | FALSE |  | Cross Hills, Keighley | United Kingdom | United States
0022160 | Bluepoint Medical | 0022160 |  |  | Viamed | Protection cover for Viamed VM-2160 - Clear | Protective silicone cover for use with Viamed VM-2160 pulse oximeter | EA | EACH | 1 | 15.3 | 15.3 | 2024-02-16 | 31/05/2024 (or notice +30 days whichever is sooner) | LISTPRICE20240216CH | FJK | S | 20 | [6 empty] | 5051826001806 |  |  | FALSE | FALSE | FALSE | FALSE | FALSE | Not Applicable |  | CE | FALSE |  | Cross Hills, Keighley | United Kingdom | E.U.
0022171 | Bluepoint Medical | 0022171 |  |  | Viamed | Universal Mounting Plate with V Mount | Universal Mounting Kit, V-adapter with female pole-mount thread for use with Viamed VM-2160 | EA | EACH | 1 | 16.2 | 16.2 | 2024-02-16 | 31/05/2024 (or notice +30 days whichever is sooner) | LISTPRICE20240216CH | FJA | S | 20 | [6 empty] | 5051826002681 |  |  | FALSE | FALSE | FALSE | FALSE | FALSE | Not Applicable |  | CE | FALSE |  | Cross Hills, Keighley | United Kingdom | E.U.
0022174 | Bluepoint Medical | 0022174 |  |  | Viamed | USB Cable for use with Viamed VM-2160 | USB 2.0 to Mini USB for use with Viamed VM-2160 hand-held pulse oximeter | EA | EACH | 1 | 5.53 | 5.53 | 2024-02-16 | 31/05/2024 (or notice +30 days whichever is sooner) | LISTPRICE20240216CH | FJK | S | 20 | [6 empty] | 5051826005811 |  |  | FALSE | FALSE | FALSE | FALSE | FALSE | Not Applicable |  |  | FALSE |  | Cross Hills, Keighley | United Kingdom | E.U.
0022175 | Bluepoint Medical | 0022175 |  |  | Viamed | Lanyard (Blue) for use with Viamed pulse oximeters | Neck lanyard with snap clip for use with Viamed VM-2101, VM-2105 and VM-2160 pulse oximeters | EA | EACH | 1 | 5.4 | 5.4 | 2024-02-16 | 31/05/2024 (or notice +30 days whichever is sooner) | LISTPRICE20240216CH | FJK | S | 20 | [6 empty] | 5051826005828 |  |  | FALSE | FALSE | FALSE | FALSE | FALSE | Not Applicable |  |  | FALSE |  | Cross Hills, Keighley | United Kingdom | E.U.
0022178 | Openhouse | 0022178 |  |  | Viamed | Carrying case for VM-2160 | Hi-vis yellow case, with grey inside. MicrAgard antimicrobial protection. Flame retardant to aircraft standards. Fluid repellent. Non rot. U/V stable. Washable at 60 degrees C. Silverstorm self healing & waterproof zips. Silverlining inners. Excellent abrasion & tear resistance. High visibility & reflective properties. Dimensions - external (approximate): 220mm (L) x 80mm x (W) x 85mm (H) | EA | EACH | 1 | 50 | 50 | 2024-02-16 | 31/05/2024 (or notice +30 days whichever is sooner) | LISTPRICE20240216CH | FJK | S | 20 | [6 empty] | 5051826005835 |  |  | FALSE | FALSE | FALSE | FALSE | FALSE | Not Applicable |  |  | FALSE |  | Cross Hills, Keighley | United Kingdom | E.U.
0022190 | ChoiceMmed | 0022190 |  |  | Viamed | Pulse Oximeter Soft Carrying Case (Black) | Carrying cases with belt loop and D-ring for the convenient storage and protection of most models of finger pulse oximeters. Available in black, orange, green or blue. Features: Soft construction. Securing flap with hook and loop fastener. Belt loop with attached D-ring. External Dimensions: 85 mm (L) x 50 mm (W) x 50 mm (D). Internal Dimensions: 70 mm (L) x 40 mm (W) x 40 mm (D). | EA | EACH | 1 | 4.5 | 4.5 | 2024-02-16 | 31/05/2024 (or notice +30 days whichever is sooner) | LISTPRICE20240216CH | FJK | S | 20 | 2 | 2.6 | 3 | 2 | 11 | 1.6 | 5051826005866 |  |  | FALSE | FALSE | FALSE | FALSE | FALSE | Not Applicable |  |  | FALSE |  | Cross Hills, Keighley | United Kingdom | China, People`s Republic of
0022191 | ChoiceMmed | 0022191 |  |  | Viamed | Pulse Oximeter Soft Carrying Case (Orange) | Carrying cases with belt loop and D-ring for the convenient storage and protection of most models of finger pulse oximeters. Available in black, orange, green or blue. Features: Soft construction. Securing flap with hook and loop fastener. Belt loop with attached D-ring. External Dimensions: 85 mm (L) x 50 mm (W) x 50 mm (D). Internal Dimensions: 70 mm (L) x 40 mm (W) x 40 mm (D). | EA | EACH | 1 | 4.5 | 4.5 | 2024-02-16 | 31/05/2024 (or notice +30 days whichever is sooner) | LISTPRICE20240216CH | FJK | S | 20 | 2 | 2.6 | 3 | 2 | 11 | 1.6 | 5051826005873 |  |  | FALSE | FALSE | FALSE | FALSE | FALSE | Not Applicable |  |  | FALSE |  | Cross Hills, Keighley | United Kingdom | China, People`s Republic of
0022192 | ChoiceMmed | 0022192 |  |  | Viamed | Pulse Oximeter Soft Carrying Case (Green) | Carrying cases with belt loop and D-ring for the convenient storage and protection of most models of finger pulse oximeters. Available in black, orange, green or blue. Features: Soft construction. Securing flap with hook and loop fastener. Belt loop with attached D-ring. External Dimensions: 85 mm (L) x 50 mm (W) x 50 mm (D). Internal Dimensions: 70 mm (L) x 40 mm (W) x 40 mm (D). | EA | EACH | 1 | 4.5 | 4.5 | 2024-02-16 | 31/05/2024 (or notice +30 days whichever is sooner) | LISTPRICE20240216CH | FJK | S | 20 | 2 | 2.6 | 3 | 2 | 11 | 1.6 | 5051826005880 |  |  | FALSE | FALSE | FALSE | FALSE | FALSE | Not Applicable |  |  | FALSE |  | Cross Hills, Keighley | United Kingdom | China, People`s Republic of
0022193 | ChoiceMmed | 0022193 |  |  | Viamed | Pulse Oximeter Soft Carrying Case (Blue) | Carrying cases with belt loop and D-ring for the convenient storage and protection of most models of finger pulse oximeters. Available in black, orange, green or blue. Features: Soft construction. Securing flap with hook and loop fastener. Belt loop with attached D-ring. External Dimensions: 85 mm (L) x 50 mm (W) x 50 mm (D). Internal Dimensions: 70 mm (L) x 40 mm (W) x 40 mm (D). | EA | EACH | 1 | 4.5 | 4.5 | 2024-02-16 | 31/05/2024 (or notice +30 days whichever is sooner) | LISTPRICE20240216CH | FJK | S | 20 | 2 | 2.6 | 3 | 2 | 11 | 1.6 | 5051826005897 |  |  | FALSE | FALSE | FALSE | FALSE | FALSE | Not Applicable |  |  | FALSE |  | Cross Hills, Keighley | United Kingdom | China, People`s Republic of
0025010 | Unimed | 0025010 |  |  | Viamed | Pulse Oximetry Ear Clip/Lingual Clip (S) | Also a compatible alternative to:<br />Nellcor D-YSE ear clip 0024010<br />Dolphin ear clip.<br /> | EA | EACH | 1 | 5 | 5 | 2024-02-16 | 31/05/2024 (or notice +30 days whichever is sooner) | LISTPRICE20240216CH | FJK | S | 20 | [6 empty] | 5051826005910 |  |  | FALSE | FALSE | FALSE | FALSE | FALSE | Not Applicable |  |  | FALSE |  | Cross Hills, Keighley | United Kingdom | China
0100172 | Teledyne | B-74466 |  |  | Teledyne | Mounting stand for AX300 & MX300 | Excludes rubber feet (0131205 x 3 required per unit) | EA | EACH | 1 | 20 | 20 | 2024-02-16 | 31/05/2024 (or notice +30 days whichever is sooner) | LISTPRICE20240216CH | FDW | S | 20 | 2 | 19 | 3 | 18 | 11 | 17 | 5051826008287 |  |  | FALSE | FALSE | TRUE | FALSE | FALSE | Not Applicable | IIb |  | FALSE |  | Cross Hills, Keighley | United Kingdom | United States
0110017 | Teledyne | C43690-R17MED |  |  | Teledyne | Teledyne Oxygen sensor R-17MED | OEM Part Number: C43690, Output Connector: Phone jack socket, 0.141 inch, Sensor Output: 7 - 13 mV, Sensor Life: 36 months, Response Time: < 6 s<br /> | EA | EACH | 1 | 53 | 53 | 2024-02-16 | 31/05/2024 (or notice +30 days whichever is sooner) | LISTPRICE20240216CH | FYZ | S | 20 | 2 | 51.7 | 3 | 50.4 | 11 | 49.1 | 852470008037 |  |  | FALSE | FALSE | TRUE | FALSE | FALSE | Not Applicable | IIb | CE | FALSE |  | Cross Hills, Keighley | United Kingdom | United States
0110018 | Envitec | 0110018 |  |  | Viamed | Viamed Oxygen Sensor R-17V | OEM Part Number: OOM103-1, Output Connector: Phone jack socket, 3.5 mm, Sensor Output: 9 - 13 mV, Sensor Life: &#8805; 500,000 % oxygen hours, Response Time: < 5 s | EA | EACH | 1 | 42 | 42 | 2024-02-16 | 31/05/2024 (or notice +30 days whichever is sooner) | LISTPRICE20240216CH | FYZ | S | 20 | 2 | 40 | 3 | 38 | 11 | 36 | 4036616011891 |  |  | FALSE | FALSE | FALSE | FALSE | FALSE | Not Applicable | IIa | CE | FALSE |  | Cross Hills, Keighley | United Kingdom | E.U.
0110019 | Envitec | 0110019 |  |  | Viamed | Viamed Oxygen Sensor R-17Vi | Application: Incubators, Output Connector: Phone jack, 3.5 mm, Sensor Output: 9 - 14 mV, Sensor Life: &#8805; 1,000,000 % oxygen hours, Response Time: < 12 s | EA | EACH | 1 | 42 | 42 | 2024-02-16 | 31/05/2024 (or notice +30 days whichever is sooner) | LISTPRICE20240216CH | FYZ | S | 20 | 2 | 40 | 3 | 38 | 11 | 36 | 4036616011914 |  |  | FALSE | FALSE | TRUE | FALSE | FALSE | Not Applicable | IIa | CE | FALSE |  | Cross Hills, Keighley | United Kingdom | E.U.
0110020 | Envitec | 0110020 |  |  | Viamed | Viamed Oxygen Sensor R-22Vi | Application: Incubabtors, Output Connector: Molex 3 pin plug, Sensor Output: 9 - 14 mV, Sensor Life: &#8805;1,000,000, Response Time: < 12 s | EA | EACH | 1 | 42 | 42 | 2024-02-16 | 31/05/2024 (or notice +30 days whichever is sooner) | LISTPRICE20240216CH | FYZ | S | 20 | 2 | 40 | 3 | 38 | 11 | 36 | 4036616011907 |  |  | FALSE | FALSE | TRUE | FALSE | FALSE | Not Applicable | IIa | CE | FALSE |  | Cross Hills, Keighley | United Kingdom | E.U.
0110021 | Envitec | 0110021 |  |  | Viamed | Viamed Oxygen sensor R-22MEDV | OEM Part Number: 83 620 30, Output Connector: Molex KK, 3 pin plug, Sensor Output: 9 - 13 mV, Sensor Life: &#8805; 500,000 % oxygen hours, Response Time: < 6 s | EA | EACH | 1 | 42 | 42 | 2024-02-16 | 31/05/2024 (or notice +30 days whichever is sooner) | LISTPRICE20240216CH | FYZ | S | 20 | 2 | 40 | 3 | 38 | 11 | 36 | 4036616011884 |  |  | FALSE | FALSE | TRUE | FALSE | FALSE | Not Applicable | IIa | CE | FALSE |  | Cross Hills, Keighley | United Kingdom | E.U.
0110022 | Teledyne | C44611-R22MED |  |  | Viamed | Teledyne Oxygen sensor R-22MED | OEM Part Number: C44611, Output Connector: Molex KK, 3 pin plug, Sensor Output: 7 - 13 mV, Sensor Life: 36 months, Response Time: < 6 s<br /> | EA | EACH | 1 | 48 | 48 | 2024-02-16 | 31/05/2024 (or notice +30 days whichever is sooner) | LISTPRICE20240216CH | FYZ | S | 20 | 2 | 46.8 | 3 | 45.6 | 11 | 44.4 | (8)5247000800(6) |  |  | FALSE | FALSE | TRUE | FALSE | FALSE | Not Applicable | IIb | CE | FALSE |  | Cross Hills, Keighley | United Kingdom | United States
0110023 | Envitec | 0110023 |  |  | Viamed | Viamed Oxygen sensor R-23V | OEM Part Number: 6850645, Output Connector: Slip rings, 3, Sensor Output: 24 - 32 microamps, Sensor Life: &#8805; 500,000 % oxygen hours, Response Time: &#8804; 12 s<br /> | EA | EACH | 1 | 42 | 42 | 2024-02-16 | 31/05/2024 (or notice +30 days whichever is sooner) | LISTPRICE20240216CH | FYZ | S | 20 | 2 | 40 | 3 | 38 | 11 | 36 | 4036616011877 |  |  | FALSE | FALSE | TRUE | FALSE | FALSE | Not Applicable | IIa | CE | FALSE |  | Cross Hills, Keighley | United Kingdom | E.U.
0110024 | Teledyne | R24MED |  |  | Teledyne | Teledyne Oxygen sensor R-24MED | OEM Part Number: 64 19 332 E380E, Output Connector: Molex 3 pin plug, Sensor Output: 10 - 17 mV, Sensor Life: 24 months, Response Time: < 10 s<br /> | EA | EACH | 1 | 53 | 53 | 2024-02-16 | 31/05/2024 (or notice +30 days whichever is sooner) | LISTPRICE20240216CH | FYZ | S | 20 | 2 | 51.7 | 3 | 50.4 | 11 | 49.1 | 852470008051 |  |  | FALSE | FALSE | TRUE | FALSE | FALSE | Not Applicable | IIb | CE | FALSE |  | Cross Hills, Keighley | United Kingdom | United States
0110026 | Teledyne | C64335-R26MED |  |  | Teledyne | Teledyne Oxygen sensor R-26MED | OEM Part Number: 8-100412-00, Output Connector: Phone jack socket, 0.141 inch, Sensor Output: 7 - 13 mV, Sensor Life: 24 months, Response Time: < 10 s<br /> | EA | EACH | 1 | 81.6 | 81.6 | 2024-02-16 | 31/05/2024 (or notice +30 days whichever is sooner) | LISTPRICE20240216CH | FYZ | S | 20 | 2 | 79.6 | 3 | 77.6 | 11 | 75.5 | 852470008068 |  |  | FALSE | FALSE | TRUE | FALSE | FALSE | Not Applicable | IIb | CE | FALSE |  | Cross Hills, Keighley | United Kingdom | United States
0110039 | Envitec | 0110039 |  |  | Viamed | Viamed Oxygen Sensor R-22VA | OEM Sensor Part No.: C81828-R22MATOM, Output Connector: Molex, 3 pin plug, Sensor Output: 9 - 13 mV, Sensor Life: &#8805; 500,000 % oxygen hours, Response Time: < 5 seconds | EA | EACH | 1 | 42 | 42 | 2024-02-16 | 31/05/2024 (or notice +30 days whichever is sooner) | LISTPRICE20240216CH | FYZ | S | 20 | 2 | 40 | 3 | 38 | 11 | 36 | 4036616011860 |  |  | FALSE | FALSE | TRUE | FALSE | FALSE | Not Applicable | IIa | CE | FALSE |  | Cross Hills, Keighley | United Kingdom | E.U.
0110040 | Envitec | 0110040 |  |  | Viamed | Viamed Oxygen sensor R-30V | OEM Part Number: 6050-0004-110, Output Connector: Phone socket, 6P4C, Sensor Output: 9 - 12 mV, Sensor Life: &#8805; 1,000,000 % oxygen hours, Response Time: < 12 s<br /> | EA | EACH | 1 | 67 | 67 | 2024-02-16 | 31/05/2024 (or notice +30 days whichever is sooner) | LISTPRICE20240216CH | FYZ | S | 20 | 2 | 63.65 | 3 | 60.3 | 11 | 56.95 | 4036616000482 |  |  | FALSE | FALSE | TRUE | FALSE | FALSE | Not Applicable | IIa | CE | FALSE |  | Cross Hills, Keighley | United Kingdom | E.U.
0110041 | Envitec | 0110041 |  |  | Viamed | Viamed Oxygen sensor R-41V | OEM Part Number: 6735142, Output Connector: Phone jack socket, 3.5 mm, Sensor Output: 13 - 16 mV, Sensor Life: &#8805; 1,000,000 | EA | EACH | 1 | 42 | 42 | 2024-02-16 | 31/05/2024 (or notice +30 days whichever is sooner) | LISTPRICE20240216CH | FYZ | S | 20 | 2 | 40 | 3 | 38 | 11 | 36 | 4036616011921 |  |  | FALSE | FALSE | TRUE | FALSE | FALSE | Not Applicable | IIa | CE | FALSE |  | Cross Hills, Keighley | United Kingdom | E.U.
0110042 | Envitec | 0110042 |  |  | Viamed | Viamed Oxygen sensor R-42V | OEM Part Number: 130060001, Output Connector: AMP plug, 2 pin, Sensor Output: 9 - 11.5 mV, Sensor Life: â 1,000,000 % oxygen hours, Response Time: < 12 s<br /> | EA | EACH | 1 | 42 | 42 | 2024-02-16 | 31/05/2024 (or notice +30 days whichever is sooner) | LISTPRICE20240216CH | FYZ | S | 20 | 2 | 40 | 3 | 38 | 11 | 36 | 5051826003435 |  |  | FALSE | FALSE | TRUE | FALSE | FALSE | Not Applicable | IIa | CE | FALSE |  | Cross Hills, Keighley | United Kingdom | E.U.
0110043 | Envitec | 0110043 |  |  | Viamed | Viamed Oxygen sensor R-43V - Pack of 2 sensors - Matched Pair | OEM Part Number: 6600-1278-600, Output Connector: Slip rings, 2, Sensor Output: 23 - 35 mV, Sensor Life: &#8805; 500,000 oxygen hours, Output Difference: 1.25 mV (between the two channels), Response Time: < 12 s<br /> | PR | PAIR | Pair (2) | 90 | 90 | 2024-02-16 | 31/05/2024 (or notice +30 days whichever is sooner) | LISTPRICE20240216CH | FYZ | S | 20 | 2 | 85.5 | 3 | 81 | 11 | 76.5 | 4036616004596 |  |  | FALSE | FALSE | TRUE | FALSE | FALSE | Not Applicable | IIa | CE | FALSE |  | Cross Hills, Keighley | United Kingdom | E.U.
0110044 | Envitec | 0110044 |  |  | Viamed | Viamed Oxygen sensor R-44V | OEM Part Number: 806572, Output Connector: Molex 3 way, Sensor Output: 9 - 13 mV, Sensor Life: &#8805; 1,000,000 % oxygen hours, Response Time: < 12 s<br /> | EA | EACH | 1 | 42 | 42 | 2024-02-16 | 31/05/2024 (or notice +30 days whichever is sooner) | LISTPRICE20240216CH | FYZ | S | 20 | 2 | 40 | 3 | 38 | 11 | 36 | 4036616000529 |  |  | FALSE | FALSE | TRUE | FALSE | FALSE | Not Applicable | IIa | CE | FALSE |  | Cross Hills, Keighley | United Kingdom | E.U.
0110045 | Envitec | 0110045 |  |  | Viamed | Viamed Oxygen sensor R-45V | OEM Part Number: 0600-00-0002, Output Connector: Molex, 3 pin plug, Sensor Output: 9 - 13 mV, Sensor Life: &#8805; 1,000,000 % oxygen hours, Response Time: < 12 s<br /> | EA | EACH | 1 | 42 | 42 | 2024-02-16 | 31/05/2024 (or notice +30 days whichever is sooner) | LISTPRICE20240216CH | FYZ | S | 20 | 2 | 40 | 3 | 38 | 11 | 36 | 4036616011952 |  |  | FALSE | FALSE | TRUE | FALSE | FALSE | Not Applicable | IIa | CE | FALSE |  | Cross Hills, Keighley | United Kingdom | E.U.
0110047 | Envitec | 0110047 |  |  | Viamed | Viamed Oxygen sensor R-47V | OEM Part Number: OOM204, Output Connector: Molex, 3 pin plug, Sensor Output: 9.0 - 13.5 mV, Sensor Life: &#8805; 500,000 % oxygen hours, Response Time: < 12 s<br /> | EA | EACH | 1 | 75 | 75 | 2024-02-16 | 31/05/2024 (or notice +30 days whichever is sooner) | LISTPRICE20240216CH | FYZ | S | 20 | 2 | 71.25 | 3 | 67.5 | 11 | 63.75 | 4036616011969 |  |  | FALSE | FALSE | TRUE | FALSE | FALSE | Not Applicable | IIa | CE | FALSE |  | Cross Hills, Keighley | United Kingdom | E.U.
0110049 | Envitec | 0110049 |  |  | Viamed | Viamed Oxygen Sensor R-49V | OEM Part Number: 64 19 332 E380E, Output Connector: Molex, 3 pin plug, Sensor Output: 13 - 16 mV, Sensor Life: &#8805; 1,000,000 % oxygen hours, Response Time: < 12 s<br /> | EA | EACH | 1 | 42 | 42 | 2024-02-16 | 31/05/2024 (or notice +30 days whichever is sooner) | LISTPRICE20240216CH | FYZ | S | 20 | 2 | 40 | 3 | 38 | 11 | 36 | 4036616011938 |  |  | FALSE | FALSE | TRUE | FALSE | FALSE | Not Applicable | IIa | CE | FALSE |  | Cross Hills, Keighley | United Kingdom | E.U.
0110051 | Teledyne | A37016-T1 |  |  | Teledyne | Teledyne Oxygen sensor T-1 | OEM Part Number: A37016, Output Connector: Slip rings, 2, Sensor Output: 200 /- 40 microamps, Sensor Life: 18 months, Response Time: < 30 s<br /> | EA | EACH | 1 | 53 | 53 | 2024-02-16 | 31/05/2024 (or notice +30 days whichever is sooner) | LISTPRICE20240216CH | FYZ | S | 20 | 2 | 51.7 | 3 | 50.4 | 11 | 49.1 | 852470008082 |  |  | FALSE | FALSE | TRUE | FALSE | FALSE | Not Applicable | IIb | CE | FALSE |  | Cross Hills, Keighley | United Kingdom | United States
0110057 | Teledyne | A51327-T7 |  |  | Teledyne | Teledyne Oxygen sensor T-7 | OEM Part Number: A51327, Output Connector: Phone socket, 4 way, Sensor Output: 0.4 /- 0.1 microamps, Sensor Life: 36 months, Response Time: < 6 s<br /> | EA | EACH | 1 | 70.5 | 70.5 | 2024-02-16 | 31/05/2024 (or notice +30 days whichever is sooner) | LISTPRICE20240216CH | FYZ | S | 20 | 2 | 68.8 | 3 | 67 | 11 | 67 | 852470008099 |  |  | FALSE | FALSE | TRUE | FALSE | FALSE | Not Applicable | IIb | CE | FALSE |  | Cross Hills, Keighley | United Kingdom | United States
0110058 | Envitec | 0110058 |  |  | Viamed | Viamed Oxygen Sensor T-7V |  | EA | EACH | 1 | 42 | 42 | 2024-02-16 | 31/05/2024 (or notice +30 days whichever is sooner) | LISTPRICE20240216CH | FYZ | S | 20 | 2 | 40 | 3 | 38 | 11 | 36 | 4036616011945 |  |  | FALSE | FALSE | TRUE | FALSE | FALSE | Not Applicable | IIa | CE | FALSE |  | Cross Hills, Keighley | United Kingdom | E.U.
0110072 | Envitec | 0110072 |  |  | Viamed | Viamed Oxygen Sensor R-22Vi - Pack of 2 | Application: Incubators, Output Connector: Molex 3 pin plug, Sensor Output: 9 - 14 mV, Sensor Life: &#8805; 1,000,000 oxygen hours, Response Time: < 12 s. Replacement of 0110071 if for use in incubators.<br /> | PR | PAIR | Pair (2) | 80 | 80 | 2024-02-16 | 31/05/2024 (or notice +30 days whichever is sooner) | LISTPRICE20240216CH | FYZ | S | 20 | 2 | 76 | 3 | 72 | 11 | 68 | 5051826047378 |  |  | FALSE | FALSE | TRUE | FALSE | FALSE | Not Applicable | IIa | CE | FALSE |  | Cross Hills, Keighley | United Kingdom | E.U.
0110073 | Envitec | 0110073 |  |  | Viamed | Viamed Oxygen Sensor R-22VA - Pack of 2 | OEM Sensor Part No.: 60859, Output Connector: Molex, 3 pin plug, Sensor Output: 9 - 13 mV, Sensor Life: &#8805; 500,000 % oxygen hours, Response Time: < 5 seconds | PR | PAIR | Pair (2) | 80 | 80 | 2024-02-16 | 31/05/2024 (or notice +30 days whichever is sooner) | LISTPRICE20240216CH | FYZ | S | 20 | 2 | 76 | 3 | 72 | 11 | 68 | 4036616011860 |  |  | FALSE | FALSE | TRUE | FALSE | FALSE | Not Applicable | IIa | CE | FALSE |  | Cross Hills, Keighley | United Kingdom | E.U.
0110081 | Teledyne | UFO 130-2 |  |  | Teledyne | Teledyne Oxygen sensor UFO 130-2 | OEM Part Number: 010-1120-01, Output Connector: DIL, 10 pin, Sensor Output: 3.4 /- 0.4 V, Sensor Life: 24 months, Response Time: < 130 ms<br /> | EA | EACH | 1 | 167.1 | 167.1 | 2024-02-16 | 31/05/2024 (or notice +30 days whichever is sooner) | LISTPRICE20240216CH | FYZ | S | 20 | 2 | 163 | 3 | 163 | 11 | 163 | 852470008112 |  |  | FALSE | FALSE | TRUE | FALSE | FALSE | Not Applicable | IIb | CE | FALSE |  | Cross Hills, Keighley | United Kingdom | United States
0110401 | Maxtec | R113P90 |  |  | Maxtec | Maxtec Oxygen Sensor MAX-1 |  | EA | EACH | 1 | 120.4 | 120.4 | 2024-02-16 | 31/05/2024 (or notice +30 days whichever is sooner) | LISTPRICE20240216CH | FYZ | S | 20 | 2 | 117.4 | 3 | 114.4 | 11 | 108.4 |  |  |  | FALSE | FALSE | FALSE | FALSE | FALSE | Not Applicable | IIb | CE | FALSE |  | Cross Hills, Keighley | United Kingdom | United States
0110402 | Maxtec | R107P20 |  |  | Maxtec | Maxtec Oxygen Sensor MAX-2 | OEM Part Number: 6850645, Output Connector: Slip rings, 3, Sensor Output: 12.2 - 18.1 mV, Sensor Life: &#8805; 2,000,000 % oxygen hours, Response Time: &#8805; 15 s | EA | EACH | 1 | 144.8 | 144.8 | 2024-02-16 | 31/05/2024 (or notice +30 days whichever is sooner) | LISTPRICE20240216CH | FYZ | S | 20 | 2 | 141.2 | 3 | 137.6 | 11 | 130.4 | 5051826008966 |  |  | FALSE | FALSE | TRUE | FALSE | FALSE | Not Applicable | IIb | CE | FALSE |  | Cross Hills, Keighley | United Kingdom | United States
0110403 | Maxtec | R109P11 |  |  | Maxtec | Maxtec Oxygen sensor MAX-3 | OEM Part Number: MOX-3, Output Connector: Phone socket, 4 way, Sensor Output: 9 - 13 mV, Sensor Life: &#8805; 500,000 % oxygen hours, Response Time: &#8804; 15 s<br /> | EA | EACH | 1 | 87.2 | 87.2 | 2024-02-16 | 31/05/2024 (or notice +30 days whichever is sooner) | LISTPRICE20240216CH | FYZ | S | 20 | 2 | 85.1 | 3 | 82.9 | 11 | 78.5 | 817770020011 |  |  | FALSE | FALSE | TRUE | FALSE | FALSE | Not Applicable | IIb | CE | FALSE |  | Cross Hills, Keighley | United Kingdom | E.U.
0110409 | Maxtec | R114P80 |  |  | Maxtec | Maxtec Oxygen Sensor MAX-9 | OEM Part Number: B39636-R13, Output Connector: 1 mm pin x 4, Sensor Output: 26.4 - 44.0 mV, Sensor Life: 6 months, Response Time: &#8804; 11 s | EA | EACH | 1 | 103.7 | 103.7 | 2024-02-16 | 31/05/2024 (or notice +30 days whichever is sooner) | LISTPRICE20240216CH | FYZ | S | 20 | 2 | 101.2 | 3 | 98.6 | 11 | 93.4 | 817770020035 |  |  | FALSE | FALSE | TRUE | FALSE | FALSE | Not Applicable | IIb | CE | FALSE |  | Cross Hills, Keighley | United Kingdom | United States
0110410 | Maxtec | R112P10 |  |  | Maxtec | Maxtec Oxygen Sensor MAX-10 |  | EA | EACH | 1 | 88.4 | 88.4 | 2024-02-16 | 31/05/2024 (or notice +30 days whichever is sooner) | LISTPRICE20240216CH | FYZ | S | 20 | 2 | 86.2 | 3 | 84 | 11 | 79.6 | (01)00853061006685 |  |  | FALSE | FALSE | TRUE | FALSE | FALSE | Not Applicable | IIb | CE | FALSE |  | Cross Hills, Keighley | United Kingdom | United States
0110411 | Maxtec | R113P10 |  |  | Maxtec | Maxtec Oxygen Sensor MAX-11 |  | EA | EACH | 1 | 120.4 | 120.4 | 2024-02-16 | 31/05/2024 (or notice +30 days whichever is sooner) | LISTPRICE20240216CH | FYZ | S | 20 | 2 | 117.4 | 3 | 114.4 | 11 | 108.4 | (01)00853061006913 |  |  | FALSE | FALSE | FALSE | FALSE | FALSE | Not Applicable | IIb | CE | FALSE |  | Cross Hills, Keighley | United Kingdom | United States
0110412 | Maxtec | R109P45 |  |  | Maxtec | Maxtec Oxygen Sensor MAX-12 |  | EA | EACH | 1 | 103.7 | 103.7 | 2024-02-16 | 31/05/2024 (or notice +30 days whichever is sooner) | LISTPRICE20240216CH | FYZ | S | 20 | 2 | 101.2 | 3 | 98.6 | 11 | 93.4 | (01)00817770020059 |  |  | FALSE | FALSE | FALSE | FALSE | FALSE | Not Applicable | IIb | CE | FALSE |  | Cross Hills, Keighley | United Kingdom | United States
0110413 | Maxtec | R115P10 |  |  | Maxtec | Maxtec Oxygen Sensor MAX-13 |  | EA | EACH | 1 | 103.7 | 103.7 | 2024-02-16 | 31/05/2024 (or notice +30 days whichever is sooner) | LISTPRICE20240216CH | FYZ | S | 20 | 2 | 101.2 | 3 | 98.6 | 11 | 93.4 | 817770020080 |  |  | FALSE | FALSE | FALSE | FALSE | FALSE | Not Applicable | IIb | CE | FALSE |  | Cross Hills, Keighley | United Kingdom | United States
0110414 | Maxtec | R116P80 |  |  | Maxtec | Maxtec Oxygen Sensor MAX-14 |  | EA | EACH | 1 | 112.8 | 112.8 | 2024-02-16 | 31/05/2024 (or notice +30 days whichever is sooner) | LISTPRICE20240216CH | FYZ | S | 20 | 2 | 110 | 3 | 107.2 | 11 | 101.6 | 5051826009031 |  |  | FALSE | FALSE | FALSE | FALSE | FALSE | Not Applicable | IIb | CE | FALSE |  | Cross Hills, Keighley | United Kingdom | E.U.
0110416 | Maxtec | R114P70 |  |  | Maxtec | Maxtec Oxygen sensor MAX-16 | OEM Part Number: 4-072214-00, Output Connector: Molex, 3 pin plug, Sensor Output: 8.5 - 15.0 mV, Sensor Life: &#8805; 1,500,000 % oxygen hours, Response Time: < 15 s<br /> | EA | EACH | 1 | 87.2 | 87.2 | 2024-02-16 | 31/05/2024 (or notice +30 days whichever is sooner) | LISTPRICE20240216CH | FYZ | S | 20 | 2 | 85.1 | 3 | 82.9 | 11 | 78.5 | 853061006975 |  |  | FALSE | FALSE | TRUE | FALSE | FALSE | Not Applicable | IIb | CE | FALSE |  | Cross Hills, Keighley | United Kingdom | E.U.
0110417 | Maxtec | R116P10 |  |  | Maxtec | Maxtec Oxygen Sensor MAX-17 |  | EA | EACH | 1 | 94 | 94 | 2024-02-16 | 31/05/2024 (or notice +30 days whichever is sooner) | LISTPRICE20240216CH | FYZ | S | 20 | 2 | 91.7 | 3 | 89.3 | 11 | 84.6 | 817770020141 |  |  | FALSE | FALSE | FALSE | FALSE | FALSE | Not Applicable | IIb | CE | FALSE |  | Cross Hills, Keighley | United Kingdom | United States
0110418 | Maxtec | R116P40 |  |  | Maxtec | Maxtec Oxygen Sensor MAX-18 |  | EA | EACH | 1 | 96 | 96 | 2024-02-16 | 31/05/2024 (or notice +30 days whichever is sooner) | LISTPRICE20240216CH | FYZ | S | 20 | 2 | 93.6 | 3 | 91.2 | 11 | 86.4 |  |  |  | FALSE | FALSE | FALSE | FALSE | FALSE | Not Applicable | IIb | CE | FALSE |  | Cross Hills, Keighley | United Kingdom | United States
0110419 | Maxtec | R116P60 |  |  | Maxtec | Maxtec Oxygen Sensor MAX-19 |  | EA | EACH | 1 | 96 | 96 | 2024-02-16 | 31/05/2024 (or notice +30 days whichever is sooner) | LISTPRICE20240216CH | FYZ | S | 20 | 2 | 93.6 | 3 | 91.2 | 11 | 86.4 |  |  |  | FALSE | FALSE | FALSE | FALSE | FALSE | Not Applicable | IIb | CE | FALSE |  | Cross Hills, Keighley | United Kingdom | United States
0110420 | Maxtec | R116P82-001 |  |  | Maxtec | Maxtec Oxygen sensor MAX-14 (Fluke version) | OEM Part Number: R116P82-001, Output Connector: Molex SL, 2 pin, Sensor Output: 9 - 13 mV, Sensor Life: &#8805; 1,000,000 % oxygen hours, Response Time: &#8804; 12 s<br /> | EA | EACH | 1 | 87.2 | 87.2 | 2024-02-16 | 31/05/2024 (or notice +30 days whichever is sooner) | LISTPRICE20240216CH | FYZ | S | 20 | 2 | 85.1 | 3 | 82.9 | 11 | 78.5 | 817770020103 |  |  | FALSE | FALSE | TRUE | FALSE | FALSE | Not Applicable | IIb | CE | FALSE |  | Cross Hills, Keighley | United Kingdom | E.U.
0110421 | Maxtec | R114P73 |  |  | Maxtec | Maxtec Oxygen Sensor MAX-16HT |  | EA | EACH | 1 | 120.4 | 120.4 | 2024-02-16 | 31/05/2024 (or notice +30 days whichever is sooner) | LISTPRICE20240216CH | FYZ | S | 20 | 2 | 117.4 | 3 | 114.4 | 11 | 108.4 | 5051826009062 |  |  | FALSE | FALSE | FALSE | FALSE | FALSE | Not Applicable | IIb | CE | FALSE |  | Cross Hills, Keighley | United Kingdom | United States
0110424 | Maxtec | R109P53 |  |  | Maxtec | Maxtec Oxygen Sensor MAX-12C |  | EA | EACH | 1 | 103.7 | 103.7 | 2024-02-16 | 31/05/2024 (or notice +30 days whichever is sooner) | LISTPRICE20240216CH | FYZ | S | 20 | 2 | 101.2 | 3 | 98.6 | 11 | 93.4 | (01)00817770020073 |  |  | FALSE | FALSE | TRUE | FALSE | FALSE | Not Applicable | IIb | CE | FALSE |  | Cross Hills, Keighley | United Kingdom | United States
0110425 | Maxtec | R125P01-007 |  |  | Maxtec | Maxtec Oxygen sensor MAX-250 with `O` ring. | OEM Part Number: R125P01-007, Output Connector: 2 pin socket, flying lead, Sensor Output: 10.0 - 15.5 mV, Sensor Life: &#8805; 1,500,000 % oxygen hours, Response Time: &#8804; 15 s<br /> | EA | EACH | 1 | 69 | 69 | 2024-02-16 | 31/05/2024 (or notice +30 days whichever is sooner) | LISTPRICE20240216CH | FYZ | S | 20 | 2 | 67.3 | 3 | 65.6 | 11 | 62.1 | 853061006449 |  |  | FALSE | FALSE | TRUE | FALSE | FALSE | Not Applicable | IIb | CE | FALSE |  | Cross Hills, Keighley | United Kingdom | United States
0110427 | Maxtec | R125P02-011 |  |  | Maxtec | Maxtec Oxygen sensor MAX-250+ | OEM Part Number: R125P02-011, Output Connector: Molex SL, 2 pin, lead wire, Sensor Output: 10.0 - 15.5 mV, Sensor Life: &#8805; 1,500,000 % oxygen hours, Response Time: &#8804; 15 s<br /> | EA | EACH | 1 | 98.3 | 98.3 | 2024-02-16 | 31/05/2024 (or notice +30 days whichever is sooner) | LISTPRICE20240216CH | FYZ | S | 20 | 2 | 95.9 | 3 | 93.4 | 11 | 88.5 | (01)00853061006470 |  |  | FALSE | FALSE | TRUE | FALSE | FALSE | Not Applicable | IIb | CE | FALSE |  | Cross Hills, Keighley | United Kingdom | United States
0110428 | Maxtec | R125P01-002 |  |  | Maxtec | Maxtec Oxygen sensor MAX-250 | OEM Part Number: R125P01-002, Output Connector: 2 pin socket, flying lead, Sensor Output: 10.0 - 15.5 mV, Sensor Life: &#8805; 1,500,000 %, Response Time: &#8804; 15 s<br /> | EA | EACH | 1 | 69 | 69 | 2024-02-16 | 31/05/2024 (or notice +30 days whichever is sooner) | LISTPRICE20240216CH | FYZ | S | 20 | 2 | 67.3 | 3 | 65.6 | 11 | 62.1 | 5051826009116 |  |  | FALSE | FALSE | TRUE | FALSE | FALSE | Not Applicable | IIb | CE | FALSE |  | Cross Hills, Keighley | United Kingdom | United States
0110429 | Maxtec | R125P03-002 |  |  | Maxtec | Maxtec Oxygen sensor MAX-250E | OEM Part Number: 66045, Output Connector: Mini power socket, Sensor Output: 10.0 - 15.5 mV, Sensor Life: &#8805; 1,500,000 % oxygen hours, Response Time: &#8804; 15 s<br /> | EA | EACH | 1 | 69 | 69 | 2024-02-16 | 31/05/2024 (or notice +30 days whichever is sooner) | LISTPRICE20240216CH | FYZ | S | 20 | 2 | 67.3 | 3 | 65.6 | 11 | 62.1 | 853061006494 |  |  | FALSE | FALSE | TRUE | FALSE | FALSE | Not Applicable | IIb | CE | FALSE |  | Cross Hills, Keighley | United Kingdom | United States
0110430 | Maxtec | R115P85 |  |  | Maxtec | Maxtec Oxygen sensor MAX-250ESF | OEM Part Number: R115P85, Output Connector: Mini power socket, Sensor Output: 12 /- 2 mV, Sensor Life: &#8805; 500,000 % oxygen hours, Response Time: &#8804; 5 s | EA | EACH | 1 | 69 | 69 | 2024-02-16 | 31/05/2024 (or notice +30 days whichever is sooner) | LISTPRICE20240216CH | FYZ | S | 20 | 2 | 67.3 | 3 | 65.6 | 11 | 62.1 | 817770020196 |  |  | FALSE | FALSE | TRUE | FALSE | FALSE | Not Applicable | IIb | CE | FALSE |  | Cross Hills, Keighley | United Kingdom | E.U.
0110431 | Maxtec | R125P04-001 |  |  | Maxtec | Maxtec Oxygen sensor MAX-250A | OEM Part Number: 70300001, Output Connector: Phone socket, 4 way, Sensor Output: 11 /- 2.5 mV, Sensor Life: &#8805; 1,500,000 % oxygen hours, Response Time: &#8804; 15 s<br /> | EA | EACH | 1 | 87.2 | 87.2 | 2024-02-16 | 31/05/2024 (or notice +30 days whichever is sooner) | LISTPRICE20240216CH | FYZ | S | 20 | 2 | 85.1 | 3 | 82.9 | 11 | 78.5 | 853061006524 |  |  | FALSE | FALSE | TRUE | FALSE | FALSE | Not Applicable | IIb | CE | FALSE |  | Cross Hills, Keighley | United Kingdom | United States
0110432 | Maxtec | R125P02-003 |  |  | Maxtec | Maxtec Oxygen sensor MAX-250(B) | OEM Part Number: R125P02-003, Output Connector: Lead wires, unterminated, Sensor Output: 10.0 - 15.5 mV, Sensor Life: &#8805; 1,500,000 % oxygen hours, Response Time: &#8804; 15 s<br /> | EA | EACH | 1 | 66 | 66 | 2024-02-16 | 31/05/2024 (or notice +30 days whichever is sooner) | LISTPRICE20240216CH | FYZ | S | 20 | 2 | 64.4 | 3 | 62.7 | 11 | 59.4 | 817770025054 |  |  | FALSE | FALSE | TRUE | FALSE | FALSE | Not Applicable | IIb | CE | FALSE |  | Cross Hills, Keighley | United Kingdom | United States
0110433 | Maxtec | R125P11-001 |  |  | Maxtec | Maxtec Oxygen sensor MAX-250K | OEM Part Number: 15974, Output Connector: Mini power plug, lead wire, Sensor Output: 10.0 - 15.5 mV, Sensor Life: &#8805; 1,500,000 % oxygen hours, Response Time: &#8804; 15 s<br /> | EA | EACH | 1 | 94.4 | 94.4 | 2024-02-16 | 31/05/2024 (or notice +30 days whichever is sooner) | LISTPRICE20240216CH | FYZ | S | 20 | 2 | 92.1 | 3 | 89.7 | 11 | 85 | 817770021025 |  |  | FALSE | FALSE | TRUE | FALSE | FALSE | Not Applicable | IIb | CE | FALSE |  | Cross Hills, Keighley | United Kingdom | United States
0110435 | Maxtec | R125P18-012 |  |  | Maxtec | Maxtec Oxygen Sensor MAX-250TM | OEM Part Number: R125P18-02, Output Connector: Molex 3 pin plug 3P2C, Sensor Output: 11 /- 2.5 mV, Sensor Life: &#8805; 1,500,000 % oxygen hours, Response Time: &#8804; 15 s<br /> | EA | EACH | 1 | 100.9 | 100.9 | 2024-02-16 | 31/05/2024 (or notice +30 days whichever is sooner) | LISTPRICE20240216CH | FYZ | S | 20 | 2 | 98.4 | 3 | 95.9 | 11 | 90.9 | 853061006654 |  |  | FALSE | FALSE | TRUE | FALSE | FALSE | Not Applicable | IIb | CE | FALSE |  | Cross Hills, Keighley | United Kingdom | United States
0110438 | Maxtec | R112P16 |  |  | Maxtec | Maxtec Oxygen Sensor MAX-47 | OEM Part Number: 5803, Output Connector: Phone socket, 4 way, Sensor Output: 4 - 11 mV, Sensor Life: &#8805; 500,000 % oxygen hours, Response Time: < 12 s | EA | EACH | 1 | 103.7 | 103.7 | 2024-02-16 | 31/05/2024 (or notice +30 days whichever is sooner) | LISTPRICE20240216CH | FYZ | S | 20 | 2 | 101.2 | 3 | 98.6 | 11 | 93.4 | 5051826009185 |  |  | FALSE | FALSE | TRUE | FALSE | FALSE | Not Applicable | IIb | CE | FALSE |  | Cross Hills, Keighley | United Kingdom | United States
0110439 | Maxtec | R112P18 |  |  | Maxtec | Maxtec Oxygen Sensor MAX-48 | OEM Part Number: AII-11-60, Output Connector: Phone socket, 4 way, Sensor Output: 3.8 - 4.8 mV, Sensor Life: &#8805; 500,000 % oxygen hours, Response Time: &#8804; 12 s<br /> | EA | EACH | 1 | 88.4 | 88.4 | 2024-02-16 | 31/05/2024 (or notice +30 days whichever is sooner) | LISTPRICE20240216CH | FYZ | S | 20 | 2 | 86.2 | 3 | 84 | 11 | 79.6 | (01)00817770020240 |  |  | FALSE | FALSE | TRUE | FALSE | FALSE | Not Applicable | IIb | CE | FALSE |  | Cross Hills, Keighley | United Kingdom | E.U.
0110441 | Maxtec | R113P06 |  |  | Maxtec | Maxtec Oxygen Sensor MAX-11i | OEM Part Number: 6850645, Output Connector: Slip rings, 3, Sensor Output: 17 /- 3 mV, Sensor Life: &#8805; 750,000 % oxygen hours, Response Time: &#8804; 12 s | EA | EACH | 1 | 136.3 | 136.3 | 2024-02-16 | 31/05/2024 (or notice +30 days whichever is sooner) | LISTPRICE20240216CH | FYZ | S | 20 | 2 | 132.9 | 3 | 129.5 | 11 | 122.7 | 5051826023983 |  |  | FALSE | FALSE | TRUE | FALSE | FALSE | Not Applicable | IIb | CE | FALSE |  | Cross Hills, Keighley | United Kingdom | United States
0110444 | Maxtec | R125P07 |  |  | Maxtec | Maxtec Oxygen Sensor MAX-13-250 |  | EA | EACH | 1 | 104.4 | 104.4 | 2024-02-16 | 31/05/2024 (or notice +30 days whichever is sooner) | LISTPRICE20240216CH | FYZ | S | 20 | 2 | 101.8 | 3 | 99.2 | 11 | 94 | 853061006562 |  |  | FALSE | FALSE | FALSE | FALSE | FALSE | Not Applicable | IIb | CE | FALSE |  | Cross Hills, Keighley | United Kingdom | United States
0110449 | Maxtec | R109P07 |  |  | Maxtec | Maxtec Oxygen Sensor MAX-43 - Pack of 2 |  | PK | PACK | 1 | 189.3 | 189.3 | 2024-02-16 | 31/05/2024 (or notice +30 days whichever is sooner) | LISTPRICE20240216CH | FYZ | S | 20 | 2 | 184.6 | 3 | 179.9 | 11 | 170.4 | 817770020233 |  |  | FALSE | FALSE | FALSE | FALSE | FALSE | Not Applicable | IIb | CE | FALSE |  | Cross Hills, Keighley | United Kingdom | United States
0110450 | Maxtec | R100P95-003 |  |  | Maxtec | Maxtec Oxygen Sensor MAX-50 |  | EA | EACH | 1 | 112.8 | 112.8 | 2024-02-16 | 31/05/2024 (or notice +30 days whichever is sooner) | LISTPRICE20240216CH | FYZ | S | 20 | 2 | 110 | 3 | 107.2 | 11 | 101.6 | 5051826050385 |  |  | FALSE | FALSE | FALSE | FALSE | FALSE | Not Applicable | IIb | CE | FALSE |  | Cross Hills, Keighley | United Kingdom | United States
0110451 | Maxtec | R125P02-009 |  |  | Maxtec | Maxtec Oxygen Sensor MAX-250K with Panduit | OEM Equipment: Vela T2, Output Connector: Panduit, Sensor Output: 10.0 - 15.5 mV, Sensor Life: &#8805; 1,500,000 % oxygen hours, Response Time: &#8804; 15 s<br /> | EA | EACH | 1 | 161.5 | 161.5 | 2024-02-16 | 31/05/2024 (or notice +30 days whichever is sooner) | LISTPRICE20240216CH | FYZ | S | 20 | 2 | 157.5 | 3 | 153.5 | 11 | 145.4 | 5051826009222 |  |  | FALSE | FALSE | TRUE | FALSE | FALSE | Not Applicable | IIb | CE | FALSE |  | Cross Hills, Keighley | United Kingdom | United States
0110452 | Maxtec | R140P02 |  |  | Maxtec | Maxtec Oxygen sensor MAX-550E | OEM Part Number: R140P02, Output Connector: Stereo phone jack, 3.5 mm, Sensor Output: 10 - 15 mV, Sensor Life: 5 years, Response Time: 14 /- 2 s<br /> | EA | EACH | 1 | 109.3 | 109.3 | 2024-02-16 | 31/05/2024 (or notice +30 days whichever is sooner) | LISTPRICE20240216CH | FYZ | S | 20 | 2 | 106.6 | 3 | 103.9 | 11 | 98.4 | 817770020363 |  |  | FALSE | FALSE | TRUE | FALSE | FALSE | Not Applicable | IIb | CE | FALSE |  | Cross Hills, Keighley | United Kingdom | United States
0110453 | Maxtec | R125P97 |  |  | Maxtec | Maxtec Oxygen sensor MAX-250MS |  | EA | EACH | 1 | 98.3 | 98.3 | 2024-02-16 | 31/05/2024 (or notice +30 days whichever is sooner) | LISTPRICE20240216CH | FYZ | S | 20 | 2 | 95.9 | 3 | 93.4 | 11 | 88.5 | (01)00817770021582 |  |  | FALSE | FALSE | TRUE | FALSE | FALSE | Not Applicable | IIb | CE | FALSE |  | Cross Hills, Keighley | United Kingdom | United States
0110454 | Maxtec | R140P02-001 |  |  | Maxtec | Maxtec Oxygen Sensor MAX-500E with Flow Diverter | For use with MaxBlend range of blenders. Maxtec part number: R140P02-001. It is supplied complete with a special flow diverter which is narrower in diameter and has a small bleed hole (0120086). | EA | EACH | 1 | 136.8 | 136.8 | 2024-02-16 | 31/05/2024 (or notice +30 days whichever is sooner) | LISTPRICE20240216CH | FYZ | S | 20 | 2 | 133.4 | 3 | 130 | 11 | 123.2 | 817770020523 |  |  | FALSE | FALSE | TRUE | FALSE | FALSE | Not Applicable | IIb | CE | FALSE |  | Cross Hills, Keighley | United Kingdom | United States
0110460 | Maxtec | R109P09 |  |  | Maxtec | Maxtec Oxygen Sensor MAX-7 |  | EA | EACH | 1 | 112.8 | 112.8 | 2024-02-16 | 31/05/2024 (or notice +30 days whichever is sooner) | LISTPRICE20240216CH | FYZ | S | 20 | 2 | 110 | 3 | 107.2 | 11 | 101.6 | 5051826026977 |  |  | FALSE | FALSE | TRUE | FALSE | FALSE | Not Applicable | IIb | CE | FALSE |  | Cross Hills, Keighley | United Kingdom | United States
0110461 | Maxtec | R109P13 |  |  | Maxtec | Maxtec Oxygen Sensor MAX-7L | OEM Part Number: R109P13, Output Connector: Phone jack, 3.5 mm, Sensor Output: 3.5 - 7.5 mV, Sensor Life: &#8805; 1,000,000 % oxygen hours, Response Time: &#8804; 12 s<br /> | EA | EACH | 1 | 112.8 | 112.8 | 2024-02-16 | 31/05/2024 (or notice +30 days whichever is sooner) | LISTPRICE20240216CH | FYZ | S | 20 | 2 | 110 | 3 | 107.2 | 11 | 101.6 | 5051826026984 |  |  | FALSE | FALSE | TRUE | FALSE | FALSE | Not Applicable | IIb | CE | FALSE |  | Cross Hills, Keighley | United Kingdom | United States
0110462 | Maxtec | R109P48 |  |  | Maxtec | Maxtec Oxygen Sensor MAX-12A |  | EA | EACH | 1 | 103.7 | 103.7 | 2024-02-16 | 31/05/2024 (or notice +30 days whichever is sooner) | LISTPRICE20240216CH | FYZ | S | 20 | 2 | 101.2 | 3 | 98.6 | 11 | 93.4 | 817770020066 |  |  | FALSE | FALSE | TRUE | FALSE | FALSE | Not Applicable | IIb | CE | FALSE |  | Cross Hills, Keighley | United Kingdom | United States
0110463 | Maxtec | R115P01 |  |  | Maxtec | Maxtec Oxygen Sensor MAX-13C |  | EA | EACH | 1 | 103.7 | 103.7 | 2024-02-16 | 31/05/2024 (or notice +30 days whichever is sooner) | LISTPRICE20240216CH | FYZ | S | 20 | 2 | 101.2 | 3 | 98.6 | 11 | 93.4 | 5051826027004 |  |  | FALSE | FALSE | TRUE | FALSE | FALSE | Not Applicable | IIb | CE | FALSE |  | Cross Hills, Keighley | United Kingdom | United States
0110464 | Maxtec | R116P06 |  |  | Maxtec | Maxtec Oxygen Sensor MAX-23 |  | EA | EACH | 1 | 120.4 | 120.4 | 2024-02-16 | 31/05/2024 (or notice +30 days whichever is sooner) | LISTPRICE20240216CH | FYZ | S | 20 | 2 | 117.4 | 3 | 114.4 | 11 | 108.4 | 5051826027011 |  |  | FALSE | FALSE | TRUE | FALSE | FALSE | Not Applicable | IIb | CE | FALSE |  | Cross Hills, Keighley | United Kingdom | United States
0110465 | Maxtec | R109P15 |  |  | Maxtec | Maxtec Oxygen Sensor MAX-24 | OEM Part Number: R109P15, Output Connector: AMP plug, 2 pin, Sensor Output: 8.5 - 11.5 mV, Sensor Life: &#8805; 500,000 % oxygen hours, Response Time: &#8804; 12 s<br /> | EA | EACH | 1 | 120.4 | 120.4 | 2024-02-16 | 31/05/2024 (or notice +30 days whichever is sooner) | LISTPRICE20240216CH | FYZ | S | 20 | 2 | 117.4 | 3 | 114.4 | 11 | 108.4 | 5051826009239 |  |  | FALSE | FALSE | FALSE | FALSE | FALSE | Not Applicable | IIb | CE | FALSE |  | Cross Hills, Keighley | United Kingdom | United States
0110466 | Maxtec | R100P51-002 |  |  | Maxtec | Maxtec Oxygen Sensor MAX-25 |  | EA | EACH | 1 | 120.4 | 120.4 | 2024-02-16 | 31/05/2024 (or notice +30 days whichever is sooner) | LISTPRICE20240216CH | FYZ | S | 20 | 2 | 117.4 | 3 | 114.4 | 11 | 108.4 | 5051826027028 |  |  | FALSE | FALSE | TRUE | FALSE | FALSE | Not Applicable | IIb | CE | FALSE |  | Cross Hills, Keighley | United Kingdom | United States
0110467 | Maxtec | R115P61 |  |  | Maxtec | Maxtec Lead-free Oxygen sensor MAX-15LF |  | EA | EACH | 1 | 222.5 | 222.5 | 2024-02-16 | 31/05/2024 (or notice +30 days whichever is sooner) | LISTPRICE20240216CH | FYZ | S | 20 | 2 | 217 | 3 | 211.4 | 11 | 200.3 | 817770020110 |  |  | FALSE | FALSE | TRUE | FALSE | FALSE | Not Applicable | IIb | CE | FALSE |  | Cross Hills, Keighley | United Kingdom | United States
0110524 | Maxell Ltd. | KE-25 (unterminated) |  |  | Maxell | Maxell Oxygen sensor KE-25 - Unterminated | Output Connector: Lead wires - unterminated, Inlet Connector: Hexagon moulding, Sensor Output: 10.0 - 15.5 mV, Sensor Life: 5 years, Response Time: 14 /- 2 s<br /> | EA | EACH | 1 | 60 | 60 | 2024-02-16 | 31/05/2024 (or notice +30 days whichever is sooner) | LISTPRICE20240216CH | FYZ | S | 20 | 2 | 57 | 3 | 54 | 11 | 51 | 5051826009253 |  |  | FALSE | FALSE | FALSE | FALSE | FALSE | Not Applicable | IIb |  | FALSE |  | Cross Hills, Keighley | United Kingdom | Japan
0110525 | Maxell Ltd. | KE-25 |  |  | Maxell | Maxell Oxygen sensor KE-25 | OEM Part Number: C79451-A3458-B55, Inlet Connector: Hexagon moulding, Output Connector: 2 pole socket, 1 mm, Sensor Output: 10.0 - 15.5 mV, Sensor Life: 5 years, Response Time: 14 /- 2 s<br /> | EA | EACH | 1 | 65 | 65 | 2024-02-16 | 31/05/2024 (or notice +30 days whichever is sooner) | LISTPRICE20240216CH | FYZ | S | 20 | 2 | 61.75 | 3 | 58.5 | 11 | 55.25 | 5051826000847 |  |  | FALSE | FALSE | FALSE | FALSE | FALSE | Not Applicable | IIb |  | FALSE |  | Cross Hills, Keighley | United Kingdom | Japan
0110529 | Maxell Ltd. | KE-25F1 |  |  | Maxell | Maxell Oxygen Sensor KE-25F1 - Unterminated | Output Connector: Unterminated, Inlet Connector: Hexagon moulding, Sensor Output: 10.0 - 15.5 mV, Sensor Life: 5 years, Response Time: 14 /- 2 s | EA | EACH | 1 | 90 | 90 | 2024-02-16 | 31/05/2024 (or notice +30 days whichever is sooner) | LISTPRICE20240216CH | FYZ | S | 20 | 2 | 85.5 | 3 | 81 | 11 | 76.5 | 5051826009260 |  |  | FALSE | FALSE | FALSE | FALSE | FALSE | Not Applicable | IIb |  | FALSE |  | Cross Hills, Keighley | United Kingdom | Japan
0110534 | Maxell Ltd. | KE-25F3 |  |  | Maxell | Maxell Oxygen Sensor KE-25F3 - Unterminated | Output Connector: Unterminated, Inlet Connector: Threaded, M16 x 1 mm, Sensor Output: 10.0 - 15.5 mV, Sensor Life: 5 years, Response Time: 14 /2 2 s | EA | EACH | 1 | 78 | 78 | 2024-02-16 | 31/05/2024 (or notice +30 days whichever is sooner) | LISTPRICE20240216CH | FYZ | S | 20 | 2 | 74.1 | 3 | 70.2 | 11 | 66.3 | 5051826009277 |  |  | FALSE | FALSE | FALSE | FALSE | FALSE | Not Applicable | IIb |  | FALSE |  | Cross Hills, Keighley | United Kingdom | Japan
0110539 | Maxell Ltd. | KE-25F4 |  |  | Maxell | Maxell Oxygen Sensor KE-25F4 - Unterminated | Output Connector: Unterminated, Inlet Connector: O Ring, 16 mm, Sensor Output: 10.0 - 15.5 mV, Sensor Life: 5 years, Response Time: 14 /-2 s<br /> | EA | EACH | 1 | 95 | 95 | 2024-02-16 | 31/05/2024 (or notice +30 days whichever is sooner) | LISTPRICE20240216CH | FYZ | S | 20 | 2 | 90.25 | 3 | 85.5 | 11 | 80.75 | 5051826009284 |  |  | FALSE | FALSE | FALSE | FALSE | FALSE | Not Applicable | IIb |  | FALSE |  | Cross Hills, Keighley | United Kingdom | Japan
0110544 | Maxell Ltd. | KE-50 |  |  | Maxell | Maxell Oxygen Sensor KE-50 - Unterminated | Output Connector: Unterminated, Inlet Connector: Hexagon moulding, Sensor Output: 47 - 65 mV, Sensor Life: 5 years, Response Time: 60 /- 5 s | EA | EACH | 1 | 95 | 95 | 2024-02-16 | 31/05/2024 (or notice +30 days whichever is sooner) | LISTPRICE20240216CH | FYZ | S | 20 | 2 | 90.25 | 3 | 85.5 | 11 | 80.75 | 5051826009291 |  |  | FALSE | FALSE | FALSE | FALSE | FALSE | Not Applicable | IIb |  | FALSE |  | Cross Hills, Keighley | United Kingdom | Japan
0110550 | Maxell Ltd. | SK-25F |  |  | GS Yuasa | GS Yuasa Oxygen Sensor SK-25F | Output Connector: Locating Pins, 3, Sensor Output: 5.5 - 8.5 mV, Sensor Life: 3 years, Response Time: &#8804; 15 s | EA | EACH | 1 | 115 | 115 | 2024-02-16 | 31/05/2024 (or notice +30 days whichever is sooner) | LISTPRICE20240216CH | FYZ | S | 20 | 2 | 109.25 | 3 | 103.5 | 11 | 97.75 | 5051826009307 |  |  | FALSE | FALSE | FALSE | FALSE | FALSE | Not Applicable | IIb |  | FALSE |  | Cross Hills, Keighley | United Kingdom | Japan
0110560 | Envitec | E01-00-0114 |  |  | OOM | Envitec Oxygen sensor OOM111 | Output Connector: Phone jack, 0.141&#34;, Sensor Output: 11 - 13 mV, Sensor Life: &#8805; 1,000,000 % oxygen hours, Response Time: < 12 seconds, for use with Envitec: OxiQuant MC and MySign O | EA | EACH | 1 | 72 | 72 | 2024-02-16 | 31/05/2024 (or notice +30 days whichever is sooner) | LISTPRICE20240216CH | FYZ | S | 20 | 2 | 68.4 | 3 | 64.8 | 11 | 61.2 | 4036616000307 |  |  | FALSE | FALSE | TRUE | FALSE | FALSE | Not Applicable | IIb | CE | FALSE |  | Cross Hills, Keighley | United Kingdom | E.U.
0110579 | Envitec | E1002178 |  |  | Envitec | Envitec Oxygen sensor OOM113 |  | EA | EACH | 1 | 45 | 45 | 2024-02-16 | 31/05/2024 (or notice +30 days whichever is sooner) | LISTPRICE20240216CH | FYZ | S | 20 | 2 | 42.75 | 3 | 40.5 | 11 | 38.25 | (01)04036616010122 |  |  | FALSE | FALSE | TRUE | FALSE | FALSE | Not Applicable | IIb | CE | FALSE |  | Cross Hills, Keighley | United Kingdom | E.U.
0110660 | Envitec | E01-00-0095 |  |  | OOI | Envitec Oxygen sensor OOI103 | OEM Part Number: 01-00-0095, Output Connector: Slip rings, 4, Sensor Output: 9 - 15 mV, Sensor Life: &#8805; 500,000 % oxygen hours, Response Time: < 13 s, for use with Envitec OxiQuant S | EA | EACH | 1 | 72 | 72 | 2024-02-16 | 31/05/2024 (or notice +30 days whichever is sooner) | LISTPRICE20240216CH | FYZ | S | 20 | 2 | 68.4 | 3 | 64.8 | 11 | 61.2 | 4036616004763 |  |  | FALSE | FALSE | TRUE | FALSE | FALSE | Not Applicable | IIb | CE | FALSE |  | Cross Hills, Keighley | United Kingdom | E.U.
0110700 | IT Gambert | R229P03-002 |  |  | IT Gambert | IT Gambert Lead-free Oxygen sensor MLF-03 |  | EA | EACH | 1 | 96 | 96 | 2024-02-16 | 31/05/2024 (or notice +30 days whichever is sooner) | LISTPRICE20240216CH | FYZ | S | 20 | 2 | 91.2 | 3 | 86.4 | 11 | 81.6 | 4250320600848 |  |  | FALSE | FALSE | TRUE | FALSE | FALSE | Not Applicable | IIb | CE | FALSE |  | Cross Hills, Keighley | United Kingdom | E.U.
0110701 | IT Gambert | R229P01- |  |  | IT Gambert | IT Gambert Lead-free Oxygen sensor MLF-04 |  | EA | EACH | 1 | 96 | 96 | 2024-02-16 | 31/05/2024 (or notice +30 days whichever is sooner) | LISTPRICE20240216CH | FYZ | S | 20 | 2 | 91.2 | 3 | 86.4 | 11 | 81.6 | 4250320600855 |  |  | FALSE | FALSE | TRUE | FALSE | FALSE | Not Applicable | IIb | CE | FALSE |  | Cross Hills, Keighley | United Kingdom | E.U.
0110702 | IT Gambert | R229P02-004 |  |  | IT Gambert | IT Gambert Lead-free Oxygen sensor MLF-12A |  | EA | EACH | 1 | 96 | 96 | 2024-02-16 | 31/05/2024 (or notice +30 days whichever is sooner) | LISTPRICE20240216CH | FYZ | S | 20 | 2 | 91.2 | 3 | 86.4 | 11 | 81.6 |  |  |  | FALSE | FALSE | TRUE | FALSE | FALSE | Not Applicable | IIb | CE | FALSE |  | Cross Hills, Keighley | United Kingdom | E.U.
0110703 | IT Gambert | R211P38 |  |  | IT Gambert | IT Gambert Lead-free Oxygen sensor MLF-15 |  | EA | EACH | 1 | 96 | 96 | 2024-02-16 | 31/05/2024 (or notice +30 days whichever is sooner) | LISTPRICE20240216CH | FYZ | S | 20 | 2 | 91.2 | 3 | 86.4 | 11 | 81.6 | 4250320600794 |  |  | FALSE | FALSE | TRUE | FALSE | FALSE | Not Applicable | IIb | CE | FALSE |  | Cross Hills, Keighley | United Kingdom | E.U.
0110704 | IT Gambert | R100P22 |  |  | IT Gambert | IT Gambert Lead-free Oxygen sensor MLF-16 |  | EA | EACH | 1 | 96 | 96 | 2024-02-16 | 31/05/2024 (or notice +30 days whichever is sooner) | LISTPRICE20240216CH | FYZ | S | 20 | 2 | 91.2 | 3 | 86.4 | 11 | 81.6 | 4250320600725 |  |  | FALSE | FALSE | TRUE | FALSE | FALSE | Not Applicable | IIb | CE | FALSE |  | Cross Hills, Keighley | United Kingdom | E.U.
0110705 | IT Gambert | RP05P07 |  |  | IT Gambert | IT Gambert Lead-free Oxygen sensor MLF-19 |  | EA | EACH | 1 | 96 | 96 | 2024-02-16 | 31/05/2024 (or notice +30 days whichever is sooner) | LISTPRICE20240216CH | FYZ | S | 20 | 2 | 91.2 | 3 | 86.4 | 11 | 81.6 | 4250320600671 |  |  | FALSE | FALSE | TRUE | FALSE | FALSE | Not Applicable | IIb | CE | FALSE |  | Cross Hills, Keighley | United Kingdom | E.U.
0110706 | IT Gambert | RP05P09 |  |  | IT Gambert | IT Gambert Lead-free Oxygen sensor MLF-43 |  | EA | EACH | 1 | 110 | 110 | 2024-02-16 | 31/05/2024 (or notice +30 days whichever is sooner) | LISTPRICE20240216CH | FYZ | S | 20 | 2 | 104.5 | 3 | 99 | 11 | 93.5 |  |  |  | FALSE | FALSE | TRUE | FALSE | FALSE | Not Applicable | IIb | CE | FALSE |  | Cross Hills, Keighley | United Kingdom | E.U.
0110707 | IT Gambert | R219P31 |  |  | IT Gambert | IT Gambert Lead-free Oxygen sensor MLF-60HC |  | EA | EACH | 1 | 96 | 96 | 2024-02-16 | 31/05/2024 (or notice +30 days whichever is sooner) | LISTPRICE20240216CH | FYZ | S | 20 | 2 | 91.2 | 3 | 86.4 | 11 | 81.6 | 4250320600626 |  |  | FALSE | FALSE | TRUE | FALSE | FALSE | Not Applicable | IIb | CE | FALSE |  | Cross Hills, Keighley | United Kingdom | E.U.
0110708 | IT Gambert | R219P31-001 |  |  | IT Gambert | IT Gambert Lead-free Oxygen sensor MLF-650 |  | EA | EACH | 1 | 153 | 153 | 2024-02-16 | 31/05/2024 (or notice +30 days whichever is sooner) | LISTPRICE20240216CH | FYZ | S | 20 | 2 | 145.35 | 3 | 137.7 | 11 | 130.05 | 4250320600701 |  |  | FALSE | FALSE | TRUE | FALSE | FALSE | Not Applicable | IIb | CE | FALSE |  | Cross Hills, Keighley | United Kingdom | E.U.
0110709 | IT Gambert | R219P31-001 |  |  | IT Gambert | IT Gambert Lead-free Oxygen sensor MLF-350 |  | EA | EACH | 1 | 218.5 | 218.5 | 2024-02-16 | 31/05/2024 (or notice +30 days whichever is sooner) | LISTPRICE20240216CH | FYZ | S | 20 | 2 | 207.58 | 3 | 196.65 | 11 | 185.73 | 4250320600763 |  |  | FALSE | FALSE | TRUE | FALSE | FALSE | Not Applicable | IIb | CE | FALSE |  | Cross Hills, Keighley | United Kingdom | E.U.
0110710 | IT Gambert | R219P32 |  |  | IT Gambert | IT Gambert Lead-free Oxygen Sensor MLF-16D |  | EA | EACH | 1 | 118.5 | 118.5 | 2024-02-16 | 31/05/2024 (or notice +30 days whichever is sooner) | LISTPRICE20240216CH | FYZ | S | 20 | 2 | 112.58 | 3 | 106.65 | 11 | 100.73 |  |  |  | FALSE | FALSE | TRUE | FALSE | FALSE | Not Applicable | IIb | CE | FALSE |  | Cross Hills, Keighley | United Kingdom | E.U.
0110800 | Envitec | E1002523 |  |  | Envitec | Envitec Lead-free Oxygen Sensor OOMLF102 |  | EA | EACH | 1 | 55 | 55 | 2024-02-16 | 31/05/2024 (or notice +30 days whichever is sooner) | LISTPRICE20240216CH | FYZ | S | 20 | 2 | 52.25 | 3 | 49.5 | 11 | 46.75 | 4036616010788 |  |  | FALSE | FALSE | TRUE | FALSE | FALSE | Not Applicable | IIb | CE | FALSE |  | Cross Hills, Keighley | United Kingdom | E.U.
0110801 | Envitec | E1002532 |  |  | Envitec | Envitec Lead-free Oxygen Sensor OOMLF102-1 |  | EA | EACH | 1 | 55 | 55 | 2024-02-16 | 31/05/2024 (or notice +30 days whichever is sooner) | LISTPRICE20240216CH | FYZ | S | 20 | 2 | 52.25 | 3 | 49.5 | 11 | 46.75 | (01)04036616010795 |  |  | FALSE | FALSE | TRUE | FALSE | FALSE | Not Applicable | IIb | CE | FALSE |  | Cross Hills, Keighley | United Kingdom | E.U.
0110802 | Envitec | E1002582 |  |  | Envitec | Envitec Lead-free Oxygen Sensor OOMLF106 |  | EA | EACH | 1 | 55 | 55 | 2024-02-16 | 31/05/2024 (or notice +30 days whichever is sooner) | LISTPRICE20240216CH | FYZ | S | 20 | 2 | 52.25 | 3 | 49.5 | 11 | 46.75 |  |  |  | FALSE | FALSE | TRUE | FALSE | FALSE | Not Applicable | IIb | CE | FALSE |  | Cross Hills, Keighley | United Kingdom | E.U.
0110803 | Envitec | E1002536 |  |  | Envitec | Envitec Lead-free Oxygen Sensor OOMLF110 |  | EA | EACH | 1 | 70 | 70 | 2024-02-16 | 31/05/2024 (or notice +30 days whichever is sooner) | LISTPRICE20240216CH | FYZ | S | 20 | 2 | 66.5 | 3 | 63 | 11 | 59.5 | (01)04036616010832 |  |  | FALSE | FALSE | TRUE | FALSE | FALSE | Not Applicable | IIb | CE | FALSE |  | Cross Hills, Keighley | United Kingdom | E.U.
0110804 | Envitec | E1002537 |  |  | Envitec | Envitec Lead-free Oxygen Sensor OOMLF111 |  | EA | EACH | 1 | 85 | 85 | 2024-02-16 | 31/05/2024 (or notice +30 days whichever is sooner) | LISTPRICE20240216CH | FYZ | S | 20 | 2 | 80.75 | 3 | 76.55 | 11 | 72.25 | (01)04036616010849 |  |  | FALSE | FALSE | TRUE | FALSE | FALSE | Not Applicable | IIb | CE | FALSE |  | Cross Hills, Keighley | United Kingdom | E.U.
0110805 | Envitec | E1002539 |  |  | Envitec | Envitec Lead-free Oxygen Sensor OOMLF202 |  | EA | EACH | 1 | 55 | 55 | 2024-02-16 | 31/05/2024 (or notice +30 days whichever is sooner) | LISTPRICE20240216CH | FYZ | S | 20 | 2 | 52.25 | 3 | 49.5 | 11 | 46.75 | 5051826051030 |  |  | FALSE | FALSE | TRUE | FALSE | FALSE | Not Applicable | IIb | CE | FALSE |  | Cross Hills, Keighley | United Kingdom | E.U.
0110806 | Envitec | E1002540 |  |  | Envitec | Envitec Lead-free Oxygen Sensor OOMLF202-1 |  | EA | EACH | 1 | 55 | 55 | 2024-02-16 | 31/05/2024 (or notice +30 days whichever is sooner) | LISTPRICE20240216CH | FYZ | S | 20 | 2 | 52.25 | 3 | 49.5 | 11 | 46.75 | (01)04036616010870 |  |  | FALSE | FALSE | TRUE | FALSE | FALSE | Not Applicable | IIb | CE | FALSE |  | Cross Hills, Keighley | United Kingdom | E.U.
0110807 | Envitec | E1002606 |  |  | Envitec | Envitec Lead-free Oxygen Sensor OOMLF202-2 |  | EA | EACH | 1 | 55 | 55 | 2024-02-16 | 31/05/2024 (or notice +30 days whichever is sooner) | LISTPRICE20240216CH | FYZ | S | 20 | 2 | 52.25 | 3 | 49.5 | 11 | 46.75 |  |  |  | FALSE | FALSE | TRUE | FALSE | FALSE | Not Applicable | IIb | CE | FALSE |  | Cross Hills, Keighley | United Kingdom | E.U.
0110808 | Envitec | E1002608 |  |  | Envitec | Envitec Lead-free Oxygen Sensor OOMLF202-2S |  | EA | EACH | 1 | 63 | 63 | 2024-02-16 | 31/05/2024 (or notice +30 days whichever is sooner) | LISTPRICE20240216CH | FYZ | S | 20 | 2 | 59.85 | 3 | 56.7 | 11 | 53.55 |  |  |  | FALSE | FALSE | TRUE | FALSE | FALSE | Not Applicable | IIb | CE | FALSE |  | Cross Hills, Keighley | United Kingdom | E.U.
0110809 | Envitec | E1002533 |  |  | Envitec | Envitec Lead-free Oxygen Sensor OOMLF103 |  | EA | EACH | 1 | 63 | 63 | 2024-02-16 | 31/05/2024 (or notice +30 days whichever is sooner) | LISTPRICE20240216CH | FYZ | S | 20 | 2 | 59.85 | 3 | 56.7 | 11 | 53.55 | (01)04036616010801 |  |  | FALSE | FALSE | TRUE | FALSE | FALSE | Not Applicable | IIb | CE | FALSE |  | Cross Hills, Keighley | United Kingdom | E.U.
0110810 | Envitec | E1002534 |  |  | Envitec | Envitec Lead-free Oxygen Sensor OOMLF103-1 |  | EA | EACH | 1 | 63 | 63 | 2024-02-16 | 31/05/2024 (or notice +30 days whichever is sooner) | LISTPRICE20240216CH | FYZ | S | 20 | 2 | 59.85 | 3 | 56.7 | 11 | 53.55 |  |  |  | FALSE | FALSE | TRUE | FALSE | FALSE | Not Applicable | IIb | CE | FALSE |  | Cross Hills, Keighley | United Kingdom | E.U.
0111250 | Maxtec | R218P12-001 |  |  | Handi | Maxtec Oxygen analyser with integral sensor - Handi+ | This analyser is great for spot-checking O2 percentage in hospitals, clinics and in home-care environments. Includes integrated sensor and battery. One-touch calibration. Over-mould for extra protection. Small, convenient and portable. Auto-off. Disposable at end of sensor life. | EA | EACH | 1 | 193 | 193 | 2024-02-16 | 31/05/2024 (or notice +30 days whichever is sooner) | LISTPRICE20240216CH | FJA | S | 20 | [6 empty] | 817770020707 |  |  | FALSE | FALSE | TRUE | FALSE | FALSE | Not Applicable | IIb | CE | FALSE |  | Cross Hills, Keighley | United Kingdom | United States
0111260 | Maxtec | R217P62 |  |  | MaxO2 | Maxtec Oxygen analyser with internal sensor - MaxO2 A | The MAXO2+A analyser is ideal for checking oxygen percent accuracy in concentrators. Long Battery Life (Approximately 5,000 hours on 2 x AA batteries). Ergonomic Handheld Design. Impact resistant and drip proof. Large LCD with 3 digit display. | EA | EACH | 1 | 372 | 372 | 2024-02-16 | 31/05/2024 (or notice +30 days whichever is sooner) | LISTPRICE20240216CH | FJA | S | 20 | [6 empty] | 853061006982 |  |  | FALSE | FALSE | TRUE | FALSE | FALSE | Not Applicable | IIb | CE | FALSE |  | Cross Hills, Keighley | United Kingdom | United States
0111261 | Maxtec | R217P62 |  |  | MaxO2 | Maxtec Oxygen analyser with external sensor - MaxO2 AE | The MaxO2 AE is best used anywhere an in-line analyser is needed, when alarms are deemed important. It is especially useful in conjunction with older ventilators or oscillators. Long Battery Life (Approximately 5,000 hours on 2 x AA batteries). Ergonomic Handheld Design. Impact resistant and drip proof. Large LCD with 3 digit display.<br /> | EA | EACH | 1 | 384 | 384 | 2024-02-16 | 31/05/2024 (or notice +30 days whichever is sooner) | LISTPRICE20240216CH | FJA | S | 20 | [6 empty] | 853061006937 |  |  | FALSE | FALSE | TRUE | FALSE | FALSE | Not Applicable | IIb | CE | FALSE |  | Cross Hills, Keighley | United Kingdom | United States
0111263 | Maxtec | R230P01-001 |  |  | Maxtec | Maxtec Oxygen Monitor - MaxO2 ME | The MaxO2 ME Oxygen Monitor is an easy-to-use low maintenance monitor. Features include: back lit LCD, smart alarms, DC power port, protective overmould, built-in kickstand, built in dovetail and extended battery life. | EA | EACH | 1 | 604 | 604 | 2024-02-16 | 31/05/2024 (or notice +30 days whichever is sooner) | LISTPRICE20240216CH | FJA | S | 20 | [6 empty] | 853061006302 |  |  | FALSE | FALSE | TRUE | FALSE | FALSE | Not Applicable | IIb | CE | FALSE |  | Cross Hills, Keighley | United Kingdom | United States
0111265 | Maxtec | R221P11-001 |  |  | UltraMax | Maxtec Oxygen Analyser - UltraMaxO2 |  | EA | EACH | 1 | 598 | 598 | 2024-02-16 | 31/05/2024 (or notice +30 days whichever is sooner) | LISTPRICE20240216CH | FJA | S | 20 | [6 empty] | 817770020936 |  |  | FALSE | FALSE | TRUE | FALSE | FALSE | Not Applicable | IIb | CE | FALSE |  | Cross Hills, Keighley | United Kingdom | United States
0111276 | Envitec | E1001825 |  |  | MySign | Envitec MySign O Oxygen Monitor | Including standard accessories: OOM111 oxygen sensor, USB cable, T-adapter, flow diverter | EA | EACH | 1 | 347 | 347 | 2024-02-16 | 31/05/2024 (or notice +30 days whichever is sooner) | LISTPRICE20240216CH | FJA | S | 20 | [6 empty] | 4036616009324 |  |  | FALSE | FALSE | TRUE | FALSE | FALSE | Not Applicable | IIb | CE | FALSE |  | Cross Hills, Keighley | United Kingdom | E.U.
0111277 | Envitec | E1001825 |  |  | MySign | Envitec MySign O Oxygen Monitor Kit | Including standard accessories: OOM111 oxygen sensor, USB cable, T-adapter, flow diverter plus mains power supply with adapter (UK/EU/USA) | EA | EACH | 1 | 394.85 | 394.85 | 2024-02-16 | 31/05/2024 (or notice +30 days whichever is sooner) | LISTPRICE20240216CH | FJA | S | 20 | [6 empty] | 4036616009324 |  |  | FALSE | FALSE | TRUE | FALSE | FALSE | Not Applicable | IIb | CE | FALSE |  | Cross Hills, Keighley | United Kingdom | E.U.
0120092 | Envitec | E01-002173 |  |  | Viamed | Oxygen Sensor Flow Diverter 15 mm - White |  | EA | EACH | 1 | 4 | 4 | 2024-02-16 | 31/05/2024 (or notice +30 days whichever is sooner) | LISTPRICE20240216CH | FDO | S | 20 | [6 empty] | 5051826009543 |  |  | FALSE | FALSE | FALSE | FALSE | FALSE | Not Applicable | IIb |  | FALSE |  | Cross Hills, Keighley | United Kingdom | E.U.
0120093 | Envitec | E01-002173 |  |  | Viamed | Oxygen Sensor Flow Diverter 15 mm - Clear | Pack of 10 | PK | PACK | Pack (10) | 27.85 | 27.85 | 2024-02-16 | 31/05/2024 (or notice +30 days whichever is sooner) | LISTPRICE20240216CH | FDO | S | 20 | [6 empty] | 4036616009140 |  |  | FALSE | FALSE | FALSE | FALSE | FALSE | Not Applicable | IIb |  | FALSE |  | Cross Hills, Keighley | United Kingdom | E.U.
0120095 | Maxtec | R110P10-001 |  |  | Maxtec | Oxygen Sensor Flow Diverter 15 mm |  | EA | EACH | 1 | 8.5 | 8.5 | 2024-02-16 | 31/05/2024 (or notice +30 days whichever is sooner) | LISTPRICE20240216CH | FDO | S | 20 | [6 empty] | 5051826027080 |  |  | FALSE | FALSE | FALSE | FALSE | FALSE | Not Applicable | IIb |  | FALSE |  | Cross Hills, Keighley | United Kingdom | United States
0120099 | Teledyne | B-47967 |  |  | Teledyne | Oxygen sensor flow diverter | Includes O ring. M16 thread to 15mm O.D. - Allows insertion into a T-adapter with a 15mm I.D. port<br /> | EA | EACH | 1 | 5 | 5 | 2024-02-16 | 31/05/2024 (or notice +30 days whichever is sooner) | LISTPRICE20240216CH | FDO | S | 20 | [6 empty] | 5051826001486 |  |  | FALSE | FALSE | FALSE | FALSE | FALSE | Not Applicable | IIb |  | FALSE |  | Cross Hills, Keighley | United Kingdom | United States
0120101 | Teledyne | A51589 |  |  | Teledyne | Oxygen sensor adapter cap 22 mm I.D. - Female | M16 thread to 22 mm I.D. | EA | EACH | 1 | 3.5 | 3.5 | 2024-02-16 | 31/05/2024 (or notice +30 days whichever is sooner) | LISTPRICE20240216CH | FDO | S | 20 | [6 empty] | 5051826001509 |  |  | FALSE | FALSE | FALSE | FALSE | FALSE | Not Applicable | IIb |  | FALSE |  | Cross Hills, Keighley | United Kingdom | U.S.A.
0120102 | Teledyne | A51588 |  |  | Teledyne | Oxygen sensor adapter cap 22 mm O.D. - Male | M16 thread to 22 mm O.D.<br /> | EA | EACH | 1 | 3.5 | 3.5 | 2024-02-16 | 31/05/2024 (or notice +30 days whichever is sooner) | LISTPRICE20240216CH | FDO | S | 20 | [6 empty] | 5051826001516 |  |  | FALSE | FALSE | FALSE | FALSE | FALSE | Not Applicable | IIb |  | FALSE |  | Cross Hills, Keighley | United Kingdom | U.S.A.
0120103 | Teledyne | 1802 A284 |  |  | Teledyne | T Adapter 15 mm Paediatric circuits | 15 mm I.D. - 15 mm O.D., T 15 mm I.D.<br /> | EA | EACH | 1 | 1.95 | 1.95 | 2024-02-16 | 31/05/2024 (or notice +30 days whichever is sooner) | LISTPRICE20240216CH | FDO | S | 20 | [6 empty] | 5030267055104 |  |  | FALSE | FALSE | FALSE | FALSE | FALSE | Not Applicable |  | CE | FALSE |  | Cross Hills, Keighley | United Kingdom | U.S.A.
0120120 | Maxtec | R207P17 |  |  | Maxtec | Oxygen concentrator Adapter | Screws directly onto sensors such as R-17MED. Tapered inlet. For testing outputs of oxygen concentrators. | EA | EACH | 1 | 10.3 | 10.3 | 2024-02-16 | 31/05/2024 (or notice +30 days whichever is sooner) | LISTPRICE20240216CH | FDO | S | 20 | [6 empty] | 5051826001554 |  |  | FALSE | FALSE | FALSE | FALSE | FALSE | Not Applicable | IIb |  | FALSE |  | Cross Hills, Keighley | United Kingdom | U.S.A.
0120124 | Intersurgical | 1968 |  |  | Intersurgical | Connector - 22mm - 6mm Oxygen Stem |  | EA | EACH | 1 | 0.85 | 0.85 | 2024-02-16 | 31/05/2024 (or notice +30 days whichever is sooner) | LISTPRICE20240216CH | FDO | S | 20 | [6 empty] | 5030267057511 |  |  | FALSE | FALSE | FALSE | FALSE | FALSE | Not Applicable |  |  | FALSE |  | Cross Hills, Keighley | United Kingdom | United Kingdom
0120125 | Intersurgical | 1967 |  |  | Intersurgical | Connector 22 mm I.D. - 22 mm I.D. | Colour: Green | EA | EACH | 1 | 1.25 | 1.25 | 2024-02-16 | 31/05/2024 (or notice +30 days whichever is sooner) | LISTPRICE20240216CH | FDO | S | 20 | [6 empty] | 5030267057498 |  |  | FALSE | FALSE | FALSE | FALSE | FALSE | Not Applicable |  | CE | FALSE |  | Cross Hills, Keighley | United Kingdom | United Kingdom
0120126 | Intersurgical | 1969 |  |  | Intersurgical | Connector 15mm I.D./22mm O.D. - 22mm O.D. | Colour: Green | EA | EACH | 1 | 1.3 | 1.3 | 2024-02-16 | 31/05/2024 (or notice +30 days whichever is sooner) | LISTPRICE20240216CH | FDO | S | 20 | [6 empty] | 5051826001561 |  |  | FALSE | FALSE | FALSE | FALSE | FALSE | Not Applicable |  | CE | FALSE |  | Cross Hills, Keighley | United Kingdom | United Kingdom
0120127 | Intersurgical | 1974 |  |  | Intersurgical | Connector 15 mm I.D./22 mm O.D. - 6.5 mm | Tapered. Colour: Green | EA | EACH | 1 | 1.6 | 1.6 | 2024-02-16 | 31/05/2024 (or notice +30 days whichever is sooner) | LISTPRICE20240216CH | FDO | S | 20 | [6 empty] | 5030267057658 |  |  | FALSE | FALSE | FALSE | FALSE | FALSE | Not Applicable |  | CE | FALSE |  | Cross Hills, Keighley | United Kingdom | United Kingdom
0120174 | Intersurgical | 1968 |  |  | Intersurgical | Connector - 22mm - 6mm Oxygen Stem | Box of 50 | BX | BOX | 1 | 42.5 | 42.5 | 2024-02-16 | 31/05/2024 (or notice +30 days whichever is sooner) | LISTPRICE20240216CH | FDO | S | 20 | [6 empty] | 5030267005741 |  |  | FALSE | FALSE | FALSE | FALSE | FALSE | Not Applicable |  |  | FALSE |  | Cross Hills, Keighley | United Kingdom | United Kingdom
0120399 | Envitec | 46-006005 |  |  | Envitec | T adapter. 22mm I.D. - 22mm O.D. | Reusable (non-autoclavable)<br />Pack of 5 | PK | PACK | Pack (5) | 25 | 25 | 2024-02-16 | 31/05/2024 (or notice +30 days whichever is sooner) | LISTPRICE20240216CH | FDO | S | 20 | [6 empty] | 4036616000031 |  |  | FALSE | FALSE | FALSE | FALSE | FALSE | Not Applicable |  |  | FALSE |  | Cross Hills, Keighley | United Kingdom | E.U.
0121180 | Viamed | 0121180 |  |  | Viamed | Viamed V Wall Mount |  | EA | EACH | 1 | 13.9 | 13.9 | 2024-02-16 | 31/05/2024 (or notice +30 days whichever is sooner) | LISTPRICE20240216CH | FJA | S | 20 | [6 empty] | 5051826009796 |  |  | FALSE | FALSE | FALSE | FALSE | FALSE | Not Applicable |  |  | FALSE |  | Cross Hills, Keighley | United Kingdom | United Kingdom
0121181 | Viamed | 0121181 |  |  | Viamed | Viamed V Mount Pole Clamp - Small | Maximum clamping width: 25 mm | EA | EACH | 1 | 36.5 | 36.5 | 2024-02-16 | 31/05/2024 (or notice +30 days whichever is sooner) | LISTPRICE20240216CH | FJA | S | 20 | [6 empty] | 5051826009802 |  |  | FALSE | FALSE | FALSE | FALSE | FALSE | Not Applicable |  |  | FALSE |  | Cross Hills, Keighley | United Kingdom | United Kingdom
0121182 | Viamed | 0121182 |  |  | Viamed | Viamed V Mount Pole Clamp - Large | Clamping width: 16 - 40 mm | EA | EACH | 1 | 39 | 39 | 2024-02-16 | 31/05/2024 (or notice +30 days whichever is sooner) | LISTPRICE20240216CH | FJA | S | 20 | [6 empty] | 5051826009819 |  |  | FALSE | FALSE | FALSE | FALSE | FALSE | Not Applicable |  |  | FALSE |  | Cross Hills, Keighley | United Kingdom | United Kingdom
0121184 | Viamed | 0121184 |  |  | Viamed | Viamed V mount rail clamp | Attaches to most types of medirail. 30 mm (H) x 10 mm (D) medirail <br /> | EA | EACH | 1 | 45.3 | 45.3 | 2024-02-16 | 31/05/2024 (or notice +30 days whichever is sooner) | LISTPRICE20240216CH | FJA | S | 20 | [6 empty] | 5051826009826 |  |  | FALSE | FALSE | FALSE | FALSE | FALSE | Not Applicable |  |  | FALSE |  | Cross Hills, Keighley | United Kingdom | United Kingdom
0121200 | Teledyne | 0121200 |  |  | Viamed | Universal mounting clamp | This universal mounting clamp allows your monitor to be mounted to various rails or poles. The clamp has both vertical and horizontal adjustments, your monitor is mounted to the clamp using the screw thread. | EA | EACH | 1 | 41.7 | 41.7 | 2024-02-16 | 31/05/2024 (or notice +30 days whichever is sooner) | LISTPRICE20240216CH | FJA | S | 20 | [6 empty] | 5051826001738 |  |  | FALSE | FALSE | FALSE | FALSE | FALSE | Not Applicable |  |  | FALSE |  | Cross Hills, Keighley | United Kingdom | U.S.A.
0121203 | Teledyne | B-75554 |  |  | Teledyne | AX/MX300 0-1V DC interface Cable | For use with Teledyne AX300 & MX300 oxygen analysers with analogue output. Length: 1.5m | EA | EACH | 1 | 19.2 | 19.2 | 2024-02-16 | 31/05/2024 (or notice +30 days whichever is sooner) | LISTPRICE20240216CH | FJA | S | 20 | [6 empty] | 5051826001769 |  |  | FALSE | FALSE | FALSE | FALSE | FALSE | Not Applicable | IIb |  | FALSE |  | Cross Hills, Keighley | United Kingdom | U.S.A.
0121204 | Teledyne | B-75555 |  |  | Teledyne | AX/MX300 RS232 interface Cable | For use with Teledyne AX300 & MX300 oxygen analysers with RS232 output. Length: 1.5m | EA | EACH | 1 | 29.45 | 29.45 | 2024-02-16 | 31/05/2024 (or notice +30 days whichever is sooner) | LISTPRICE20240216CH | FJA | S | 20 | [6 empty] | 5051826001776 |  |  | FALSE | FALSE | FALSE | FALSE | FALSE | Not Applicable | IIb |  | FALSE |  | Cross Hills, Keighley | United Kingdom | U.S.A.
0121205 | Teledyne | C53790 |  |  | Teledyne | Calibration assembly | For use with oxygen analysers and monitors to allow calibration in oxygen | EA | EACH | 1 | 12.95 | 12.95 | 2024-02-16 | 31/05/2024 (or notice +30 days whichever is sooner) | LISTPRICE20240216CH | FJA | S | 20 | [6 empty] | 5051826001783 |  |  | FALSE | FALSE | FALSE | FALSE | FALSE | Not Applicable | IIb |  | FALSE |  | Cross Hills, Keighley | United Kingdom | U.S.A.
0121211 | Teledyne | C-74461 |  |  | Teledyne | Battery door for AX300 |  | EA | EACH | 1 | 5 | 5 | 2024-02-16 | 31/05/2024 (or notice +30 days whichever is sooner) | LISTPRICE20240216CH | FDW | S | 20 | [6 empty] | 5051826009932 |  |  | FALSE | FALSE | TRUE | FALSE | FALSE | Not Applicable | IIb |  | FALSE |  | Cross Hills, Keighley | United Kingdom | United States
0121213 | Teledyne | B-74463 |  |  | Teledyne | Mounting plate for AX300 & MX300 |  | EA | EACH | 1 | 7.5 | 7.5 | 2024-02-16 | 31/05/2024 (or notice +30 days whichever is sooner) | LISTPRICE20240216CH | FDW | S | 20 | [6 empty] | 5051826009956 |  |  | FALSE | FALSE | TRUE | FALSE | FALSE | Not Applicable | IIb |  | FALSE |  | Cross Hills, Keighley | United Kingdom | U.S.A.
0121300 | Maxtec | RP76P06 |  |  | Maxtec | Lanyard for use with Maxtec MaxO2 |  | EA | EACH | 1 | 2.5 | 2.5 | 2024-02-16 | 31/05/2024 (or notice +30 days whichever is sooner) | LISTPRICE20240216CH | FJK | S | 20 | [6 empty] | 5051826047767 |  |  | FALSE | FALSE | TRUE | FALSE | FALSE | Not Applicable | IIb |  | FALSE |  | Cross Hills, Keighley | United Kingdom | U.S.A.
0121301 | Maxtec | R217P22 |  |  | Maxtec | Belt Clip & Pin Assembly for use with Maxtec MAXO2 | for use with MAXO2 | EA | EACH | 1 | 8.5 | 8.5 | 2024-02-16 | 31/05/2024 (or notice +30 days whichever is sooner) | LISTPRICE20240216CH | FJK | S | 20 | [6 empty] | 5051826010044 |  |  | FALSE | FALSE | TRUE | FALSE | FALSE | Not Applicable | IIb |  | FALSE |  | Cross Hills, Keighley | United Kingdom | U.S.A.
0121302 | Maxtec | R217P23 |  |  | Maxtec | V mount assembly for use with Maxtec MAXO2 |  | EA | EACH | 1 | 16.1 | 16.1 | 2024-02-16 | 31/05/2024 (or notice +30 days whichever is sooner) | LISTPRICE20240216CH | FJK | S | 20 | [6 empty] | 5051826010051 |  |  | FALSE | FALSE | TRUE | FALSE | FALSE | Not Applicable | IIb |  | FALSE |  | Cross Hills, Keighley | United Kingdom | U.S.A.
0121350 | Envitec | E1001778 |  |  | MySign O | Envitec MySign O Oxygen Sensor Cable |  | EA | EACH | 1 | 40.6 | 40.6 | 2024-02-16 | 31/05/2024 (or notice +30 days whichever is sooner) | LISTPRICE20240216CH | FJA | S | 20 | [6 empty] | 1 |  |  | FALSE | FALSE | FALSE | FALSE | FALSE | Not Applicable | IIb |  | FALSE |  | Cross Hills, Keighley | United Kingdom | E.U.
0121351 | Envitec | E1001801 |  |  | MySign | Envitec MySign O Clamp |  | EA | EACH | 1 | 117.5 | 117.5 | 2024-02-16 | 31/05/2024 (or notice +30 days whichever is sooner) | LISTPRICE20240216CH | FJA | S | 20 | [6 empty] | (01)0403661601443 |  |  | FALSE | FALSE | FALSE | FALSE | FALSE | Not Applicable | IIb | CE | FALSE |  | Cross Hills, Keighley | United Kingdom | E.U.
0121352 | Envitec | E1001829 |  |  | MySign | Envitec MySign O Mains Power Supply | including UK/EU/USA/JPN adapters | EA | EACH | 1 | 47.85 | 47.85 | 2024-02-16 | 31/05/2024 (or notice +30 days whichever is sooner) | LISTPRICE20240216CH | FJA | S | 20 | [6 empty] | 4013674021987 |  |  | FALSE | FALSE | FALSE | FALSE | FALSE | Not Applicable | IIb |  | FALSE |  | Cross Hills, Keighley | United Kingdom | China
0121353 | Envitec | E1001815 |  |  | MySign | Envitec MySign O USB Data Cable |  | EA | EACH | 1 | 11.3 | 11.3 | 2024-02-16 | 31/05/2024 (or notice +30 days whichever is sooner) | LISTPRICE20240216CH | FJA | S | 20 | [6 empty] | 4049759246464 |  |  | FALSE | FALSE | FALSE | FALSE | FALSE | Not Applicable | IIb |  | FALSE |  | Cross Hills, Keighley | United Kingdom | E.U.
0131201 | Teledyne | C74721 |  |  | Teledyne | Oxygen Sensor Cable Black for use with AX300 MX300 | Coiled cable with straight connectors. | EA | EACH | 1 | 30 | 30 | 2024-02-16 | 31/05/2024 (or notice +30 days whichever is sooner) | LISTPRICE20240216CH | FJA | S | 20 | [6 empty] | 5051826010129 |  |  | FALSE | FALSE | FALSE | FALSE | FALSE | Not Applicable | IIb |  | FALSE |  | Cross Hills, Keighley | United Kingdom | U.S.A.
0131202 | Teledyne | C74721 |  |  | Teledyne | Oxygen Sensor Cable Black for use with AX300 MX300 - Viamed Version | Coiled cable with right angled connectors.<br /> | EA | EACH | 1 | 20 | 20 | 2024-02-16 | 31/05/2024 (or notice +30 days whichever is sooner) | LISTPRICE20240216CH | FJA | S | 20 | [6 empty] | 5051826003152 |  |  | FALSE | FALSE | FALSE | FALSE | FALSE | Not Applicable | IIb |  | FALSE |  | Cross Hills, Keighley | United Kingdom | United Kingdom
0131251 | Maxtec | R212P86 |  |  | Maxtec | Monitor cable kit for use with Maxtec OM-25 Oxygen Monitor |  | EA | EACH | 1 | 35.65 | 35.65 | 2024-02-16 | 31/05/2024 (or notice +30 days whichever is sooner) | LISTPRICE20240216CH | FJA | S | 20 | [6 empty] | 1 |  |  | FALSE | FALSE | FALSE | FALSE | FALSE | Not Applicable | IIb |  | FALSE |  | Cross Hills, Keighley | United Kingdom | U.S.A.
0131700 | Maxtec | R228P16 |  |  | Maxtec | Oxygen Sensor Cable Black | for use with MaxO2 ME, Coiled cable with straight connectors, extendable to 10ft | EA | EACH | 1 | 36.1 | 36.1 | 2024-02-16 | 31/05/2024 (or notice +30 days whichever is sooner) | LISTPRICE20240216CH | FJA | S | 20 | [6 empty] | 5051826047965 |  |  | FALSE | FALSE | FALSE | FALSE | FALSE | Not Applicable | IIb |  | FALSE |  | Cross Hills, Keighley | United Kingdom | U.S.A.
0131701 | Maxtec | R228P10 |  |  | Maxtec | Maxtec MaxO2 ME Kick Stand |  | EA | EACH | 1 | 0.9 | 0.9 | 2024-02-16 | 31/05/2024 (or notice +30 days whichever is sooner) | LISTPRICE20240216CH | FDW | S | 20 | [6 empty] | 5051826047972 |  |  | FALSE | FALSE | FALSE | FALSE | FALSE | Not Applicable | IIb |  | FALSE |  | Cross Hills, Keighley | United Kingdom | U.S.A.
0212009 | Bluepoint Medical | TRRE 01-00-2009 |  |  | 400-AC | Temperature probe - Oesphageal/Rectal - Jack Plug - Neonatal. Autoclavable. | Neonatal, 2mm diameter. Compatible with YSI 400 series. Connector: 6.35mm (1/4 Inch) jack (mono). Cable length: 280cm. Autoclavable. | EA | EACH | 1 | 73 | 73 | 2024-02-16 | 31/05/2024 (or notice +30 days whichever is sooner) | LISTPRICE20240216CH | FJA | S | 20 | [6 empty] | 5051826002346 |  |  | FALSE | FALSE | FALSE | FALSE | FALSE | Universal | IIb | CE | FALSE |  | Cross Hills, Keighley | United Kingdom | E.U.
0212010 | Bluepoint Medical | 1010132010V |  |  | 400-AC | Temperature probe - Oesophageal/Rectal - Jack Plug - Paediatric. Autoclavable. | Paediatric, 3mm diameter. Compatible with YSI 400 series. Connector: 6.35mm (1/4 Inch) jack (mono). Cable length: 280cm. Autoclavable. | EA | EACH | 1 | 59 | 59 | 2024-02-16 | 31/05/2024 (or notice +30 days whichever is sooner) | LISTPRICE20240216CH | FJA | S | 20 | [6 empty] | 5051826001813 |  |  | FALSE | FALSE | FALSE | FALSE | FALSE | Universal |  | CE | FALSE |  | Cross Hills, Keighley | United Kingdom | E.U.
0212011 | Bluepoint Medical | 1010132011V |  |  | 400-AC | Temperature probe - Oesophageal/Rectal - Jack Plug - Adult. Autoclavable. | Adult, 4mm diameter. Compatible with YSI 400 series. Connector: 6.35mm (1/4 Inch) jack (mono). Cable length: 280cm. Autoclavable. | EA | EACH | 1 | 52 | 52 | 2024-02-16 | 31/05/2024 (or notice +30 days whichever is sooner) | LISTPRICE20240216CH | FJA | S | 20 | [6 empty] | 5051826002575 |  |  | FALSE | FALSE | FALSE | FALSE | FALSE | Universal |  | CE | FALSE |  | Cross Hills, Keighley | United Kingdom | E.U.
0212012 | Bluepoint Medical | TRRE 01-00-2012 |  |  | 400-AC | Temperature probe - Oesophageal/Rectal - Right angled jack plug - Neonatal. Autoclavable. | Neonatal, 2mm diameter. Compatible with YSI 400 series. Connector: Right Angled 6.35mm (1/4 Inch) jack (mono). Cable length: 280cm. Autoclavable. | EA | EACH | 1 | 73 | 73 | 2024-02-16 | 31/05/2024 (or notice +30 days whichever is sooner) | LISTPRICE20240216CH | FJA | S | 20 | [6 empty] | 5051826002353 |  |  | FALSE | FALSE | FALSE | FALSE | FALSE | Universal | IIb | CE | FALSE |  | Cross Hills, Keighley | United Kingdom | E.U.
0212013 | Bluepoint Medical | TRRE 01-00-2013 |  |  | 400-AC | Temperature probe - Oesophageal/Rectal - Right angled jack plug Right - Paediatric. Autoclavable. | Paediatric, 3mm diameter. Compatible with YSI 400 series. Connector: Right Angled 6.35mm (1/4 Inch) jack (mono). Cable length: 280cm. Autoclavable. | EA | EACH | 1 | 59 | 59 | 2024-02-16 | 31/05/2024 (or notice +30 days whichever is sooner) | LISTPRICE20240216CH | FJA | S | 20 | [6 empty] | 5051826002360 |  |  | FALSE | FALSE | FALSE | FALSE | FALSE | Universal | IIb | CE | FALSE |  | Cross Hills, Keighley | United Kingdom | E.U.
0212014 | Bluepoint Medical | TRRE 01-00-2014 |  |  | 400-AC | Temperature probe - Oesophageal/Rectal - Right angled jack plug - Adult. Autoclavable. | Adult, 4mm diameter. Compatible with YSI 400 series. Connector: Right Angled 6.35mm (1/4 Inch) jack (mono). Cable length: 280cm. Autoclavable. | EA | EACH | 1 | 52 | 52 | 2024-02-16 | 31/05/2024 (or notice +30 days whichever is sooner) | LISTPRICE20240216CH | FJA | S | 20 | [6 empty] | 5051826001820 |  |  | FALSE | FALSE | FALSE | FALSE | FALSE | Universal | IIb | CE | FALSE |  | Cross Hills, Keighley | United Kingdom | E.U.
0212015 | Bluepoint Medical | TRRE 01-00-2015 |  |  | 400-AC | Temperature probe - Oesophageal/Rectal - Siemens - Neonatal. Autoclavable. | Neonatal, 2mm diameter. Compatible with YSI 400 series. Connector: Siemens. Cable length: 280cm. Autoclavable. | EA | EACH | 1 | 73 | 73 | 2024-02-16 | 31/05/2024 (or notice +30 days whichever is sooner) | LISTPRICE20240216CH | FJA | S | 20 | [6 empty] | 5051826002377 |  |  | FALSE | FALSE | FALSE | FALSE | FALSE | Universal | IIb | CE | FALSE |  | Cross Hills, Keighley | United Kingdom | E.U.
0212016 | Bluepoint Medical | TRRE 01-00-2016 |  |  | 400-AC | Temperature probe - Oesophageal/Rectal - Siemens - Paediatric. Autoclavable. | Paediatric, 3mm diameter. Compatible with YSI 400 series. Connector: Siemens. Cable length: 280cm. Autoclavable. | EA | EACH | 1 | 59 | 59 | 2024-02-16 | 31/05/2024 (or notice +30 days whichever is sooner) | LISTPRICE20240216CH | FJA | S | 20 | [6 empty] | 5051826001837 |  |  | FALSE | FALSE | FALSE | FALSE | FALSE | Universal | IIb | CE | FALSE |  | Cross Hills, Keighley | United Kingdom | E.U.
0212017 | Bluepoint Medical | TRRE 01-00-2017 |  |  | 400-AC | Temperature probe - Oesophageal/Rectal - Siemens - Adult. Autoclavable. | Adult, 4mm diameter. Compatible with YSI 400 series. Connector: Siemens. Cable length: 280cm. Autoclavable. | EA | EACH | 1 | 52 | 52 | 2024-02-16 | 31/05/2024 (or notice +30 days whichever is sooner) | LISTPRICE20240216CH | FJA | S | 20 | [6 empty] | 5051826001844 |  |  | FALSE | FALSE | FALSE | FALSE | FALSE | Universal | IIb | CE | FALSE |  | Cross Hills, Keighley | United Kingdom | E.U.
0212018 | Bluepoint Medical | TRRE 01-00-2018 |  |  | 400-AC | Temperature probe - Oesophageal/Rectal - Hewlett Packard - Neonatal. Autoclavable. | Neonatal, 2mm diameter. Compatible with YSI 400 series. Connector: Hewlett Packard. Cable length: 280cm. Autoclavable. | EA | EACH | 1 | 73 | 73 | 2024-02-16 | 31/05/2024 (or notice +30 days whichever is sooner) | LISTPRICE20240216CH | FJA | S | 20 | [6 empty] | 5051826002384 |  |  | FALSE | FALSE | FALSE | FALSE | FALSE | Universal | IIb | CE | FALSE |  | Cross Hills, Keighley | United Kingdom | E.U.
0212019 | Bluepoint Medical | TRRE 01-00-2019 |  |  | 400-AC | Temperature probe - Oesophageal/Rectal - Hewlett Packard - Paediatric. Autoclavable. | Paediatric, 3mm diameter. Compatible with YSI 400 series. Connector: Hewlett Packard. Cable length: 280cm. Autoclavable. | EA | EACH | 1 | 59 | 59 | 2024-02-16 | 31/05/2024 (or notice +30 days whichever is sooner) | LISTPRICE20240216CH | FJA | S | 20 | [6 empty] | 5051826002391 |  |  | FALSE | FALSE | FALSE | FALSE | FALSE | Universal | IIb | CE | FALSE |  | Cross Hills, Keighley | United Kingdom | E.U.
0212020 | Bluepoint Medical | TRRE 01-00-2020 |  |  | 400-AC | Temperature probe - Oesophageal/Rectal - Hewlett Packard - Adult. Autoclavable. | Adult, 4mm diameter. Compatible with YSI 400 series. Connector: Hewlett Packard. Cable length: 280cm. Autoclavable. | EA | EACH | 1 | 52 | 52 | 2024-02-16 | 31/05/2024 (or notice +30 days whichever is sooner) | LISTPRICE20240216CH | FJA | S | 20 | [6 empty] | 5051826001851 |  |  | FALSE | FALSE | FALSE | FALSE | FALSE | Universal | IIb | CE | FALSE |  | Cross Hills, Keighley | United Kingdom | E.U.
0212021 | Bluepoint Medical | 1010132021V |  |  | 400-AC | Temperature probe - Skin contact - Jack Plug - Neonatal. Autoclavable. | Neonatal, 6mm diameter. Compatible with YSI 400 series. Connector: 6.35mm (1/4 Inch) jack (mono). Cable length: 280cm. Autoclavable. | EA | EACH | 1 | 83 | 83 | 2024-02-16 | 31/05/2024 (or notice +30 days whichever is sooner) | LISTPRICE20240216CH | FJA | S | 20 | [6 empty] | 5051826001868 |  |  | FALSE | FALSE | FALSE | FALSE | FALSE | Universal |  | CE | FALSE |  | Cross Hills, Keighley | United Kingdom | E.U.
0212022 | Bluepoint Medical | TRSC 01-00-2022 |  |  | 400-AC | Temperature probe - Skin contact - Jack Plug - Paediatric. Autoclavable. | Paediatric, 10mm diameter. Compatible with YSI 400 series. Connector: 6.35mm (1/4 Inch) jack (mono). Cable length: 280cm. Autoclavable. | EA | EACH | 1 | 69 | 69 | 2024-02-16 | 31/05/2024 (or notice +30 days whichever is sooner) | LISTPRICE20240216CH | FJA | S | 20 | [6 empty] | 5051826002407 |  |  | FALSE | FALSE | FALSE | FALSE | FALSE | Universal | IIb | CE | FALSE |  | Cross Hills, Keighley | United Kingdom | E.U.
0212023 | Bluepoint Medical | TRSC 01-00-2023 |  |  | 400-AC | Temperature probe - Skin contact - Jack Plug - Adult. Autoclavable. | Adult, 16mm diameter. Compatible with YSI 400 series. Connector: 6.35mm (1/4 Inch) jack (mono). Cable length: 280cm. Autoclavable. | EA | EACH | 1 | 62 | 62 | 2024-02-16 | 31/05/2024 (or notice +30 days whichever is sooner) | LISTPRICE20240216CH | FJA | S | 20 | [6 empty] | 5051826001875 |  |  | FALSE | FALSE | FALSE | FALSE | FALSE | Universal | IIb | CE | FALSE |  | Cross Hills, Keighley | United Kingdom | E.U.
0212024 | Bluepoint Medical | 1010132024V |  |  | 400-AC | Temperature probe - Skin contact - Right angled jack plug Right - Neonatal. Autoclavable. | Neonatal, 6mm diameter. Compatible with YSI 400 series. Connector: Right Angled 6.35mm (1/4 Inch) jack (mono). Cable length: 280cm. Autoclavable. | EA | EACH | 1 | 83 | 83 | 2024-02-16 | 31/05/2024 (or notice +30 days whichever is sooner) | LISTPRICE20240216CH | FJA | S | 20 | [6 empty] | 5051826002414 |  |  | FALSE | FALSE | FALSE | FALSE | FALSE | Universal |  | CE | FALSE |  | Cross Hills, Keighley | United Kingdom | E.U.
0212025 | Bluepoint Medical | TRRE 01-00-2025 |  |  | 400-AC | Temperature probe - Skin contact - Right angled jack plug - Paediatric. Autoclavable. | Paediatric, 10mm diameter. Compatible with YSI 400 series. Connector: Right Angled 6.35mm (1/4 Inch) jack (mono). Cable length: 280cm. Autoclavable. | EA | EACH | 1 | 69 | 69 | 2024-02-16 | 31/05/2024 (or notice +30 days whichever is sooner) | LISTPRICE20240216CH | FJA | S | 20 | [6 empty] | 5051826002421 |  |  | FALSE | FALSE | FALSE | FALSE | FALSE | Universal | IIb | CE | FALSE |  | Cross Hills, Keighley | United Kingdom | E.U.
0212026 | Bluepoint Medical | TRRE 01-00-2026 |  |  | 400-AC | Temperature probe - Skin contact - Right angled jack plug - Adult. Autoclavable. | Adult, 16mm diameter. Compatible with YSI 400 series. Connector: Right Angled 6.35mm (1/4 Inch) jack (mono). Cable length: 280cm. Autoclavable. | EA | EACH | 1 | 62 | 62 | 2024-02-16 | 31/05/2024 (or notice +30 days whichever is sooner) | LISTPRICE20240216CH | FJA | S | 20 | [6 empty] | 5051826002438 |  |  | FALSE | FALSE | FALSE | FALSE | FALSE | Universal | IIb | CE | FALSE |  | Cross Hills, Keighley | United Kingdom | E.U.
0212027 | Bluepoint Medical | TRRE 01-00-2027 |  |  | 400-AC | Temperature probe - Skin contact - Siemens - Neonatal. Autoclavable. | Neonatal, 6mm diameter. Compatible with YSI 400 series. Connector: Siemens. Cable length: 280cm. Autoclavable. | EA | EACH | 1 | 83 | 83 | 2024-02-16 | 31/05/2024 (or notice +30 days whichever is sooner) | LISTPRICE20240216CH | FJA | S | 20 | [6 empty] | 5051826002445 |  |  | FALSE | FALSE | FALSE | FALSE | FALSE | Universal | IIb | CE | FALSE |  | Cross Hills, Keighley | United Kingdom | E.U.
0212028 | Bluepoint Medical | TRRE 01-00-2028 |  |  | 400-AC | Temperature probe - Skin contact - Siemens - Paediatric. Autoclavable. | Paediatric, 10mm diameter. Compatible with YSI 400 series. Connector: Siemens. Cable length: 280cm. Autoclavable. | EA | EACH | 1 | 69 | 69 | 2024-02-16 | 31/05/2024 (or notice +30 days whichever is sooner) | LISTPRICE20240216CH | FJA | S | 20 | [6 empty] | 5051826002452 |  |  | FALSE | FALSE | FALSE | FALSE | FALSE | Universal | IIb | CE | FALSE |  | Cross Hills, Keighley | United Kingdom | E.U.
0212029 | Bluepoint Medical | TRRE 01-00-2029 |  |  | 400-AC | Temperature probe - Skin contact - Siemens - Adult. Autoclavable. | Adult, 16mm diameter. Compatible with YSI 400 series. Connector: Siemens. Cable length: 280cm. Autoclavable. | EA | EACH | 1 | 62 | 62 | 2024-02-16 | 31/05/2024 (or notice +30 days whichever is sooner) | LISTPRICE20240216CH | FJA | S | 20 | [6 empty] | 5051826002469 |  |  | FALSE | FALSE | FALSE | FALSE | FALSE | Universal | IIb | CE | FALSE |  | Cross Hills, Keighley | United Kingdom | E.U.
0212030 | Bluepoint Medical | 1010132030V |  |  | 400-AC | Temperature probe - Skin contact - Hewlett Packard - Neonatal. Autoclavable. | Neonatal, 6mm diameter. Compatible with YSI 400 series. Connector: Hewlett Packard. Cable length: 280cm. Autoclavable. | EA | EACH | 1 | 83 | 83 | 2024-02-16 | 31/05/2024 (or notice +30 days whichever is sooner) | LISTPRICE20240216CH | FJA | S | 20 | [6 empty] | 5051826002476 |  |  | FALSE | FALSE | FALSE | FALSE | FALSE | Universal |  | CE | FALSE |  | Cross Hills, Keighley | United Kingdom | E.U.
0212031 | Bluepoint Medical | TRSC 01-00-2031 |  |  | 400-AC | Temperature probe - Skin contact - Hewlett Packard - Paediatric. Autoclavable. | Paediatric, 10mm diameter. Compatible with YSI 400 series. Connector: Hewlett Packard. Cable length: 280cm. Autoclavable. | EA | EACH | 1 | 69 | 69 | 2024-02-16 | 31/05/2024 (or notice +30 days whichever is sooner) | LISTPRICE20240216CH | FJA | S | 20 | [6 empty] | 5051826002483 |  |  | FALSE | FALSE | FALSE | FALSE | FALSE | Universal | IIb | CE | FALSE |  | Cross Hills, Keighley | United Kingdom | E.U.
0212032 | Bluepoint Medical | TRSC 01-00-2032 |  |  | 400-AC | Temperature probe - Skin contact - Hewlett Packard - Adult. Autoclavable. | Adult, 16mm diameter. Compatible with YSI 400 series. Connector: Hewlett Packard. Cable length: 280cm. Autoclavable. | EA | EACH | 1 | 62 | 62 | 2024-02-16 | 31/05/2024 (or notice +30 days whichever is sooner) | LISTPRICE20240216CH | FJA | S | 20 | [6 empty] | 5051826002490 |  |  | FALSE | FALSE | FALSE | FALSE | FALSE | Universal | IIb | CE | FALSE |  | Cross Hills, Keighley | United Kingdom | E.U.
0310020 | Linvar | TC472 |  |  | Linvar | Storage bin - Size 3 - Blue | Single. For use with Viamed infant resuscitation cabinet. | EA | EACH | 1 | 2 | 2 | 2024-02-16 | 31/05/2024 (or notice +30 days whichever is sooner) | LISTPRICE20240216CH | FYZ | S | 20 | [6 empty] | 5051826010846 |  |  | FALSE | FALSE | FALSE | FALSE | FALSE | Not Applicable | IIb |  | FALSE |  | Cross Hills, Keighley | United Kingdom | United Kingdom
0310105 | Oxylitre | S750 |  |  | Oxylitre | Filters for use with Oxylitre Low Suction Controller | For use with Oxylitre S7 series suction controllers. Box of 30.<br /> | PK | PACK | Pack (30) | 73.5 | 73.5 | 2024-02-16 | 31/05/2024 (or notice +30 days whichever is sooner) | LISTPRICE20240216CH | FPB | S | 20 | [6 empty] | 5056067732625 |  |  | FALSE | FALSE | FALSE | FALSE | FALSE | Not Applicable | IIb |  | FALSE |  | Cross Hills, Keighley | United Kingdom | United Kingdom
0310110 | Gas Arc Group Ltd | 4990 |  |  | Therapy Equipment | Filters for use with Therapy Equipment 4725 Low Suction Controller | Box of 10 | PK | PACK | Pack (10) | 22.5 | 22.5 | 2024-02-16 | 31/05/2024 (or notice +30 days whichever is sooner) | LISTPRICE20240216CH | FPB | S | 20 | [6 empty] | 5051826011041 |  |  | FALSE | FALSE | FALSE | FALSE | FALSE | Not Applicable |  |  | FALSE |  | Cross Hills, Keighley | United Kingdom | United Kingdom
0310112 | Gas Arc Group Ltd | 7900 |  |  | Therapy Equipment | Low Suction Controller Filters - 7725 Diamond series - Box of 10 | For use with Therapy Equipment 7725 Diamond series low suction controller. Box of 10. | PK | PACK | Pack (10) | 39.27 | 39.27 | 2024-02-16 | 31/05/2024 (or notice +30 days whichever is sooner) | LISTPRICE20240216CH | FPB | S | 20 | [6 empty] | 5051826011065 |  |  | FALSE | FALSE | FALSE | FALSE | FALSE | Not Applicable |  |  | FALSE |  | Cross Hills, Keighley | United Kingdom | United Kingdom
0310200 | Bio-Med Devices Inc | BM2003AR |  |  | Inspiration Healthcare | Low-Flow Blender Air & Oxygen | Includes: Low-flow blender with 3m Oxygen hose, 3m Air hose, Flowmeter, Flowmeter outlet adapter and medirail mounting bracket<br /><br /> | EA | Each | 1 | 1235.6 | 1235.6 | 2024-02-16 | 31/05/2024 (or notice +30 days whichever is sooner) | LISTPRICE20240216CH | FDJ | S | 20 | [6 empty] | 81384102061 |  |  | FALSE | FALSE | FALSE | FALSE | FALSE | Universal | IIb | CE | FALSE |  | Cross Hills, Keighley | United Kingdom | United Kingdom
0310205 | Inspiration Healthcare | IHC2004A |  |  | Inspiration Healthcare | High Flow air/oxygen blender up to 120 lpm. | Includes: <br />0-70 lpm Oxygen Flowmeter.<br />NIST Hose with MKIV Oxygen Probe (3m).<br />NIST Hose with MKIV Air Probe (3m).<br />Rail Mounting Bracket.<br />Flowmeter Tubing Nipple. | EA | EACH | 1 | 1458 | 1458 | 2024-02-16 | 31/05/2024 (or notice +30 days whichever is sooner) | LISTPRICE20240216CH | FDJ | S | 20 | [6 empty] | 5051826047798 |  |  | FALSE | FALSE | FALSE | FALSE | FALSE | Universal | IIb | CE | FALSE |  | Cross Hills, Keighley | United Kingdom | United Kingdom
0310211 | Maxtec | R233P01-002 |  |  | Blender Buddy 2 | BlenderBuddy 2 with DFB Dual-Scale 0-15 lpm Flowmeter |  | EA | Each | 1 | 320 | 320 | 2024-02-16 | 31/05/2024 (or notice +30 days whichever is sooner) | LISTPRICE20240216CH | FDJ | S | 20 | [6 empty] | 817770021643 |  |  | FALSE | FALSE | FALSE | FALSE | FALSE | Universal | IIb | CE | FALSE |  | Cross Hills, Keighley | United Kingdom | U.S.A.
0310216 | Maxtec | R233P04-002 |  |  | Blender Buddy 2 | BlenderBuddy 2 with MaxO2 A Oxygen Analyser | and DFB Dual-Scale 0-15 lpm Flowmeter | EA | EACH | 1 | 549 | 549 | 2024-02-16 | 31/05/2024 (or notice +30 days whichever is sooner) | LISTPRICE20240216CH | FDJ | S | 20 | [6 empty] | 817770021728 |  |  | FALSE | FALSE | FALSE | FALSE | FALSE | Universal | IIb | CE | FALSE |  | Cross Hills, Keighley | United Kingdom | U.S.A.
0310225 | Maxtec | R211P03-024 |  |  | MaxVenturi | MaxVenturi (DISS) with Pole Mount | Supplied with:<br />1x 0320400 MaxVenturi Muffler<br />1x 0330400 MaxVenturi Inlet Filter | EA | EACH | 1 | 995 | 995 | 2024-02-16 | 31/05/2024 (or notice +30 days whichever is sooner) | LISTPRICE20240216CH | FDJ | S | 20 | [6 empty] | 817770020417 |  |  | FALSE | FALSE | FALSE | FALSE | FALSE | Universal | IIb | CE | FALSE |  | Cross Hills, Keighley | United Kingdom | U.S.A.
0310226 | Maxtec | R211P03-025 |  |  | MaxVenturi | MaxVenturi (NIST) with Pole Mount | Supplied with:<br />1x 0320400 MaxVenturi Muffler<br />1x 0330400 MaxVenturi Inlet Filter | EA | EACH | 1 | 995 | 995 | 2024-02-16 | 31/05/2024 (or notice +30 days whichever is sooner) | LISTPRICE20240216CH | FDJ | S | 20 | [6 empty] | 817770020424 |  |  | FALSE | FALSE | FALSE | FALSE | FALSE | Universal | IIb | CE | FALSE |  | Cross Hills, Keighley | United Kingdom | U.S.A.
0310227 | Maxtec | R211P03-026 |  |  | MaxVenturi | MaxVenturi (DISS) with Locking Pole Mount | Supplied with:<br />1x 0320400 MaxVenturi Muffler<br />1x 0330400 MaxVenturi Inlet Filter | EA | Each | 1 | 995 | 995 | 2024-02-16 | 31/05/2024 (or notice +30 days whichever is sooner) | LISTPRICE20240216CH | FDJ | S | 20 | [9 empty] | FALSE | FALSE | FALSE | FALSE | FALSE | Universal | IIb | CE | FALSE |  | Cross Hills, Keighley | United Kingdom | U.S.A.
0310228 | Maxtec | R211P03-027 |  |  | MaxVenturi | MaxVenturi (NIST) with Locking Pole Mount | Supplied with:<br />1x 0320400 MaxVenturi Muffler<br />1x 0330400 MaxVenturi Inlet Filter | EA | EACH | 1 | 995 | 995 | 2024-02-16 | 31/05/2024 (or notice +30 days whichever is sooner) | LISTPRICE20240216CH | FDJ | S | 20 | [6 empty] | (01)00817770020448 |  |  | FALSE | FALSE | FALSE | FALSE | FALSE | Universal | IIb | CE | FALSE |  | Cross Hills, Keighley | United Kingdom | U.S.A.
0310246 | Maxtec | R211P03-027 |  |  | Maxtec | Maxtec DFB Flow Meter Low Flow 0-15 lpm |  | EA | EACH | 1 | 175 | 175 | 2024-02-16 | 31/05/2024 (or notice +30 days whichever is sooner) | LISTPRICE20240216CH | FDJ | S | 20 | [9 empty] | FALSE | FALSE | FALSE | FALSE | FALSE | Universal | IIb | CE | FALSE |  | Cross Hills, Keighley | United Kingdom | U.S.A.
0310271 | Maxtec | R229P03-002 |  |  | MaxBlend Lite | MaxBlend Lite (NIST) Oxygen Monitor | 0-15 lpm Flow Meter<br />For use with existing blender | EA | Each | 1 | 880 | 880 | 2024-02-16 | 31/05/2024 (or notice +30 days whichever is sooner) | LISTPRICE20240216CH | FDJ | S | 20 | [6 empty] | 853061006777 |  |  | FALSE | FALSE | FALSE | FALSE | FALSE | Universal | IIb | CE | FALSE |  | Cross Hills, Keighley | United Kingdom | U.S.A.
0310289 | Maxtec | R229P02-004 |  |  | MaxBlend 2 | MaxBlend 2 (NIST) Low Flow Blender | 60 PSI, 0 - 70 lpm Flow Meter | EA | Each | 1 | 1750 | 1750 | 2024-02-16 | 31/05/2024 (or notice +30 days whichever is sooner) | LISTPRICE20240216CH | FDJ | S | 20 | [9 empty] | FALSE | FALSE | FALSE | FALSE | FALSE | Universal | IIb | CE | FALSE |  | Cross Hills, Keighley | United Kingdom | U.S.A.
0310291 | Maxtec | R229P01-024 |  |  | MaxBlend 2 | MaxBlend 2 (NIST) Low Flow Blender | 60 PSI, 0-15 lpm Flow Meter | EA | Each | 1 | 1750 | 1750 | 2024-02-16 | 31/05/2024 (or notice +30 days whichever is sooner) | LISTPRICE20240216CH | FDJ | S | 20 | [6 empty] | 817770021391 |  |  | FALSE | FALSE | FALSE | FALSE | FALSE | Universal | IIb | CE | FALSE |  | Cross Hills, Keighley | United Kingdom | U.S.A.
0310300 | Nufer Medical | 521A-60020-3-EX |  |  | Ceratherm | Radiant Warmer Ceratherm 600-3 without mounting bracket | Ceramic 600W heating element with fast warm-up. Four programmable warming settings. LED light with 2 levels of illumination. | EA | EACH | 1 | 1634 | 1634 | 2024-02-16 | 31/05/2024 (or notice +30 days whichever is sooner) | LISTPRICE20240216CH | FDB | S | 20 | [6 empty] | 7649994198015 |  |  | FALSE | FALSE | FALSE | FALSE | FALSE | Universal |  | CE | FALSE |  | Cross Hills, Keighley | United Kingdom | Switzerland
0310301 | Nufer Medical | 521A-60023-3-EX |  |  | Ceratherm | Radiant Warmer Ceratherm 600-3 with fixed wall mounting bracket | Ceramic 600W heating element with fast warm-up. Four programmable warming settings. LED light with 2 levels of illumination. Fixed height mounting bracket, extendable from 255mm to 380mm in 25mm increments. | EA | EACH | 1 | 1821 | 1821 | 2024-02-16 | 31/05/2024 (or notice +30 days whichever is sooner) | LISTPRICE20240216CH | FDB | S | 20 | [6 empty] | 7649994198046 |  |  | FALSE | FALSE | FALSE | FALSE | FALSE | Universal |  | CE | FALSE |  | Cross Hills, Keighley | United Kingdom | Switzerland
0310302 | Nufer Medical | 521A-60022-3-EX |  |  | Ceratherm | Radiant Warmer Ceratherm 600-3 with double hinged arm and wall mounting bracket | Ceramic 600W heating element with fast warm-up. Four programmable warming settings. LED light with 2 levels of illumination. Double hinged fixed-height mounting arm allows the warmer to fold away flat to the wall when not in use. | EA | EACH | 1 | 2520 | 2520 | 2024-02-16 | 31/05/2024 (or notice +30 days whichever is sooner) | LISTPRICE20240216CH | FDB | S | 20 | [6 empty] | 7649994198060 |  |  | FALSE | FALSE | FALSE | FALSE | FALSE | Universal |  | CE | FALSE |  | Cross Hills, Keighley | United Kingdom | Switzerland
0310303 | Nufer Medical | 521A-60024-3-EX |  |  | Ceratherm | Radiant Warmer Ceratherm 600-3 with double jointed arm and ceiling anchorage with height adjustment (spring loaded arm) | Ceramic 600W heating element with fast warm-up. Four programmable warming settings. LED light with 2 levels of illumination. Ceiling mounted arm allows height adjustment. | EA | EACH | 1 | 3483 | 3483 | 2024-02-16 | 31/05/2024 (or notice +30 days whichever is sooner) | LISTPRICE20240216CH | FDB | S | 20 | [6 empty] | 7649994198091 |  |  | FALSE | FALSE | FALSE | FALSE | FALSE | Universal |  | CE | FALSE |  | Cross Hills, Keighley | United Kingdom | Switzerland
0310304 | Nufer Medical | 521A-60035-3-EX |  |  | Ceratherm | Radiant Warmer Ceratherm 600-3 on mobile floor stand with height adjustment | Ceramic 600W heating element with fast warm-up. Four programmable warming settings. LED light with 2 levels of illumination. Mobile floor stand has 3 lockable castors and height adjustment. | EA | EACH | 1 | 3033 | 3033 | 2024-02-16 | 31/05/2024 (or notice +30 days whichever is sooner) | LISTPRICE20240216CH | FDB | S | 20 | [6 empty] | 7649994198114 |  |  | FALSE | FALSE | FALSE | FALSE | FALSE | Universal |  | CE | FALSE |  | Cross Hills, Keighley | United Kingdom | Switzerland
0310305 | Nufer Medical | 521A-60025-3-EX |  |  | Ceratherm | Radiant Warmer Ceratherm 600-3 with double jointed arm and wall mounting bracket with height adjustment (spring balanced arm) | Ceramic 600W heating element with fast warm-up. Four programmable warming settings. LED light with 2 levels of illumination. Double jointed arm allows height adjustment. | EA | EACH | 1 | 2972 | 2972 | 2024-02-16 | 31/05/2024 (or notice +30 days whichever is sooner) | LISTPRICE20240216CH | FDB | S | 20 | [6 empty] | 7649994198121 |  |  | FALSE | FALSE | FALSE | FALSE | FALSE | Universal |  | CE | FALSE |  | Cross Hills, Keighley | United Kingdom | Switzerland
0310311 | Nufer Medical | 521-071204-EX |  |  | Nufer | Fixed wall mounting bracket | for use with 0310300 | EA | EACH | 1 | 270 | 270 | 2024-02-16 | 31/05/2024 (or notice +30 days whichever is sooner) | LISTPRICE20240216CH | FDB | S | 20 | [6 empty] | 7649994198039 |  |  | FALSE | FALSE | FALSE | FALSE | FALSE | Universal |  | CE | FALSE |  | Cross Hills, Keighley | United Kingdom | Switzerland
0310312 | Nufer Medical | 521-093008300-EX |  |  | Nufer | Double jointed arm and wall mounting bracket | for use with 0310300 | EA | EACH | 1 | 1194 | 1194 | 2024-02-16 | 31/05/2024 (or notice +30 days whichever is sooner) | LISTPRICE20240216CH | FDB | S | 20 | [6 empty] | 7649994198053 |  |  | FALSE | FALSE | FALSE | FALSE | FALSE | Universal |  | CE | FALSE |  | Cross Hills, Keighley | United Kingdom | Switzerland
0310313 | Nufer Medical | 523A-24-3-EX |  |  | Nufer | Double jointed arm and ceiling anchorage, with height adjustment (spring loaded arm) | for use with 0310300 | EA | EACH | 1 | 2750 | 2750 | 2024-02-16 | 31/05/2024 (or notice +30 days whichever is sooner) | LISTPRICE20240216CH | FDB | S | 20 | [6 empty] | 7649994198084 |  |  | FALSE | FALSE | FALSE | FALSE | FALSE | Universal |  | CE | FALSE |  | Cross Hills, Keighley | United Kingdom | Switzerland
0310314 | Nufer Medical | 523-90057150-EX |  |  | Nufer | Mobile floor stand, with height adjustment | for use with 0310300 | EA | EACH | 1 | 1920 | 1920 | 2024-02-16 | 31/05/2024 (or notice +30 days whichever is sooner) | LISTPRICE20240216CH | FDB | S | 20 | [6 empty] | 5051826060360 |  |  | FALSE | FALSE | FALSE | FALSE | FALSE | Universal |  | CE | FALSE |  | Cross Hills, Keighley | United Kingdom | Switzerland
0310315 | Nufer Medical | 523A-25-3-EX |  |  | Nufer | Double jointed arm and wall mounting bracket, with height adjustment (spring balance arm) | for use with 0310300 | EA | EACH | 1 | 1971 | 1971 | 2024-02-16 | 31/05/2024 (or notice +30 days whichever is sooner) | LISTPRICE20240216CH | FDB | S | 20 | [6 empty] | 7649994198077 |  |  | FALSE | FALSE | FALSE | FALSE | FALSE | Universal |  | CE | FALSE |  | Cross Hills, Keighley | United Kingdom | Switzerland
0320021 | Viamed | 0320021 |  |  | Viamed | Resuscitation Bed 14`` flat | 14 inch flat bed with retaining lip, for use with Viamed infant resuscitation cabinets. Width measurements: across base: 356mm (14 inch), across top (outside): 400mm (15.75 inch)<br /> | EA | EACH | 1 | 170 | 170 | 2024-02-16 | 31/05/2024 (or notice +30 days whichever is sooner) | LISTPRICE20240216CH | FYZ | S | 20 | [6 empty] | 5051826011218 |  |  | FALSE | FALSE | FALSE | FALSE | FALSE | Universal |  |  | FALSE |  | Cross Hills, Keighley | United Kingdom | United Kingdom
0320201 | Viamed | 0320201 |  |  | Apgar | APGAR Mounting Bracket - Medirail - Rev.2 | Comprises of the following parts:<br />1 x 0330242 Medirail mounting plate<br />2 x 0330239 Mounting plate screws (black)<br />1 x 0330240 Medirail mount knob (black)<br />1 x 0360000 Hex wrench | EA | EACH | 1 | 47.25 | 47.25 | 2024-02-16 | 31/05/2024 (or notice +30 days whichever is sooner) | LISTPRICE20240216CH | FJL | S | 20 | [6 empty] | 5051826011300 |  |  | FALSE | FALSE | FALSE | FALSE | FALSE | Not Applicable |  |  | FALSE |  | Cross Hills, Keighley | United Kingdom | United Kingdom
0320213 | Inspiration Medical | IHCPMB1 |  |  | Inspiration Healthcare | Blender Pole Mount Bracket |  | EA | EACH | 1 | 59.4 | 59.4 | 2024-02-16 | 31/05/2024 (or notice +30 days whichever is sooner) | LISTPRICE20240216CH | FJA | S | 20 | [6 empty] | 5051826011324 |  |  | FALSE | FALSE | TRUE | FALSE | FALSE | Not Applicable | IIb |  | FALSE |  | Cross Hills, Keighley | United Kingdom | United Kingdom
0320214 | Inspiration Medical | IHCRMB1 |  |  | Inspiration Healthcare | Blender Rail Mount Bracket |  | EA | EACH | 1 | 54 | 54 | 2024-02-16 | 31/05/2024 (or notice +30 days whichever is sooner) | LISTPRICE20240216CH | FJA | S | 20 | [6 empty] | 5051826011331 |  |  | FALSE | FALSE | TRUE | FALSE | FALSE | Not Applicable | IIb |  | FALSE |  | Cross Hills, Keighley | United Kingdom | United Kingdom
0320216 | Inspiration Medical | ZZ20014 |  |  | Inspiration Healthcare | NIST Hose with MKIV Oxygen Probe |  | EA | EACH | 1 | 76.5 | 76.5 | 2024-02-16 | 31/05/2024 (or notice +30 days whichever is sooner) | LISTPRICE20240216CH | FDU | S | 20 | [6 empty] | 5051826048504 |  |  | FALSE | FALSE | TRUE | FALSE | FALSE | Universal | IIb |  | FALSE |  | Cross Hills, Keighley | United Kingdom | United Kingdom
0320217 | Inspiration Medical | ZZ20024 |  |  | Inspiration Healthcare | NIST Hose with MKIV Air Probe |  | EA | EACH | 1 | 76.5 | 76.5 | 2024-02-16 | 31/05/2024 (or notice +30 days whichever is sooner) | LISTPRICE20240216CH | FDU | S | 20 | [6 empty] | 5051826048511 |  |  | FALSE | FALSE | TRUE | FALSE | FALSE | Universal | IIb |  | FALSE |  | Cross Hills, Keighley | United Kingdom | United Kingdom
0320400 | Maxtec | R211P38 |  |  | Maxtec | MaxVenturi Muffler |  | EA | EACH | 1 | 22 | 22 | 2024-02-16 | 31/05/2024 (or notice +30 days whichever is sooner) | LISTPRICE20240216CH | FDO | S | 20 | [6 empty] | 817770021148 |  |  | FALSE | FALSE | FALSE | FALSE | FALSE | Universal | IIb |  | FALSE |  | Cross Hills, Keighley | United Kingdom | U.S.A.
0320450 | Maxtec | R100P09 |  |  | MaxBlend 2 | Blender Bracket - Rail Mount |  | EA | Each | 1 | 98 | 98 | 2024-02-16 | 31/05/2024 (or notice +30 days whichever is sooner) | LISTPRICE20240216CH | FJA | S | 20 | [6 empty] | 81777002161 |  |  | FALSE | FALSE | FALSE | FALSE | FALSE | Not Applicable | IIb |  | FALSE |  | Cross Hills, Keighley | United Kingdom | U.S.A.
0320452 | Maxtec | R100P26 |  |  | MaxBlend 2 | Blender Bracket - Rail/Pole Mount | Pole diameter: 15 mm - 45 mm <br />Rail width: 10 mm x 25 mm | EA | Each | 1 | 78.9 | 78.9 | 2024-02-16 | 31/05/2024 (or notice +30 days whichever is sooner) | LISTPRICE20240216CH | FJA | S | 20 | [6 empty] | 817770021612 |  |  | FALSE | FALSE | FALSE | FALSE | FALSE | Not Applicable | IIb |  | FALSE |  | Cross Hills, Keighley | United Kingdom | U.S.A.
0320454 | Maxtec | RP05P09 |  |  | MaxBlend 2 | Blender Bracket - Wall Mount |  | EA | Each | 1 | 98 | 98 | 2024-02-16 | 31/05/2024 (or notice +30 days whichever is sooner) | LISTPRICE20240216CH | FJA | S | 20 | [9 empty] | FALSE | FALSE | FALSE | FALSE | FALSE | Not Applicable | IIb |  | FALSE |  | Cross Hills, Keighley | United Kingdom | U.S.A.
0320460 | Maxtec | R219P31 |  |  | Maxtec | 3-in-1 Tubing Adapter |  | EA | EACH | 1 | 30 | 30 | 2024-02-16 | 31/05/2024 (or notice +30 days whichever is sooner) | LISTPRICE20240216CH | FDO | S | 20 | [6 empty] | (01)00817770020721 |  |  | FALSE | FALSE | FALSE | FALSE | FALSE | Universal | IIb | CE | FALSE |  | Cross Hills, Keighley | United Kingdom | U.S.A.
0320461 | Maxtec | R219P31-001 |  |  | Maxtec | 3-in-1 Tubing Adapter | Pack of 5 | PK | PACK | Pack (5) | 120 | 120 | 2024-02-16 | 31/05/2024 (or notice +30 days whichever is sooner) | LISTPRICE20240216CH | FDO | S | 20 | [6 empty] | 817770020738 |  |  | FALSE | FALSE | FALSE | FALSE | FALSE | Universal | IIb | CE | FALSE |  | Cross Hills, Keighley | United Kingdom | U.S.A.
0320462 | Maxtec | R219P31-002 |  |  | Maxtec | 3-in-1 Tubing Adapter | Pack of 50 | PK | PACK | Pack (50) | 1050 | 1050 | 2024-02-16 | 31/05/2024 (or notice +30 days whichever is sooner) | LISTPRICE20240216CH | FDO | S | 20 | [9 empty] | FALSE | FALSE | FALSE | FALSE | FALSE | Universal | IIb | CE | FALSE |  | Cross Hills, Keighley | United Kingdom | U.S.A.
0320463 | Maxtec | R219P32 |  |  | Maxtec | 2-in-1 Tubing Adapter |  | EA | EACH | 1 | 25 | 25 | 2024-02-16 | 31/05/2024 (or notice +30 days whichever is sooner) | LISTPRICE20240216CH | FDO | S | 20 | [6 empty] | 817770020752 |  |  | FALSE | FALSE | FALSE | FALSE | FALSE | Universal | IIb | CE | FALSE |  | Cross Hills, Keighley | United Kingdom | U.S.A.
0320464 | Maxtec | R219P32-001 |  |  | Maxtec | 2-in-1 Tubing Adapter |  | PK | PACK | Pack (5) | 100 | 100 | 2024-02-16 | 31/05/2024 (or notice +30 days whichever is sooner) | LISTPRICE20240216CH | FDO | S | 20 | [6 empty] | (01)1087770020759 |  |  | FALSE | FALSE | FALSE | FALSE | FALSE | Universal | IIb | CE | FALSE |  | Cross Hills, Keighley | United Kingdom | U.S.A.
0320465 | Maxtec | R219P32-002 |  |  | Maxtec | 2-in-1 Tubing Adapter | Pack of 50 | PK | PACK | Pack (50) | 875 | 875 | 2024-02-16 | 31/05/2024 (or notice +30 days whichever is sooner) | LISTPRICE20240216CH | FDO | S | 20 | [9 empty] | FALSE | FALSE | FALSE | FALSE | FALSE | Universal | IIb | CE | FALSE |  | Cross Hills, Keighley | United Kingdom | U.S.A.
0320466 | Maxtec | R219P50-100 |  |  | Maxtec | 2-in-1 Muffled Tubing Adapter |  | EA | EACH | 1 | 30 | 30 | 2024-02-16 | 31/05/2024 (or notice +30 days whichever is sooner) | LISTPRICE20240216CH | FDO | S | 20 | [6 empty] | (01)00817770021544 |  |  | FALSE | FALSE | FALSE | FALSE | FALSE | Universal | IIb | CE | FALSE |  | Cross Hills, Keighley | United Kingdom | U.S.A.
0320468 | Maxtec | R219P50-101 |  |  | Maxtec | 2-in-1 Muffled Tubing Adapter | Pack 50 | PK | PACK | Pack (50) | 1275 | 1275 | 2024-02-16 | 31/05/2024 (or notice +30 days whichever is sooner) | LISTPRICE20240216CH | FDO | S | 20 | [9 empty] | FALSE | FALSE | FALSE | FALSE | FALSE | Universal | IIb | CE | FALSE |  | Cross Hills, Keighley | United Kingdom | U.S.A.
0330033 | Gas Arc Group Ltd | 4701-94 |  |  | Therapy Equipment | Vac Hose Assembly for Rail Mounted Suction - 3.0m | For use with Therapy Equipment 4425 and 4725 suction controllers. | EA | Each | 1 | 52.5 | 52.5 | 2024-02-16 | 31/05/2024 (or notice +30 days whichever is sooner) | LISTPRICE20240216CH | FDU | S | 20 | [6 empty] | 5051826011485 |  |  | FALSE | FALSE | TRUE | FALSE | FALSE | Universal |  |  | FALSE |  | Cross Hills, Keighley | United Kingdom | United Kingdom
0330212 | Viamed | 6650-05 |  |  | Unbranded | Gauge Seal |  | EA | Each | 1 | 2.2 | 2.2 | 2024-02-16 | 31/05/2024 (or notice +30 days whichever is sooner) | LISTPRICE20240216CH | FYZ | S | 20 | [6 empty] | 5051826012017 |  |  | FALSE | FALSE | TRUE | FALSE | FALSE | Not Applicable |  |  | FALSE |  | Cross Hills, Keighley | United Kingdom | United Kingdom
0330213 | Viamed | 0330213 |  |  | Unbranded | O-ring thick | O-ring thick, size: BS110. For use with Viamed Tom Thumb resuscitators. | EA | EACH | 1 | 1 | 1 | 2024-02-16 | 31/05/2024 (or notice +30 days whichever is sooner) | LISTPRICE20240216CH | FYZ | S | 20 | [6 empty] | 5051826012024 |  |  | FALSE | FALSE | TRUE | FALSE | FALSE | Not Applicable |  |  | FALSE |  | Cross Hills, Keighley | United Kingdom | Italy
0330214 | Viamed | 0330214 |  |  | Unbranded | O-ring thin | O-ring thin, size: BS012. For use with Viamed Tom Thumb resuscitators. | EA | EACH | 1 | 1 | 1 | 2024-02-16 | 31/05/2024 (or notice +30 days whichever is sooner) | LISTPRICE20240216CH | FYZ | S | 20 | [6 empty] | 5051826012031 |  |  | FALSE | FALSE | TRUE | FALSE | FALSE | Not Applicable |  |  | FALSE |  | Cross Hills, Keighley | United Kingdom | Italy
0330400 | Maxtec | RP34P02 |  |  | Maxtec | MaxVenturi Inlet Filter |  | EA | EACH | 1 | 6.5 | 6.5 | 2024-02-16 | 31/05/2024 (or notice +30 days whichever is sooner) | LISTPRICE20240216CH | FDG | S | 20 | [6 empty] | 10889483095133 |  |  | FALSE | FALSE | FALSE | FALSE | FALSE | Not Applicable | IIb | CE | FALSE |  | Cross Hills, Keighley | United Kingdom | U.S.A.
0332000 | Inspiration Medical | IHCASK2008 |  |  | Inspiration Healthcare | Insipiration Blender - Annual service kit |  | EA | EACH | 1 | 63.6 | 63.6 | 2024-02-16 | 31/05/2024 (or notice +30 days whichever is sooner) | LISTPRICE20240216CH | FYX | S | 20 | [6 empty] | 5051826012666 |  |  | FALSE | FALSE | TRUE | FALSE | FALSE | Not Applicable | IIb |  | FALSE |  | Cross Hills, Keighley | United Kingdom | United Kingdom
0332001 | Inspiration Medical | IHCOHK2008 |  |  | Inspiration Healthcare | Inspiration Blender - Overhaul kit |  | EA | EACH | 1 | 182 | 182 | 2024-02-16 | 31/05/2024 (or notice +30 days whichever is sooner) | LISTPRICE20240216CH | FYX | S | 20 | [6 empty] | 5051826012673 |  |  | FALSE | FALSE | TRUE | FALSE | FALSE | Not Applicable | IIb |  | FALSE |  | Cross Hills, Keighley | United Kingdom | United Kingdom
1114005 | Maxtec | R300P01 |  |  | EyeMax | EyeMax 2 Neonatal Phototherapy Mask - Regular | Occipital - Frontal Circumference: 32 - 38 cm. Pack of 20 | PK | PACK | Pack (20) | 55.3 | 55.3 | 2024-02-16 | 31/05/2024 (or notice +30 days whichever is sooner) | LISTPRICE20240216CH | IVE | S | 20 | [6 empty] | 853061006920 |  |  | FALSE | FALSE | FALSE | FALSE | FALSE | Universal | IIb | CE | FALSE |  | Cross Hills, Keighley | United Kingdom | United States
1114006 | Maxtec | R300P02 |  |  | EyeMax | EyeMax 2 Neonatal Phototherapy Mask - Premie | Occipital - Frontal Circumference: 26 - 32 cm. Pack of 20 | PK | PACK | Pack (20) | 55.3 | 55.3 | 2024-02-16 | 31/05/2024 (or notice +30 days whichever is sooner) | LISTPRICE20240216CH | IVE | S | 20 | [6 empty] | 817770021834 |  |  | FALSE | FALSE | FALSE | FALSE | FALSE | Universal | IIb | CE | FALSE |  | Cross Hills, Keighley | United Kingdom | U.S.A.
1114007 | Maxtec | R300P03 |  |  | EyeMax | EyeMax 2 Neonatal Phototherapy Mask - Micro | Occipital - Frontal Circumference: 20 - 26 cm. Pack of 20 | PK | PACK | Pack (20) | 55.3 | 55.3 | 2024-02-16 | 31/05/2024 (or notice +30 days whichever is sooner) | LISTPRICE20240216CH | IVE | S | 20 | [6 empty] | 817770021841 |  |  | FALSE | FALSE | FALSE | FALSE | FALSE | Universal | IIb | CE | FALSE |  | Cross Hills, Keighley | United Kingdom | U.S.A.
1114015 | Viamed | 1114015 |  |  | Viamed | NeoMask Neonatal Phototherapy Mask - Type III Large | Occipital - Frontal Circumference: 32 - 38 cm, Pack of 20 | PK | PACK | Pack (20) | 44.8 | 44.8 | 2024-02-16 | 31/05/2024 (or notice +30 days whichever is sooner) | LISTPRICE20240216CH | IVE | S | 20 | [6 empty] | 5051826003503 |  |  | FALSE | FALSE | FALSE | FALSE | FALSE | Universal |  | CE | FALSE |  | Cross Hills, Keighley | United Kingdom | China
1114016 | Viamed | 1114016 |  |  | Viamed | NeoMask Neonatal Phototherapy Mask - Type III Medium | Occipital - Frontal Circumference: 26 - 32 cm, Pack of 20 | PK | PACK | Pack (20) | 44.8 | 44.8 | 2024-02-16 | 31/05/2024 (or notice +30 days whichever is sooner) | LISTPRICE20240216CH | IVE | S | 20 | [6 empty] | 5051826003480 |  |  | FALSE | FALSE | FALSE | FALSE | FALSE | Universal |  | CE | FALSE |  | Cross Hills, Keighley | United Kingdom | China
1114017 | Viamed | 1114017 |  |  | Viamed | NeoMask Neonatal Phototherapy Mask - Type III Small | Occipital - Frontal Circumference: 20 - 26 cm, Pack of 20 | PK | PACK | Pack (20) | 44.8 | 44.8 | 2024-02-16 | 31/05/2024 (or notice +30 days whichever is sooner) | LISTPRICE20240216CH | IVE | S | 20 | [6 empty] | 5051826003497 |  |  | FALSE | FALSE | FALSE | FALSE | FALSE | Universal |  | CE | FALSE |  | Cross Hills, Keighley | United Kingdom | China
1410000 | Viamed | 1410000 |  |  | V1000 | Viamed Foetal Heart Simulator model V1000 | Hand-held foetal heart simulator for testing of foetal heart monitors. Operated from 4xAA batteries. | EA | EACH | 1 | 659 | 659 | 2024-02-16 | 31/05/2024 (or notice +30 days whichever is sooner) | LISTPRICE20240216CH | FJL | S | 20 | [6 empty] | 5051826001936 |  |  | FALSE | FALSE | FALSE | FALSE | FALSE | Not Applicable |  | CE | FALSE |  | Cross Hills, Keighley | United Kingdom | U.K.
1420000 | Viamed | 1420000 |  |  | V1000 | Wall mount for Foetal Heart Simulator V1000 | Allows the V1000 foetal heart simulator to be wall-mounted. | EA | EACH | 1 | 16 | 16 | 2024-02-16 | 31/05/2024 (or notice +30 days whichever is sooner) | LISTPRICE20240216CH | FYZ | S | 20 | [6 empty] | 5051826001943 |  |  | FALSE | FALSE | FALSE | FALSE | FALSE | Not Applicable |  |  | FALSE |  | Cross Hills, Keighley | United Kingdom | United Kingdom
1420001 | Viamed | 1420001 |  |  | V1000 | Case protector for Foetal Heart Simulator V1000 | Silicone case protector for V1000. Grey. | EA | EACH | 1 | 32 | 32 | 2024-02-16 | 31/05/2024 (or notice +30 days whichever is sooner) | LISTPRICE20240216CH | FYZ | S | 20 | [6 empty] | 5051826001950 |  |  | FALSE | FALSE | FALSE | FALSE | FALSE | Not Applicable |  |  | FALSE |  | Cross Hills, Keighley | United Kingdom | United Kingdom
2510005 | Viamed | 2510005 |  |  | Microstim | Microstim DB3 Tester | Tester for Microstim DB3 that allows analysis of the output stimulus an oscilloscope. Supplied with BNC cable. | EA | EACH | 1 | 60 | 60 | 2024-02-16 | 31/05/2024 (or notice +30 days whichever is sooner) | LISTPRICE20240216CH | FDA | S | 20 | [6 empty] | 5051826002179 |  |  | FALSE | FALSE | FALSE | FALSE | FALSE | Not Applicable |  |  | FALSE |  | Cross Hills, Keighley | United Kingdom | United Kingdom
2510091 | MIPM | 2510091 |  |  | TOF 3D | TOF 3D Neuromuscular Transmission Monitor | Standard Accessories included:<br />2510102 TOF 3D Main Patient Cable<br />2510103 TOF 3D Stimulation Cable with pinch clamps<br />2510104 TOF 3D Acceleration (AMG) Transducer<br />2530120 TOF 3D Sealing Cover for Main Patient Cable<br />2530121 TOF 3D Sealing Cover for Data Interface Socket<br />Instructions for Use<br />4 x AA 1.5V batteries | EA | Each | 1 | 1400 | 1400 | 2024-02-16 | 31/05/2024 (or notice +30 days whichever is sooner) | LISTPRICE20240216CH | FDA | S | 20 | [6 empty] | 42556292001016M4 |  |  | FALSE | FALSE | FALSE | FALSE | FALSE | Universal | IIa | CE | FALSE |  | Cross Hills, Keighley | United Kingdom | Denmark
2510100 | MIPM | 5750118 |  |  | TOF 3D | TOF 3D Neuromuscular Transmission Monitor Only |  | EA | Each | 1 | 1000 | 1000 | 2024-02-16 | 31/05/2024 (or notice +30 days whichever is sooner) | LISTPRICE20240216CH | FDA | S | 20 | [6 empty] | 5051826051016 |  |  | FALSE | FALSE | FALSE | FALSE | FALSE | Universal |  | CE | FALSE |  | Cross Hills, Keighley | United Kingdom | Denmark
2510101 | MIPM | 5750104 |  |  | TOF 3D | TOF 3D Patient Cable Assembly | Includes:<br />2510102 TOF 3D Main Patient Cable<br />2510103 TOF 3D Stimulation Cable with pinch clamps<br />2510104 TOF 3D Acceleration (AMG) Transducer<br />2530120 TOF 3D Sealing Cover for Main Patient Cable | EA | Each | 1 | 400 | 400 | 2024-02-16 | 31/05/2024 (or notice +30 days whichever is sooner) | LISTPRICE20240216CH | FDA | S | 20 | [9 empty] | FALSE | FALSE | FALSE | FALSE | FALSE | Universal |  | CE | FALSE |  | Cross Hills, Keighley | United Kingdom | Denmark
2510102 | MIPM | 5750108 |  |  | TOF 3D | TOF 3D Main Patient Cable |  | EA | Each | 1 | 180 | 180 | 2024-02-16 | 31/05/2024 (or notice +30 days whichever is sooner) | LISTPRICE20240216CH | FDA | S | 20 | [9 empty] | FALSE | FALSE | FALSE | FALSE | FALSE | Universal |  | CE | FALSE |  | Cross Hills, Keighley | United Kingdom | Denmark
2510103 | MIPM | 5750107 |  |  | TOF 3D | TOF 3D Stimulation Cable with pinch clamps |  | EA | Each | 1 | 110 | 110 | 2024-02-16 | 31/05/2024 (or notice +30 days whichever is sooner) | LISTPRICE20240216CH | FDA | S | 20 | [9 empty] | FALSE | FALSE | FALSE | FALSE | FALSE | Universal |  | CE | FALSE |  | Cross Hills, Keighley | United Kingdom | Denmark
2510104 | MIPM | 5750105 |  |  | TOF 3D | TOF 3D Acceleration (AMG) Transducer |  | EA | Each | 1 | 185 | 185 | 2024-02-16 | 31/05/2024 (or notice +30 days whichever is sooner) | LISTPRICE20240216CH | FDA | S | 20 | [9 empty] | FALSE | FALSE | FALSE | FALSE | FALSE | Universal |  | CE | FALSE |  | Cross Hills, Keighley | United Kingdom | Denmark
2510105 | MIPM | 5750106 |  |  | TOF 3D | TOF 3D Skin Temperature Sensor |  | EA | EACH | 1 | 170 | 170 | 2024-02-16 | 31/05/2024 (or notice +30 days whichever is sooner) | LISTPRICE20240216CH | FDA | S | 20 | [6 empty] | 42556292001017M6 |  |  | FALSE | FALSE | FALSE | FALSE | FALSE | Universal |  | CE | FALSE |  | Cross Hills, Keighley | United Kingdom | Denmark
2520000 | Viamed | 2520000 |  |  | Microstim | Microstim DB3 - Patient Lead - Press Studs |  | PR | PAIR | Pair (2) | 18 | 18 | 2024-02-16 | 31/05/2024 (or notice +30 days whichever is sooner) | LISTPRICE20240216CH | FDA | S | 20 | [6 empty] | 5051826002186 |  |  | FALSE | FALSE | FALSE | FALSE | FALSE | Universal |  | CE | FALSE |  | Cross Hills, Keighley | United Kingdom | United Kingdom
2520001 | Viamed | 2520001 |  |  | Microstim | Microstim DB3 - Patient Lead - Press Studs | Cable Length: 1.5m. | PR | PAIR | Pair (2) | 19 | 19 | 2024-02-16 | 31/05/2024 (or notice +30 days whichever is sooner) | LISTPRICE20240216CH | FDA | S | 20 | [6 empty] | 5051826014585 |  |  | FALSE | FALSE | FALSE | FALSE | FALSE | Universal |  | CE | FALSE |  | Cross Hills, Keighley | United Kingdom | United Kingdom
2520003 | Viamed | 2520003 |  |  | Microstim | Microstim DB3 - Patient Lead - Pinch Clamps | Cable Length: 1.5m. Set of 2. | PR | PAIR | Pair (2) | 20 | 20 | 2024-02-16 | 31/05/2024 (or notice +30 days whichever is sooner) | LISTPRICE20240216CH | FDA | S | 20 | [6 empty] | 5051826014592 |  |  | FALSE | FALSE | FALSE | FALSE | FALSE | Universal |  | CE | FALSE |  | Cross Hills, Keighley | United Kingdom | United Kingdom
2520110 | MIPM | 5750100 |  |  | TOF 3D | TOF 3D Hand Adapter |  | EA | EACH | 1 | 38.5 | 38.5 | 2024-02-16 | 31/05/2024 (or notice +30 days whichever is sooner) | LISTPRICE20240216CH | FDA | S | 20 | [6 empty] | 42556292001019MA |  |  | FALSE | FALSE | FALSE | FALSE | FALSE | Universal |  | CE | FALSE |  | Cross Hills, Keighley | United Kingdom | Denmark
2520111 | MIPM | 5750101 |  |  | TOF 3D | TOF 3D Thumb Adapters | (Box of 50) | BX | Box | Box (50) | 45 | 45 | 2024-02-16 | 31/05/2024 (or notice +30 days whichever is sooner) | LISTPRICE20240216CH | FDA | S | 20 | [6 empty] | 42556292001020LT |  |  | FALSE | FALSE | FALSE | FALSE | FALSE | Universal |  | CE | FALSE |  | Cross Hills, Keighley | United Kingdom | Denmark
2520112 | MIPM | 5750102 |  |  | TOF 3D | TOF 3D Eye Adapters | (Pack of 50) | PK | Pack | Pack (50) | 82 | 82 | 2024-02-16 | 31/05/2024 (or notice +30 days whichever is sooner) | LISTPRICE20240216CH | FDA | S | 20 | [6 empty] | 42556292001018M8 |  |  | FALSE | FALSE | FALSE | FALSE | FALSE | Universal |  | CE | FALSE |  | Cross Hills, Keighley | United Kingdom | Denmark
2520113 | MIPM | 5750110 variant A |  |  | TOF 3D | TOF 3D Pole Mount (Variant A, Premium) |  | EA | EACH | 1 | 66.75 | 66.75 | 2024-02-16 | 31/05/2024 (or notice +30 days whichever is sooner) | LISTPRICE20240216CH | FDA | S | 20 | [6 empty] | 42556292001021LV |  |  | FALSE | FALSE | FALSE | FALSE | FALSE | Not Applicable |  | CE | FALSE |  | Cross Hills, Keighley | United Kingdom | Denmark
2520114 | MIPM | 5750110 variant B |  |  | TOF 3D | TOF 3D Pole Mount (Variant B, Standard) |  | EA | EACH | 1 | 28 | 28 | 2024-02-16 | 31/05/2024 (or notice +30 days whichever is sooner) | LISTPRICE20240216CH | FDA | S | 20 | [6 empty] | 42556292001022LX |  |  | FALSE | FALSE | FALSE | FALSE | FALSE | Not Applicable |  | CE | FALSE |  | Cross Hills, Keighley | United Kingdom | Denmark
2520115 | MIPM | 5750103 |  |  | TOF 3D | TOF 3D USB Interface Cable |  | EA | EACH | 1 | 185 | 185 | 2024-02-16 | 31/05/2024 (or notice +30 days whichever is sooner) | LISTPRICE20240216CH | FDA | S | 20 | [6 empty] | 42556292001035M8 |  |  | FALSE | FALSE | FALSE | FALSE | FALSE | Not Applicable |  | CE | FALSE |  | Cross Hills, Keighley | United Kingdom | Denmark
2520118 | MIPM | 5750122 |  |  | TOF 3D | TOF 3D Hand Adapter Silicone Straps | Pack of 10 | PK | Pack | Pack (10) | 54 | 54 | 2024-02-16 | 31/05/2024 (or notice +30 days whichever is sooner) | LISTPRICE20240216CH | FDA | S | 20 | [9 empty] | FALSE | FALSE | FALSE | FALSE | FALSE | Universal |  | CE | FALSE |  | Cross Hills, Keighley | United Kingdom | Denmark
2530120 | MIPM | 5750116 |  |  | TOF 3D | TOF 3D Sealing Covers for Main Patient Cable (pack of 3) |  | EA | EACH | 1 | 28.2 | 28.2 | 2024-02-16 | 31/05/2024 (or notice +30 days whichever is sooner) | LISTPRICE20240216CH | FDA | S | 20 | [9 empty] | FALSE | FALSE | FALSE | FALSE | FALSE | Not Applicable |  | CE | FALSE |  | Cross Hills, Keighley | United Kingdom | Denmark
2530121 | MIPM | 5750109 |  |  | TOF 3D | TOF 3D Sealing Covers for Data Interface Socket (pack of 3) |  | EA | Each | 1 | 28.2 | 28.2 | 2024-02-16 | 31/05/2024 (or notice +30 days whichever is sooner) | LISTPRICE20240216CH | FDA | S | 20 | [9 empty] | FALSE | FALSE | FALSE | FALSE | FALSE | Not Applicable |  | CE | FALSE |  | Cross Hills, Keighley | United Kingdom | Denmark
2550004 | Viamed | 2550004 |  |  | Microstim | Microstim DB3 - Electrode | Microstim DB3 - Electrode. Box of 300 (10 packs of 30) | PK | PACK | Pack (300) | 37.75 | 37.75 | 2024-02-16 | 31/05/2024 (or notice +30 days whichever is sooner) | LISTPRICE20240216CH | FDA | S | 20 | [6 empty] | 30192253017001 |  |  | FALSE | FALSE | FALSE | FALSE | FALSE | Universal |  | CE | FALSE |  | Cross Hills, Keighley | United Kingdom | United Kingdom
2810006 | Beijing Choice | MD300C52 |  |  | Choicemmed | Paediatric OLED Finger Pulse Oximeter - Teddy Bear | Can be be used paediatric patients. Operates from 2x AAA batteries. | EA | EACH | 1 | 29.9 | 29.9 | 2024-02-16 | 31/05/2024 (or notice +30 days whichever is sooner) | LISTPRICE20240216CH | FJK | S | 20 | 2 | 27.5 | 3 | 26 | 11 | 24.5 | 5051826003008 |  |  | FALSE | FALSE | FALSE | FALSE | FALSE | Universal | IIb | CE | FALSE |  | Cross Hills, Keighley | United Kingdom | China, People`s Republic of
2810007 | Beijing Choice | MD300C53 |  |  | Choicemmed | Paediatric OLED Finger Pulse Oximeter - Frog | Can be be used paediatric patients. Operates from 2x AAA batteries. | EA | EACH | 1 | 29.9 | 29.9 | 2024-02-16 | 31/05/2024 (or notice +30 days whichever is sooner) | LISTPRICE20240216CH | FJK | S | 20 | 2 | 27.5 | 3 | 26 | 11 | 24.5 | 5051826003015 |  |  | FALSE | FALSE | FALSE | FALSE | FALSE | Universal | IIb | CE | FALSE |  | Cross Hills, Keighley | United Kingdom | China, People`s Republic of
2810009 | Beijing Choice | MD300C5 |  |  | Choicemmed | Paediatric OLED Finger Pulse Oximeter - Blue | Can be be used paediatric patients. Operates from 2x AAA batteries. | EA | EACH | 1 | 29.9 | 29.9 | 2024-02-16 | 31/05/2024 (or notice +30 days whichever is sooner) | LISTPRICE20240216CH | FJK | S | 20 | 2 | 27.5 | 3 | 26 | 11 | 24.5 | 5051826003039 |  |  | FALSE | FALSE | FALSE | FALSE | FALSE | Universal | IIb | CE | FALSE |  | Cross Hills, Keighley | United Kingdom | China, People`s Republic of
2810011 | Beijing Choice | MD300C2 |  |  | Choicemmed | MD300-C2 (MD300-D) OLED Finger Pulse Oximeter | Operates from 2x AAA batteries. | EA | EACH | 1 | 26.9 | 26.9 | 2024-02-16 | 31/05/2024 (or notice +30 days whichever is sooner) | LISTPRICE20240216CH | FJK | S | 20 | 2 | 24.5 | 3 | 23.7 | 11 | 22.5 | 5051826003053 |  |  | FALSE | FALSE | FALSE | FALSE | FALSE | Universal | IIb | CE | FALSE |  | Cross Hills, Keighley | United Kingdom | China, People`s Republic of
2810046 | Beijing Choice | MD300-C15D |  |  | Choicemmed | MD300-C15D LCD Finger Pulse Oximeter - Green | Inexpensive pulse oximeter for general purposes<br />Easy to use; 1-button operation<br />Automatic power-off when finger removed | EA | EACH | 1 | 19.8 | 19.8 | 2024-02-16 | 31/05/2024 (or notice +30 days whichever is sooner) | LISTPRICE20240216CH | FJK | S | 20 | 2 | 17.3 | 3 | 16.5 | 11 | 15.3 | 5051826015773 |  |  | FALSE | FALSE | FALSE | FALSE | FALSE | Universal | IIb | CE | FALSE |  | Cross Hills, Keighley | United Kingdom | China, People`s Republic of
2820011 | Beijing Choice | MD300-D Case |  |  | Choicemmed | Silicone cover for MD300-C2 (MD300-D) - Blue | Protective silicone cover for use with MD300-C2 (MD300-D) OLED Finger Pulse Oximeter | EA | EACH | 1 | 4.5 | 4.5 | 2024-02-16 | 31/05/2024 (or notice +30 days whichever is sooner) | LISTPRICE20240216CH | FJK | S | 20 | 2 | 2.6 | 3 | 2 | 11 | 1.2 | 5051826015865 |  |  | FALSE | FALSE | FALSE | FALSE | FALSE | Universal | IIb | CE | FALSE |  | Cross Hills, Keighley | United Kingdom | China, People`s Republic of
3210011 | Three Lions Limited | M6800100BLUE |  |  | Three Lions Limited | NeoPEEP Neonatal single patient use | Neonatal resuscitation circuit with adjustable PEEP. Hose Length: 1m. Single unit. | EA | EACH | 1 | 5 | 5 | 2024-02-16 | 31/05/2024 (or notice +30 days whichever is sooner) | LISTPRICE20240216CH | FEY | S | 20 | [6 empty] | 5051826003329 |  |  | FALSE | FALSE | FALSE | FALSE | FALSE | Universal |  | CE | FALSE |  | Cross Hills, Keighley | United Kingdom | China
3210013 | Three Lions Limited | M6800100BLUE |  |  | Three Lions Limited | NeoPEEP Neonatal single patient use - Blue | Neonatal resuscitation circuit with adjustable PEEP. Hose Length: 1m. Box of 20. | BX | BOX | Box (20) | 94.5 | 94.5 | 2024-02-16 | 31/05/2024 (or notice +30 days whichever is sooner) | LISTPRICE20240216CH | FEY | S | 20 | [6 empty] | 5055525403183 |  |  | FALSE | FALSE | FALSE | FALSE | FALSE | Universal |  |  | FALSE |  | Cross Hills, Keighley | United Kingdom | China
3210023 | Three Lions Limited | M6800150BLUE |  |  | Three Lions Limited | NeoPEEP Neonatal single patient use - Blue | Neonatal resuscitation circuit with adjustable PEEP. Hose Length: 1.5m. Box of 20 | BX | BOX | Box (20) | 94.5 | 94.5 | 2024-02-16 | 31/05/2024 (or notice +30 days whichever is sooner) | LISTPRICE20240216CH | FFK | S | 20 | [6 empty] | (01)05055525404746 |  |  | FALSE | FALSE | FALSE | FALSE | FALSE | Universal |  |  | FALSE |  | Cross Hills, Keighley | United Kingdom | China
3210067 | Three Lions Limited | M6200550D |  |  | Three Lions Limited | Single Use Silicone Round Facemask - SIZE 0.5 | 44.4 mm (Height) x 32 mm (Inner Width) x 54 mm (Diameter), Connector Diameter 15 mm O.D.<br />Single unit | EA | EACH | 1 | 3.25 | 3.25 | 2024-02-16 | 31/05/2024 (or notice +30 days whichever is sooner) | LISTPRICE20240216CH | FEY | S | 20 | [6 empty] | (01)05055525406757 |  |  | FALSE | FALSE | FALSE | FALSE | FALSE | Universal | I |  | FALSE |  | Cross Hills, Keighley | United Kingdom | China
3210068 | Three Lions Limited | M6200550D |  |  | Three Lions Limited | Single Use Silicone Round Facemask - SIZE 0.5 | 44.4 mm (Height) x 32 mm (Inner Width) x 54 mm (Diameter)<br />Connector Diameter 15 mm O.D.<br />Pack of 20 | PK | Pack | Pack (20) | 65 | 65 | 2024-02-16 | 31/05/2024 (or notice +30 days whichever is sooner) | LISTPRICE20240216CH | FEY | S | 20 | [6 empty] | 5051826024874 |  |  | FALSE | FALSE | FALSE | FALSE | FALSE | Universal | I |  | FALSE |  | Cross Hills, Keighley | United Kingdom | China
3210069 | Three Lions Limited | M6200550D |  |  | Three Lions Limited | Single Use Silicone Round Facemask - SIZE 0.5 | 44.4 mm (Height) x 32 mm (Inner Width) x 54 mm (Diameter)<br />Connector Diameter 15 mm O.D.<br />Box of 100 | BX | BOX | Box (100) | 325 | 325 | 2024-02-16 | 31/05/2024 (or notice +30 days whichever is sooner) | LISTPRICE20240216CH | FEY | S | 20 | [6 empty] | 5051826024881 |  |  | FALSE | FALSE | FALSE | FALSE | FALSE | Universal | I |  | FALSE |  | Cross Hills, Keighley | United Kingdom | China
3210070 | Three Lions Limited | M6200600D |  |  | Three Lions Limited | Single Use Silicone Round Facemask - SIZE 0 | 40 mm (Height) x 27.4 mm (Inner Width) x 48.6 mm (Diameter) - Connector Diameter 15 mm O.D.<br />Single unit. | EA | EACH | 1 | 3.25 | 3.25 | 2024-02-16 | 31/05/2024 (or notice +30 days whichever is sooner) | LISTPRICE20240216CH | FEY | S | 20 | [6 empty] | 5051826016121 |  |  | FALSE | FALSE | FALSE | FALSE | FALSE | Universal | I |  | FALSE |  | Cross Hills, Keighley | United Kingdom | China
3210071 | Three Lions Limited | M6200500D |  |  | Three Lions Limited | Single Use Silicone Round Facemask - SIZE 1 | 47.9 mm (Height) x 40.5 mm (Inner Width) x 60 mm (Diameter)<br />Connector Diameter 15 mm O.D.<br />Single unit. | EA | EACH | 1 | 3.25 | 3.25 | 2024-02-16 | 31/05/2024 (or notice +30 days whichever is sooner) | LISTPRICE20240216CH | FEY | S | 20 | [6 empty] | (01)0505552540038 |  |  | FALSE | FALSE | FALSE | FALSE | FALSE | Universal | I |  | FALSE |  | Cross Hills, Keighley | United Kingdom | China
3210073 | Three Lions Limited | M6200600D |  |  | Three Lions Limited | Single Use Silicone Round Facemask - SIZE 0 | 40 mm (Height) x 27.4 mm (Inner Width) x 48.6 mm (Diameter)<br />Connector Diameter 15 mm O.D.<br />Pack of 20<br /> | PK | PACK | Pack (20) | 65 | 65 | 2024-02-16 | 31/05/2024 (or notice +30 days whichever is sooner) | LISTPRICE20240216CH | FEY | S | 20 | [6 empty] | 5051826016152 |  |  | FALSE | FALSE | FALSE | FALSE | FALSE | Universal | I |  | FALSE |  | Cross Hills, Keighley | United Kingdom | China
3210074 | Three Lions Limited | M6200500D |  |  | Three Lions Limited | Single Use Silicone Round Facemask - SIZE 1 | 47.9 mm (Height) x 40.5 mm (Inner Width) x 60 mm (Diameter)<br />Connector Diameter 15 mm O.D.<br />Pack of 20 | PK | PACK | Pack (20) | 65 | 65 | 2024-02-16 | 31/05/2024 (or notice +30 days whichever is sooner) | LISTPRICE20240216CH | FEY | S | 20 | [6 empty] | 5051826016169 |  |  | FALSE | FALSE | FALSE | FALSE | FALSE | Universal | I |  | FALSE |  | Cross Hills, Keighley | United Kingdom | China
3210076 | Three Lions Limited | M6200600D |  |  | Three Lions Limited | Single Use Silicone Round Facemask - SIZE 0 | 40 mm (Height) x 27.4 mm (Inner Width) x 48.6 mm (Diameter)<br />Connector Diameter 15 mm O.D.<br />Box of 100<br /> | BX | BOX | Box (100) | 325 | 325 | 2024-02-16 | 31/05/2024 (or notice +30 days whichever is sooner) | LISTPRICE20240216CH | FEY | S | 20 | [6 empty] | 5051826016183 |  |  | FALSE | FALSE | FALSE | FALSE | FALSE | Universal | I |  | FALSE |  | Cross Hills, Keighley | United Kingdom | China
3210077 | Three Lions Limited | M6200500D |  |  | Three Lions Limited | Single Use Silicone Round Facemask - SIZE 1 | 47.9 mm (Height) x 40.5 mm (Inner Width) x 60 mm (Diameter) - Connector Diameter 15 mm O.D.<br />Box of 100<br /> | BX | BOX | Box (100) | 325 | 325 | 2024-02-16 | 31/05/2024 (or notice +30 days whichever is sooner) | LISTPRICE20240216CH | FEY | S | 20 | [6 empty] | 5051826016190 |  |  | FALSE | FALSE | FALSE | FALSE | FALSE | Universal | I |  | FALSE |  | Cross Hills, Keighley | United Kingdom | China
3810000 | Tidi Products | 4648 |  |  | Posey | Posey I.D. Bracelets - Newborn | Model 4648(14cm x 3cm)Box of 12 | BX | BOX | Box (12) | 18.9 | 18.9 | 2024-02-16 | 31/05/2024 (or notice +30 days whichever is sooner) | LISTPRICE20240216CH | CJK | S | 20 | 2 | 17.3 | 3 | 16.5 | 11 | 16.2 | 10190676002266 |  |  | FALSE | FALSE | FALSE | FALSE | FALSE | Universal |  |  | FALSE |  | Cross Hills, Keighley | United Kingdom | United States
3810010 | Tidi Products | 8166 |  |  | Posey | Posey I.V. Armboard - Infant | Model 8166Infant to 2 years (7cm x 4cm)Pack of 12 | BX | BOX | Box (12) | 25.7 | 25.7 | 2024-02-16 | 31/05/2024 (or notice +30 days whichever is sooner) | LISTPRICE20240216CH | FVH | S | 20 | 2 | 23.1 | 3 | 21.85 | 11 | 20.55 | 5051826016343 |  |  | FALSE | FALSE | FALSE | FALSE | FALSE | Universal |  |  | FALSE |  | Cross Hills, Keighley | United Kingdom | United States
3810011 | Tidi Products | 8167 |  |  | Posey | Posey I.V. Armboard - Paediatric | Model 81672 to 5 years (15cm x 6cm)Pack of 12 | BX | BOX | Box (12) | 30.85 | 30.85 | 2024-02-16 | 31/05/2024 (or notice +30 days whichever is sooner) | LISTPRICE20240216CH | FVH | S | 20 | 2 | 27.75 | 3 | 26.2 | 11 | 24.65 | 5051826016350 |  |  | FALSE | FALSE | FALSE | FALSE | FALSE | Universal |  | CE | FALSE |  | Cross Hills, Keighley | United Kingdom | United States
3810030 | Tidi Products | 8168I |  |  | Posey | Posey SecureSleeve - Infant | Model 8168I - 8cm (3&#34;) length<br />4 - 10cm (1.5 - 4&#34;) limb circumference<br />Single Pack | EA | EACH | 1 | 21.6 | 21.6 | 2024-02-16 | 31/05/2024 (or notice +30 days whichever is sooner) | LISTPRICE20240216CH | FVH | S | 20 | 2 | 19.75 | 3 | 18.8 | 11 | 17.9 | 5051826016374 |  |  | FALSE | FALSE | FALSE | FALSE | FALSE | Universal |  | CE | FALSE |  | Cross Hills, Keighley | United Kingdom | United States
3810031 | Tidi Products | 8168IL |  |  | Posey | Posey SecureSleeve - Infant (L) | 4 (11cm) length, 1 4 (4 10cm) limb circumference<br />Size 8168IL <br />Single Pack | EA | EACH | 1 | 21.6 | 21.6 | 2024-02-16 | 31/05/2024 (or notice +30 days whichever is sooner) | LISTPRICE20240216CH | FVH | S | 20 | 2 | 19.75 | 3 | 18.8 | 11 | 17.9 | 5051826016381 |  |  | FALSE | FALSE | FALSE | FALSE | FALSE | Universal |  | CE | FALSE |  | Cross Hills, Keighley | United Kingdom | United States
3810032 | Tidi Products | 8168P |  |  | Posey | Posey SecureSleeve - Paediatric | Model 8168P<br />7&#34; (18cm) length, 3 - 10&#34;<br />(8 - 25cm) limb circumference | EA | EACH | 1 | 21.6 | 21.6 | 2024-02-16 | 31/05/2024 (or notice +30 days whichever is sooner) | LISTPRICE20240216CH | FVH | S | 20 | 2 | 19.75 | 3 | 18.8 | 11 | 17.9 | 5051826016398 |  |  | FALSE | FALSE | FALSE | FALSE | FALSE | Universal |  | CE | FALSE |  | Cross Hills, Keighley | United Kingdom | United States
3810033 | Tidi Products | 8168XS |  |  | Posey | Posey SecureSleeve - Paediatric | Approximately for patients 2 - 7 years<br />25cm (10&#34;) length<br />8 - 30cm (3 - 12&#34;) limb circumference<br />Model 8168XS | EA | EACH | 1 | 28.25 | 28.25 | 2024-02-16 | 31/05/2024 (or notice +30 days whichever is sooner) | LISTPRICE20240216CH | FVH | S | 20 | 2 | 26.05 | 3 | 24.95 | 11 | 23.85 | 5051826016404 |  |  | FALSE | FALSE | FALSE | FALSE | FALSE | Universal |  | CE | FALSE |  | Cross Hills, Keighley | United Kingdom | United States
3810034 | Tidi Products | 8170P |  |  | Posey | Posey Paediatric Soft Spint | Model 8170P<br />Approximately for patients 2 - 7 years<br />20cm (8&#34;) length, up to 17cm (6 1/2&#34;) limb circumference | EA | EACH | 1 | 25.7 | 25.7 | 2024-02-16 | 31/05/2024 (or notice +30 days whichever is sooner) | LISTPRICE20240216CH | FVH | S | 20 | 2 | 23.2 | 3 | 22 | 11 | 20.75 | 5051826016411 |  |  | FALSE | FALSE | FALSE | FALSE | FALSE | Universal |  | CE | FALSE |  | Cross Hills, Keighley | United Kingdom | United States
3810041 | Tidi Products | 8161 |  |  | Posey | Posey SecureSleeve - Clips | Metal<br />Pack of 12<br />Also available in X-Ray Translucent | PK | PACK | Pack (12) | 15.4 | 15.4 | 2024-02-16 | 31/05/2024 (or notice +30 days whichever is sooner) | LISTPRICE20240216CH | FVH | S | 20 | 2 | 13.95 | 3 | 13.25 | 11 | 12.55 | 5051826016428 |  |  | FALSE | FALSE | FALSE | FALSE | FALSE | Universal |  | CE | FALSE |  | Cross Hills, Keighley | United Kingdom | United States
3810042 | Tidi Products | 8161 |  |  | Posey | Posey SecureSleeve - Clips (X-ray) | Pack of 12<br />Also available in Metal | PK | PACK | Pack (12) | 15.4 | 15.4 | 2024-02-16 | 31/05/2024 (or notice +30 days whichever is sooner) | LISTPRICE20240216CH | FVH | S | 20 | 2 | 13.95 | 3 | 13.25 | 11 | 12.55 | 5051826016435 |  |  | FALSE | FALSE | FALSE | FALSE | FALSE | Universal |  | CE | FALSE |  | Cross Hills, Keighley | United Kingdom | United States
3810050 | Tidi Products | 4642 |  |  | Posey | Posey Elbow Splint - Infant (2 years) | Model 4642, 10cm (4) length, One pair per pack | PR | PAIR | Pair (2) | 20.55 | 20.55 | 2024-02-16 | 31/05/2024 (or notice +30 days whichever is sooner) | LISTPRICE20240216CH | FVH | S | 20 | 2 | 18.6 | 3 | 17.6 | 11 | 16.65 | 5051826016442 |  |  | FALSE | FALSE | FALSE | FALSE | FALSE | Universal |  | CE | FALSE |  | Cross Hills, Keighley | United Kingdom | United States
3810051 | Tidi Products | 4643 |  |  | Posey | Posey Elbow Splint - Paediatric (2-7 yrs) | Model 4643, 17cm (6) length, One pair per pack | PR | PAIR | Pair (2) | 23.9 | 23.9 | 2024-02-16 | 31/05/2024 (or notice +30 days whichever is sooner) | LISTPRICE20240216CH | FVH | S | 20 | 2 | 21.85 | 3 | 21.3 | 11 | 19.8 | 5051826016459 |  |  | FALSE | FALSE | FALSE | FALSE | FALSE | Universal |  | CE | FALSE |  | Cross Hills, Keighley | United Kingdom | United States
3810060 | Tidi Products | 8197S |  |  | Posey | Posey Foam Trach Ties Small | Fits neonatal and infant necks (18 - 23cm (7 - 9&#34;)), 3cm (1&#34;) width, Model - 81797S Box of 12 | BX | BOX | Box (12) | 24.9 | 24.9 | 2024-02-16 | 31/05/2024 (or notice +30 days whichever is sooner) | LISTPRICE20240216CH | FEE | S | 20 | 2 | 23 | 3 | 21 | 11 | 19.6 | 10190676002181 |  |  | FALSE | FALSE | FALSE | FALSE | FALSE | Universal |  | CE | FALSE |  | Cross Hills, Keighley | United Kingdom | United States
3810061 | Tidi Products | 8197M |  |  | Posey | Posey Foam Trach Ties Medium | Fits adolescent and adult necks (20 33cm (8 13)), 41cm (16) length x 3cm (1) width, Model - 81797M Box of 12 | BX | BOX | Box (12) | 24.9 | 24.9 | 2024-02-16 | 31/05/2024 (or notice +30 days whichever is sooner) | LISTPRICE20240216CH | FEE | S | 20 | 2 | 23 | 3 | 21 | 11 | 19.6 | (01)10190676002198 |  |  | FALSE | FALSE | FALSE | FALSE | FALSE | Universal |  | CE | FALSE |  | Cross Hills, Keighley | United Kingdom | United States
3810062 | Tidi Products | 8197L |  |  | Posey | Posey Foam Trach Ties Large | Fits Adult necks (30 – 46cm (12 – 18”)), 23cm (9”) length x 3cm (1”) width, Model - 81797L Box of 12 | BX | BOX | Box (12) | 24.9 | 24.9 | 2024-02-16 | 31/05/2024 (or notice +30 days whichever is sooner) | LISTPRICE20240216CH | FEE | S | 20 | 2 | 23 | 3 | 21 | 11 | 19.6 | 5051826028445 |  |  | FALSE | FALSE | FALSE | FALSE | FALSE | Universal |  | CE | FALSE |  | Cross Hills, Keighley | United Kingdom | United States
3810063 | Tidi Products | 8197XL |  |  | Posey | Posey Foam Trach Ties X-Large | Fits Adult necks (41 – 61cm (16 – 24”)), 70cm (30”) length x 3cm (1”) width, Model - 81797XL Box of 12 | BX | BOX | Box (12) | 23.65 | 23.65 | 2024-02-16 | 31/05/2024 (or notice +30 days whichever is sooner) | LISTPRICE20240216CH | FEE | S | 20 | 2 | 21.7 | 3 | 20.7 | 11 | 19.75 | 5051826028452 |  |  | FALSE | FALSE | FALSE | FALSE | FALSE | Universal |  | CE | FALSE |  | Cross Hills, Keighley | United Kingdom | United States
3810070 | Tidi Products | 8196S |  |  | Posey | Posey Secure Ties Small | Adjustable sizing for a comfortable fit. Extra tie ensure that the trach tube is in place more securely.<br /><br />Fits infant necks 18 - 25cm (7 - 10&#34;), 39cm (15.5&#34;) tie - 2 straps. 23cm (9&#34;) length x 3cm (1&#34;) width. Box of 12. | BX | BOX | Box (12) | 37 | 37 | 2024-02-16 | 31/05/2024 (or notice +30 days whichever is sooner) | LISTPRICE20240216CH | FEE | S | 20 | 2 | 34.95 | 3 | 33.9 | 11 | 32.9 | 5051826028469 |  |  | FALSE | FALSE | FALSE | FALSE | FALSE | Universal |  | CE | FALSE |  | Cross Hills, Keighley | United Kingdom | United States
3810071 | Tidi Products | 8196M |  |  | Posey | Posey Secure Ties Medium | Adjustable sizing for a comfortable fit. Extra tie ensure that the trach tube is in place more securely.<br /><br />Fits paediatric to adult necks 23 - 43cm (9 - 17), 39cm (15.5) tie - 2 straps. 47cm (18.5) length x 3cm (1) width. Box of 12. | BX | BOX | Box (12) | 37 | 37 | 2024-02-16 | 31/05/2024 (or notice +30 days whichever is sooner) | LISTPRICE20240216CH | FEE | S | 20 | 2 | 34.95 | 3 | 33.9 | 11 | 32.9 | 5051826028476 |  |  | FALSE | FALSE | FALSE | FALSE | FALSE | Universal |  | CE | FALSE |  | Cross Hills, Keighley | United Kingdom | United States
3810072 | Tidi Products | 8196M |  |  | Posey | Posey Secure Ties Large | Adjustable sizing for a comfortable fit. Extra tie ensure that the trach tube is in place more securely.<br /><br />Fits adult necks 33 - 61cm (13 - 24), 39cm (15.5) tie - 2 straps. 60cm (18.5) length x 3cm (1) width. Box of 12. | BX | BOX | Box (12) | 37 | 37 | 2024-02-16 | 31/05/2024 (or notice +30 days whichever is sooner) | LISTPRICE20240216CH | FEE | S | 20 | 2 | 34.95 | 3 | 33.9 | 11 | 32.9 | 5051826028483 |  |  | FALSE | FALSE | FALSE | FALSE | FALSE | Universal |  | CE | FALSE |  | Cross Hills, Keighley | United Kingdom | United States
3833-007 | Vacsax | 3833-007 |  |  | Vacsax | Tapered connectors | For use with VacSax suction receiving system. Pack of 10<br /> | PK | PACK | Pack (10) | 34.4 | 34.4 | 2024-02-16 | 31/05/2024 (or notice +30 days whichever is sooner) | LISTPRICE20240216CH | FPA | S | 20 | [6 empty] | (01)05055761602418 |  |  | FALSE | FALSE | FALSE | FALSE | FALSE | Not Applicable |  | CE | FALSE |  | Cross Hills, Keighley | United Kingdom | United Kingdom
3833-132 | Vacsax | 3833-132 |  |  | Vacsax | 1 Litre VacSax canister with V mount | For use with VacSax suction receiving system. | EA | EACH | 1 | 10.3 | 10.3 | 2024-02-16 | 31/05/2024 (or notice +30 days whichever is sooner) | LISTPRICE20240216CH | FPA | S | 20 | [6 empty] | 5051826016541 |  |  | FALSE | FALSE | FALSE | FALSE | FALSE | Not Applicable |  | CE | FALSE |  | Cross Hills, Keighley | United Kingdom | United Kingdom
4310002 | Bluepoint Medical | 7030131001 |  |  | SpiroTrue | Flowsensor A(PC) | Box of 5 - Autoclavable Hot-wire A (PC) flowsensor for use with Drger ventilators. Replacement for the Drger SpiroLife flow sensor part no. MK 01900. For use with Drger Spirolog, Anemone, PM8030, PM8060, Eva, Cicero, Cato, Julian, Evita 1-4 XL | BX | BOX | Box (5) | 136 | 136 | 2024-02-16 | 31/05/2024 (or notice +30 days whichever is sooner) | LISTPRICE20240216CH | FDP | S | 20 | [6 empty] | 24251679601689 |  |  | FALSE | FALSE | FALSE | FALSE | FALSE | Not Applicable |  |  | FALSE |  | Cross Hills, Keighley | United Kingdom | E.U.
4310007 | Bluepoint Medical | 1030132006 |  |  | SpiroTrue | SpiroTrue A - Single use flow sensor. Box of 5 |  | BX | BOX | Box (5) | 110 | 110 | 2024-02-16 | 31/05/2024 (or notice +30 days whichever is sooner) | LISTPRICE20240216CH | FDP | S | 20 | [6 empty] | (01)24251679601573 |  |  | FALSE | FALSE | FALSE | FALSE | FALSE | Not Applicable |  |  | FALSE |  | Cross Hills, Keighley | United Kingdom | E.U.
4310009 | Bluepoint Medical | 1030132000 |  |  | SpiroTrue | SpiroTrue H - Single use flow sensor. Box of 6 |  | BX | BOX | Box (6) | 110 | 110 | 2024-02-16 | 31/05/2024 (or notice +30 days whichever is sooner) | LISTPRICE20240216CH | FDP | S | 20 | [6 empty] | (01)24251679601566 |  |  | FALSE | FALSE | FALSE | FALSE | FALSE | Not Applicable |  | CE | FALSE |  | Cross Hills, Keighley | United Kingdom | E.U.
4420506 | Masimo | 200604 |  |  | IRMA | IRMA AX+ analyser | for use with Viamed VM-2500-MG Multigas Capnograph | EA | EACH | 1 | 3204.5 | 3204.5 | 2024-02-16 | 31/05/2024 (or notice +30 days whichever is sooner) | LISTPRICE20240216CH | FJA | S | 20 | [6 empty] | 5051826016848 |  |  | FALSE | FALSE | FALSE | FALSE | FALSE | Universal |  |  | FALSE |  | Cross Hills, Keighley | United Kingdom | E.U.
4420507 | Masimo | 200107 |  |  | IRMA | IRMA CO2 analyzer with Lemo connector |  | EA | EACH | 1 | 1049.75 | 1049.75 | 2024-02-16 | 31/05/2024 (or notice +30 days whichever is sooner) | LISTPRICE20240216CH | FJA | S | 20 | [6 empty] | 7350046131705 |  |  | FALSE | FALSE | FALSE | FALSE | FALSE | Universal |  |  | FALSE |  | Cross Hills, Keighley | United Kingdom | E.U.
4420511 | Masimo | 106220 |  |  | IRMA | IRMA airway Adapter - Adult/Paediatric | for use with Viamed VM-2500-M Mainstream and VM-2500-MG Multigas Capnographs. Box of 25 | BX | BOX | Box (25) | 282 | 282 | 2024-02-16 | 31/05/2024 (or notice +30 days whichever is sooner) | LISTPRICE20240216CH | FJA | S | 20 | [6 empty] | (01)17350046131597 |  |  | FALSE | FALSE | FALSE | FALSE | FALSE | Universal |  | CE | FALSE |  | Cross Hills, Keighley | United Kingdom | E.U.
4420521 | Masimo | 106260 |  |  | IRMA | IRMA airway Adapter - Infant | for use with Viamed VM-2500-M Mainstream and VM-2500-MG Multigas Capnographs. Pack of 10 | BX | BOX | Box (10) | 230 | 230 | 2024-02-16 | 31/05/2024 (or notice +30 days whichever is sooner) | LISTPRICE20240216CH | FJA | S | 20 | [6 empty] | 17350046131603 |  |  | FALSE | FALSE | FALSE | FALSE | FALSE | Universal |  |  | FALSE |  | Cross Hills, Keighley | United Kingdom | E.U.
4420531 | Bluepoint Medical | 4420531 |  |  | Viamed | Sidestream Disposable Airway Adapter (Adult/Paediatric) | with female Luer Lock sideport. Box of 25 | BX | BOX | Box (25) | 50 | 50 | 2024-02-16 | 31/05/2024 (or notice +30 days whichever is sooner) | LISTPRICE20240216CH | FJA | S | 20 | [6 empty] | 24251679603010 |  |  | FALSE | FALSE | FALSE | FALSE | FALSE | Universal |  |  | FALSE |  | Cross Hills, Keighley | United Kingdom | E.U.
4420590 | Bluepoint Medical | 3090122005 |  |  | Viamed | Rechargeable Li-Poly battery | for use with VM-2500 Capnograph range | EA | EACH | 1 | 33.15 | 33.15 | 2024-02-16 | 31/05/2024 (or notice +30 days whichever is sooner) | LISTPRICE20240216CH | FJA | S | 20 | [6 empty] | 5051826003350 |  |  | FALSE | FALSE | FALSE | FALSE | FALSE | Not Applicable |  |  | FALSE |  | Cross Hills, Keighley | United Kingdom | E.U.
4420597 | Bluepoint Medical | 4420597 |  |  | Viamed | USB Cable for use with Viamed VM-2500 | Micro USB cable for use with Viamed VM-2500-S, VM-2500-M and VM-2500-MG capnographs | EA | EACH | 1 | 5.53 | 5.53 | 2024-02-16 | 31/05/2024 (or notice +30 days whichever is sooner) | LISTPRICE20240216CH | FJA | S | 20 | [6 empty] | 5051826017135 |  |  | FALSE | FALSE | FALSE | FALSE | FALSE | Not Applicable |  | CE | FALSE |  | Cross Hills, Keighley | United Kingdom | E.U.
4420598 | Bluepoint Medical | 12090122001 |  |  | Viamed | Power Supply for VM-2500 Series Capnographs | Does not include a plug adapter | EA | EACH | 1 | 42.95 | 42.95 | 2024-02-16 | 31/05/2024 (or notice +30 days whichever is sooner) | LISTPRICE20240216CH | FYZ | S | 20 | [6 empty] | 5051826050378 |  |  | FALSE | FALSE | FALSE | FALSE | FALSE | Not Applicable | I | CE | FALSE |  | Cross Hills, Keighley | United Kingdom | E.U.
4420600 | Bluepoint Medical | 4420600 |  |  | Viamed | Universal mounting kit Rev. 1 - for use with VM-2500 | For use with Viamed VM-2500 series capnographs with v.1 case | EA | EACH | 1 | 16.1 | 16.1 | 2024-02-16 | 31/05/2024 (or notice +30 days whichever is sooner) | LISTPRICE20240216CH | FJA | S | 20 | [6 empty] | 5051826017142 |  |  | FALSE | FALSE | FALSE | FALSE | FALSE | Not Applicable |  | CE | FALSE |  | Cross Hills, Keighley | United Kingdom | E.U.
4420601 | Bluepoint Medical | 4420601 |  |  | Viamed | Universal mounting kit Rev. 2 | For use with Viamed VM-2500 series capnographs with v.2 case and VM-2400 Haemoglobin Monitor | EA | EACH | 1 | 16.1 | 16.1 | 2024-02-16 | 31/05/2024 (or notice +30 days whichever is sooner) | LISTPRICE20240216CH | FJA | S | 20 | [6 empty] | 5051826017159 |  |  | FALSE | FALSE | FALSE | FALSE | FALSE | Not Applicable |  |  | FALSE |  | Cross Hills, Keighley | United Kingdom | E.U.
4420610 | Bluepoint Medical | 3090122006 |  |  | Viamed | Silicone cover - for use with VM-2500 | Protective silicone cover for use with Viamed VM-2500 series capnographs. Rev. 1 | EA | EACH | 1 | 14.45 | 14.45 | 2024-02-16 | 31/05/2024 (or notice +30 days whichever is sooner) | LISTPRICE20240216CH | FJA | S | 20 | [6 empty] | 5051826017166 |  |  | FALSE | FALSE | FALSE | FALSE | FALSE | Not Applicable |  | CE | FALSE |  | Cross Hills, Keighley | United Kingdom | E.U.
4420611 | Bluepoint Medical | 6090122004 |  |  | Viamed | Silicone Protective Cover - for Viamed VM-2500 Series Capnographs | Protective silicone cover for use with Viamed VM-2500 series capnographs and VM-2400 Haemoglobin monitor. Rev. 2 for use when a Universal Mounting Kit has been fitted. | EA | EACH | 1 | 14.45 | 14.45 | 2024-02-16 | 31/05/2024 (or notice +30 days whichever is sooner) | LISTPRICE20240216CH | FJA | S | 20 | [6 empty] | 5051826017173 |  |  | FALSE | FALSE | FALSE | FALSE | FALSE | Not Applicable |  |  | FALSE |  | Cross Hills, Keighley | United Kingdom | E.U.
4420615 | Bluepoint Medical | 609122002 |  |  | Viamed | Protective Rubber Boot for use with Viamed VM-2500 | Protective Rubber Boot for use with Viamed VM-2500 series capnographs | EA | EACH | 1 | 42.5 | 42.5 | 2024-02-16 | 31/05/2024 (or notice +30 days whichever is sooner) | LISTPRICE20240216CH | FJA | S | 20 | [6 empty] | 5051826017210 |  |  | FALSE | FALSE | FALSE | FALSE | FALSE | Not Applicable |  | CE | FALSE |  | Cross Hills, Keighley | United Kingdom | E.U.
4420620 | Openhouse | 4420620 |  |  | Viamed | Carrying case - for use with VM-2500 Series | Hi-vis orange case, with grey inside. MicrAgard antimicrobial protection. Flame retardant to aircraft standards. Fluid repellent. Non rot. U/V stable. Washable at 60 degrees C. Silverstorm self healing & waterproof zips. Silverlining inners. Excellent abrasion & tear resistance. High visibility & reflective properties. Dimensions - external (approximate): 270mm (L) x 90mm x (W) x 85mm (H) | EA | EACH | 1 | 51.5 | 51.5 | 2024-02-16 | 31/05/2024 (or notice +30 days whichever is sooner) | LISTPRICE20240216CH | FJA | S | 20 | [6 empty] | 5051826003398 |  |  | FALSE | FALSE | FALSE | FALSE | FALSE | Not Applicable |  | CE | FALSE |  | Cross Hills, Keighley | United Kingdom | United Kingdom
4420621 | Openhouse | 4420621 |  |  | Viamed | Carrying case with clear front viewing panel - for use with VM-2500 | Hi-vis orange case, with grey inside. Features a clear front panel and accessory access flap to allow the instrument to be operated with the case closed. MicrAgard antimicrobial protection. Flame retardant to aircraft standards. Fluid repellent. Non rot. U/V stable. Washable at 60 degrees C. Silverstorm self healing & waterproof zips. Silverlining inners. Excellent abrasion & tear resistance. High visibility & reflective properties. Dimensions - external (approximate): 270mm (L) x 90mm x (W) x 85mm (H) | EA | EACH | 1 | 51.5 | 51.5 | 2024-02-16 | 31/05/2024 (or notice +30 days whichever is sooner) | LISTPRICE20240216CH | FJA | S | 20 | [6 empty] | 5051826017234 |  |  | FALSE | FALSE | FALSE | FALSE | FALSE | Not Applicable |  |  | FALSE |  | Cross Hills, Keighley | United Kingdom | United Kingdom
4420628 | Openhouse | 4420628 |  |  | Viamed | Carrying case (red with A&E logo) - for use with VM-2500 | Red case with white Accident & Emergency text on side panel. MicrAgard antimicrobial protection. Flame retardant to aircraft standards. Fluid repellent. Non rot. U/V stable. Washable at 60 degrees C. Silverstorm self healing & waterproof zips. Silverlining inners. Excellent abrasion & tear resistance. Dimensions - external (approximate): 270mm (L) x 90mm x (W) x 85mm (H) | EA | EACH | 1 | 51.5 | 51.5 | 2024-02-16 | 31/05/2024 (or notice +30 days whichever is sooner) | LISTPRICE20240216CH | FJA | S | 20 | [6 empty] | 5051826017241 |  |  | FALSE | FALSE | FALSE | FALSE | FALSE | Not Applicable |  | CE | FALSE |  | Cross Hills, Keighley | United Kingdom | United Kingdom
4420800 | Bluepoint Medical | 7090121001V |  |  | VersaStream | VersaStream Viamed CO2 Sampling Line. Nasal Prong - Adult - Short-term | Box of 25 | BX | BOX | Box (25) | 140 | 140 | 2024-02-16 | 31/05/2024 (or notice +30 days whichever is sooner) | LISTPRICE20240216CH | FJA | S | 20 | [6 empty] | 5051826017531 |  |  | FALSE | FALSE | FALSE | FALSE | FALSE | Universal |  | CE | FALSE |  | Cross Hills, Keighley | United Kingdom | E.U.
4420801 | Bluepoint Medical | 7090121002V |  |  | VersaStream | VersaStream Viamed CO2 Sampling Line - Nasal - Adult - Short-term | Box of 25 | BX | BOX | Box (25) | 200 | 200 | 2024-02-16 | 31/05/2024 (or notice +30 days whichever is sooner) | LISTPRICE20240216CH | FJA | S | 20 | [6 empty] | (01)24251679601122 |  |  | FALSE | FALSE | FALSE | FALSE | FALSE | Universal |  | CE | FALSE |  | Cross Hills, Keighley | United Kingdom | E.U.
4420802 | Bluepoint Medical | 7090121003V |  |  | VersaStream | VersaStream Viamed CO2 Sampling Line - Nasal - Paediatric - Short-term | Box of 25 | BX | BOX | Box (25) | 200 | 200 | 2024-02-16 | 31/05/2024 (or notice +30 days whichever is sooner) | LISTPRICE20240216CH | FJA | S | 20 | [6 empty] | 5051826017555 |  |  | FALSE | FALSE | FALSE | FALSE | FALSE | Universal |  | CE | FALSE |  | Cross Hills, Keighley | United Kingdom | E.U.
4420804 | Bluepoint Medical | 7090121005V |  |  | VersaStream | VersaStream Viamed CO2/O2 Sampling Line - Nasal - Adult - Short-term | Box of 10 | BX | BOX | Box (10) | 88 | 88 | 2024-02-16 | 31/05/2024 (or notice +30 days whichever is sooner) | LISTPRICE20240216CH | FJA | S | 20 | [6 empty] | (01)24251679601153 |  |  | FALSE | FALSE | FALSE | FALSE | FALSE | Universal |  | CE | FALSE |  | Cross Hills, Keighley | United Kingdom | E.U.
4420805 | Bluepoint Medical | 7090121006V |  |  | VersaStream | VersaStream Viamed CO2/O2 Sampling Line - Nasal - Paediatric - Short-term | Box of 10 | BX | BOX | Box (10) | 88 | 88 | 2024-02-16 | 31/05/2024 (or notice +30 days whichever is sooner) | LISTPRICE20240216CH | FJA | S | 20 | [6 empty] | 5051826028889 |  |  | FALSE | FALSE | FALSE | FALSE | FALSE | Universal |  | CE | FALSE |  | Cross Hills, Keighley | United Kingdom | E.U.
4420807 | Bluepoint Medical | 7090121008V |  |  | VersaStream | VersaStream Viamed CO2 Sampling Line - Nasal - Adult - Long-term | Box of 25 | BX | BOX | Box (25) | 240 | 240 | 2024-02-16 | 31/05/2024 (or notice +30 days whichever is sooner) | LISTPRICE20240216CH | FJA | S | 20 | [6 empty] | 5051826028902 |  |  | FALSE | FALSE | FALSE | FALSE | FALSE | Universal |  | CE | FALSE |  | Cross Hills, Keighley | United Kingdom | E.U.
4420808 | Bluepoint Medical | 7090121009V |  |  | VersaStream | VersaStream Viamed CO2 Sampling Line - Nasal - Paediatric - Long-term | Box of 25 | BX | BOX | Box (25) | 240 | 240 | 2024-02-16 | 31/05/2024 (or notice +30 days whichever is sooner) | LISTPRICE20240216CH | FJA | S | 20 | [6 empty] | 5051826028919 |  |  | FALSE | FALSE | FALSE | FALSE | FALSE | Universal |  | CE | FALSE |  | Cross Hills, Keighley | United Kingdom | E.U.
4420810 | Bluepoint Medical | 7090121011V |  |  | VersaStream | VersaStream Viamed CO2/O2 Sampling Line - Nasal - Adult - Long-term | Box of 10 | BX | BOX | Box (10) | 104 | 104 | 2024-02-16 | 31/05/2024 (or notice +30 days whichever is sooner) | LISTPRICE20240216CH | FJA | S | 20 | [6 empty] | 24251679601214 |  |  | FALSE | FALSE | FALSE | FALSE | FALSE | Universal |  | CE | FALSE |  | Cross Hills, Keighley | United Kingdom | E.U.
4420811 | Bluepoint Medical | 7090121012V |  |  | VersaStream | VersaStream Viamed CO2/O2 Sampling Line - Nasal - Paediatric - Long-term | Box of 10 | BX | BOX | Box (10) | 104 | 104 | 2024-02-16 | 31/05/2024 (or notice +30 days whichever is sooner) | LISTPRICE20240216CH | FJA | S | 20 | [6 empty] | 5051826028940 |  |  | FALSE | FALSE | FALSE | FALSE | FALSE | Universal |  | CE | FALSE |  | Cross Hills, Keighley | United Kingdom | E.U.
4420813 | Bluepoint Medical | 7090121014V |  |  | VersaStream | VersaStream Viamed CO2 Sampling Line - Oral/Nasal - Adult - Short-term | Box of 25 | BX | BOX | Box (25) | 200 | 200 | 2024-02-16 | 31/05/2024 (or notice +30 days whichever is sooner) | LISTPRICE20240216CH | FJA | S | 20 | [6 empty] | 5051826017586 |  |  | FALSE | FALSE | FALSE | FALSE | FALSE | Universal |  | CE | FALSE |  | Cross Hills, Keighley | United Kingdom | E.U.
4420814 | Bluepoint Medical | 7090121015V |  |  | VersaStream | VersaStream Viamed CO2 Sampling Line - Oral/Nasal - Paediatric - Short-term | Box of 25 | BX | BOX | Box (25) | 200 | 200 | 2024-02-16 | 31/05/2024 (or notice +30 days whichever is sooner) | LISTPRICE20240216CH | FJA | S | 20 | [6 empty] | 5051826017593 |  |  | FALSE | FALSE | FALSE | FALSE | FALSE | Universal |  | CE | FALSE |  | Cross Hills, Keighley | United Kingdom | E.U.
4420815 | Bluepoint Medical | 7090121016V |  |  | VersaStream | VersaStream Viamed CO2/O2 Sampling Line - Oral/Nasal - Adult - Short-term | Box of 10 | BX | BOX | Box (10) | 88 | 88 | 2024-02-16 | 31/05/2024 (or notice +30 days whichever is sooner) | LISTPRICE20240216CH | FJA | S | 20 | [6 empty] | (01)24251679601269 |  |  | FALSE | FALSE | FALSE | FALSE | FALSE | Universal |  | CE | FALSE |  | Cross Hills, Keighley | United Kingdom | E.U.
4420816 | Bluepoint Medical | 7090121017V |  |  | VersaStream | VersaStream Viamed CO2/O2 Sampling Line - Oral/Nasal - Paediatric - Short-term | Box of 10 | BX | BOX | Box (10) | 88 | 88 | 2024-02-16 | 31/05/2024 (or notice +30 days whichever is sooner) | LISTPRICE20240216CH | FJA | S | 20 | [6 empty] | (01)24251679601276 |  |  | FALSE | FALSE | FALSE | FALSE | FALSE | Universal |  | CE | FALSE |  | Cross Hills, Keighley | United Kingdom | E.U.
4420817 | Bluepoint Medical | 7090121018V |  |  | VersaStream | VersaStream Viamed CO2 Sampling Line - Oral/Nasal - Adult - Long-term | Box of 25 | BX | BOX | Box (25) | 250 | 250 | 2024-02-16 | 31/05/2024 (or notice +30 days whichever is sooner) | LISTPRICE20240216CH | FJA | S | 20 | [6 empty] | 5051826028988 |  |  | FALSE | FALSE | FALSE | FALSE | FALSE | Universal |  | CE | FALSE |  | Cross Hills, Keighley | United Kingdom | E.U.
4420818 | Bluepoint Medical | 7090121019V |  |  | VersaStream | VersaStream Viamed CO2 Sampling Line - Oral/Nasal - Paediatric - Long-term | Box of 25 | BX | BOX | Box (25) | 250 | 250 | 2024-02-16 | 31/05/2024 (or notice +30 days whichever is sooner) | LISTPRICE20240216CH | FJA | S | 20 | [6 empty] | 5051826028995 |  |  | FALSE | FALSE | FALSE | FALSE | FALSE | Universal |  | CE | FALSE |  | Cross Hills, Keighley | United Kingdom | E.U.
4420819 | Bluepoint Medical | 7090121020V |  |  | VersaStream | VersaStream Viamed CO2/O2 Sampling Line - Oral/Nasal - Adult - Long-term | Box of 10 | BX | BOX | Box (10) | 108 | 108 | 2024-02-16 | 31/05/2024 (or notice +30 days whichever is sooner) | LISTPRICE20240216CH | FJA | S | 20 | [6 empty] | 5051826029008 |  |  | FALSE | FALSE | FALSE | FALSE | FALSE | Universal |  | CE | FALSE |  | Cross Hills, Keighley | United Kingdom | E.U.
4420820 | Bluepoint Medical | 7090121021V |  |  | VersaStream | VersaStream Viamed CO2/O2 Sampling Line - Oral/Nasal - Paediatric - Long-term | Box of 10 | BX | BOX | Box (10) | 108 | 108 | 2024-02-16 | 31/05/2024 (or notice +30 days whichever is sooner) | LISTPRICE20240216CH | FJA | S | 20 | [6 empty] | 5051826029015 |  |  | FALSE | FALSE | FALSE | FALSE | FALSE | Universal |  | CE | FALSE |  | Cross Hills, Keighley | United Kingdom | E.U.
4420821 | Bluepoint Medical | 7090121022V |  |  | VersaStream | VersaStream Viamed CO2 Sampling Line with Airway Adapter - Adult/Paediatric - Short-term | Box of 25 | BX | BOX | Box (25) | 160 | 160 | 2024-02-16 | 31/05/2024 (or notice +30 days whichever is sooner) | LISTPRICE20240216CH | FJA | S | 20 | [6 empty] | (01)24251679601320 |  |  | FALSE | FALSE | FALSE | FALSE | FALSE | Universal |  | CE | FALSE |  | Cross Hills, Keighley | United Kingdom | E.U.
4420822 | Bluepoint Medical | 7090121023V |  |  | VersaStream | VersaStream Viamed CO2 Sampling Line with Airway Adapter - Infant (ID < 4.0mm) - Short-term | Box of 25 | BX | BOX | Box (25) | 180 | 180 | 2024-02-16 | 31/05/2024 (or notice +30 days whichever is sooner) | LISTPRICE20240216CH | FJA | S | 20 | [6 empty] | 5051826017616 |  |  | FALSE | FALSE | FALSE | FALSE | FALSE | Universal |  | CE | FALSE |  | Cross Hills, Keighley | United Kingdom | E.U.
4420823 | Bluepoint Medical | 7090121024V |  |  | VersaStream | VersaStream Viamed CO2 Sampling Line with Airway Adapter - Adult/Paediatric - Long-term | Box of 25 | BX | BOX | Box (25) | 240 | 240 | 2024-02-16 | 31/05/2024 (or notice +30 days whichever is sooner) | LISTPRICE20240216CH | FJA | S | 20 | [6 empty] | (01)24251679601344 |  |  | FALSE | FALSE | FALSE | FALSE | FALSE | Universal |  | CE | FALSE |  | Cross Hills, Keighley | United Kingdom | E.U.
4420824 | Bluepoint Medical | 7090121025V |  |  | VersaStream | VersaStream Viamed CO2 Sampling Line with Airway Adapter - Infant (ID < 4.0mm) - Long-term | Box of 25 | BX | BOX | Box (25) | 260 | 260 | 2024-02-16 | 31/05/2024 (or notice +30 days whichever is sooner) | LISTPRICE20240216CH | FJA | S | 20 | [6 empty] | (01)24251679601351 |  |  | FALSE | FALSE | FALSE | FALSE | FALSE | Universal |  | CE | FALSE |  | Cross Hills, Keighley | United Kingdom | E.U.
4420825 | Bluepoint Medical | 7090121129V |  |  | VersaStream | VersaStream Viamed CO2 Sampling Line with Luer Lock Male Connection | Short-Term, Box of 25 | BX | BOX | Box (25) | 160 | 160 | 2024-02-16 | 31/05/2024 (or notice +30 days whichever is sooner) | LISTPRICE20240216CH | FJA | S | 20 | [6 empty] | 5051826029039 |  |  | FALSE | FALSE | FALSE | FALSE | FALSE | Universal |  | CE | FALSE |  | Cross Hills, Keighley | United Kingdom | E.U.
4420826 | Bluepoint Medical | 7090121130V |  |  | VersaStream | VersaStream Viamed CO2 Sampling Line with Luer Connector - Long-term | Box of 25 | BX | BOX | Box (25) | 240 | 240 | 2024-02-16 | 31/05/2024 (or notice +30 days whichever is sooner) | LISTPRICE20240216CH | FJA | S | 20 | [6 empty] | (01)24251679601375 |  |  | FALSE | FALSE | FALSE | FALSE | FALSE | Universal |  | CE | FALSE |  | Cross Hills, Keighley | United Kingdom | E.U.
4420857 | Bluepoint Medical | 7090121133V |  |  | VersaStream | VersaStream Luer Lock Male CO2 Sampling Line - Nasal - Adult - Long-term | Box of 25 | BX | BOX | Box (25) | 200 | 200 | 2024-02-16 | 31/05/2024 (or notice +30 days whichever is sooner) | LISTPRICE20240216CH | FJA | S | 20 | [6 empty] | 5051826029114 |  |  | FALSE | FALSE | FALSE | FALSE | FALSE | Universal |  | CE | FALSE |  | Cross Hills, Keighley | United Kingdom | E.U.
4420858 | Bluepoint Medical | 7090121134V |  |  | VersaStream | VersaStream Luer Lock Male CO2 Sampling Line - Nasal - Paediatric - Long-term | Box of 25 | BX | BOX | Box (25) | 200 | 200 | 2024-02-16 | 31/05/2024 (or notice +30 days whichever is sooner) | LISTPRICE20240216CH | FJA | S | 20 | [6 empty] | 5051826029121 |  |  | FALSE | FALSE | FALSE | FALSE | FALSE | Universal |  | CE | FALSE |  | Cross Hills, Keighley | United Kingdom | E.U.
4420860 | Bluepoint Medical | 7090121036V |  |  | VersaStream | VersaStream Luer Lock Male CO2/O2 Sampling Line - Nasal - Adult - Long-term | Box of 10 | BX | BOX | Box (10) | 92 | 92 | 2024-02-16 | 31/05/2024 (or notice +30 days whichever is sooner) | LISTPRICE20240216CH | FJA | S | 20 | [6 empty] | 24251679601412 |  |  | FALSE | FALSE | FALSE | FALSE | FALSE | Universal |  | CE | FALSE |  | Cross Hills, Keighley | United Kingdom | E.U.
4420861 | Bluepoint Medical | 7090121037V |  |  | VersaStream | VersaStream Luer Lock Male CO2/O2 Sampling Line - Nasal - Paediatric - Long-term | Box of 10 | BX | BOX | Box (10) | 92 | 92 | 2024-02-16 | 31/05/2024 (or notice +30 days whichever is sooner) | LISTPRICE20240216CH | FJA | S | 20 | [6 empty] | 5051826029152 |  |  | FALSE | FALSE | FALSE | FALSE | FALSE | Universal |  | CE | FALSE |  | Cross Hills, Keighley | United Kingdom | E.U.
4420867 | Bluepoint Medical | 7090121043V |  |  | VersaStream | VersaStream Luer Lock Male CO2 Sampling Line - Oral/Nasal - Adult - Long-term | Box of 25 | BX | BOX | Box (25) | 220 | 220 | 2024-02-16 | 31/05/2024 (or notice +30 days whichever is sooner) | LISTPRICE20240216CH | FJA | S | 20 | [6 empty] | 5051826029213 |  |  | FALSE | FALSE | FALSE | FALSE | FALSE | Universal |  | CE | FALSE |  | Cross Hills, Keighley | United Kingdom | E.U.
4420868 | Bluepoint Medical | 7090121044V |  |  | VersaStream | VersaStream Luer Lock Male CO2 Sampling Line - Oral/Nasal - Paediatric - Long-term | Box of 25 | BX | BOX | Box (25) | 220 | 220 | 2024-02-16 | 31/05/2024 (or notice +30 days whichever is sooner) | LISTPRICE20240216CH | FJA | S | 20 | [6 empty] | 5051826029220 |  |  | FALSE | FALSE | FALSE | FALSE | FALSE | Universal |  | CE | FALSE |  | Cross Hills, Keighley | United Kingdom | E.U.
4420869 | Bluepoint Medical | 7090121045V |  |  | VersaStream | VersaStream Luer Lock Male CO2/O2 Sampling Line - Oral/Nasal - Adult - Long-term | Box of 10 | BX | BOX | Box (10) | 100 | 100 | 2024-02-16 | 31/05/2024 (or notice +30 days whichever is sooner) | LISTPRICE20240216CH | FJA | S | 20 | [6 empty] | (01)24251679602952 |  |  | FALSE | FALSE | FALSE | FALSE | FALSE | Universal |  | CE | FALSE |  | Cross Hills, Keighley | United Kingdom | E.U.
4420870 | Bluepoint Medical | 7090121046V |  |  | VersaStream | VersaStream Luer Lock Male CO2/O2 Sampling Line - Oral/Nasal - Paediatric - Long-term | Box of 10 | BX | BOX | Box (10) | 100 | 100 | 2024-02-16 | 31/05/2024 (or notice +30 days whichever is sooner) | LISTPRICE20240216CH | FJA | S | 20 | [6 empty] | 5051826029244 |  |  | FALSE | FALSE | FALSE | FALSE | FALSE | Universal |  | CE | FALSE |  | Cross Hills, Keighley | United Kingdom | E.U.
4420873 | Bluepoint Medical | 7090121049V |  |  | VersaStream | VersaStream Luer Lock Male CO2 Sampling Line - Airway Adapter 22mm - Adult/Paediatric - Long-term | Box of 25 | BX | BOX | Box (25) | 180 | 180 | 2024-02-16 | 31/05/2024 (or notice +30 days whichever is sooner) | LISTPRICE20240216CH | FJA | S | 20 | [6 empty] | 24251679602976 |  |  | FALSE | FALSE | FALSE | FALSE | FALSE | Universal |  | CE | FALSE |  | Cross Hills, Keighley | United Kingdom | E.U.
4420874 | Bluepoint Medical | 7090121050V |  |  | VersaStream | VersaStream Luer Lock Male CO2 Sampling Line - Airway Adapter 15mm - Infant (ID < 4.0mm) - Long-term | Box of 25 | BX | BOX | Box (25) | 220 | 220 | 2024-02-16 | 31/05/2024 (or notice +30 days whichever is sooner) | LISTPRICE20240216CH | FJA | S | 20 | [6 empty] | (01)24251679602983 |  |  | FALSE | FALSE | FALSE | FALSE | FALSE | Universal |  | CE | FALSE |  | Cross Hills, Keighley | United Kingdom | E.U.
4420876 | Bluepoint Medical | 7090121131V |  |  | VersaStream | VersaStream Luer Lock Sampling Line - Luer Lock to Luer Lock - Long-term | Box of 25 | BX | BOX | Box (25) | 192 | 192 | 2024-02-16 | 31/05/2024 (or notice +30 days whichever is sooner) | LISTPRICE20240216CH | FJA | S | 20 | [6 empty] | 5051826029275 |  |  | FALSE | FALSE | FALSE | FALSE | FALSE | Universal |  | CE | FALSE |  | Cross Hills, Keighley | United Kingdom | E.U.
4420900 | Bluepoint Medical | 7090121102V |  |  | VersaStream | VersaStream Oridion CO2 Sampling Line Nasal Prong - Adult - Short-term | Box of 25 | BX | BOX | Box (25) | 120 | 120 | 2024-02-16 | 31/05/2024 (or notice +30 days whichever is sooner) | LISTPRICE20240216CH | FJA | S | 20 | [6 empty] | 5051826048085 |  |  | FALSE | FALSE | FALSE | FALSE | FALSE | Universal |  | CE | FALSE |  | Cross Hills, Keighley | United Kingdom | E.U.
4420901 | Bluepoint Medical | 7090121103V |  |  | VersaStream | VersaStream Oridion CO2 Sampling Line Nasal - Adult - Short-term | Box of 25 | BX | BOX | Box (25) | 180 | 180 | 2024-02-16 | 31/05/2024 (or notice +30 days whichever is sooner) | LISTPRICE20240216CH | FJA | S | 20 | [6 empty] | (01)24251679600835 |  |  | FALSE | FALSE | FALSE | FALSE | FALSE | Universal |  | CE | FALSE |  | Cross Hills, Keighley | United Kingdom | E.U.
4420902 | Bluepoint Medical | 7090121104V |  |  | VersaStream | VersaStream Oridion CO2 Sampling Line Nasal - Paediatric - Short-term | Box of 25 | BX | BOX | Box (25) | 180 | 180 | 2024-02-16 | 31/05/2024 (or notice +30 days whichever is sooner) | LISTPRICE20240216CH | FJA | S | 20 | [6 empty] | (01)24251679600842 |  |  | FALSE | FALSE | FALSE | FALSE | FALSE | Universal |  | CE | FALSE |  | Cross Hills, Keighley | United Kingdom | E.U.
4420904 | Bluepoint Medical | 7090121106V |  |  | VersaStream | VersaStream Oridion CO2/O2 Sampling Line Nasal - Adult - Short-term | Box of 10 | BX | BOX | Box (10) | 68 | 68 | 2024-02-16 | 31/05/2024 (or notice +30 days whichever is sooner) | LISTPRICE20240216CH | FJA | S | 20 | [6 empty] | 5051826048047 |  |  | FALSE | FALSE | FALSE | FALSE | FALSE | Universal |  | CE | FALSE |  | Cross Hills, Keighley | United Kingdom | E.U.
4420905 | Bluepoint Medical | 7090121107V |  |  | VersaStream | VersaStream Oridion CO2/O2 Sampling Line Nasal - Paediatric - Short-term | Box of 10 | BX | BOX | Box (10) | 68 | 68 | 2024-02-16 | 31/05/2024 (or notice +30 days whichever is sooner) | LISTPRICE20240216CH | FJA | S | 20 | [6 empty] | 5051826048030 |  |  | FALSE | FALSE | FALSE | FALSE | FALSE | Universal |  | CE | FALSE |  | Cross Hills, Keighley | United Kingdom | E.U.
4420907 | Bluepoint Medical | 7090121109V |  |  | VersaStream | VersaStream Oridion CO2 Sampling Line Nasal - Adult - Long-term | Box of 25 | BX | BOX | Box (25) | 220 | 220 | 2024-02-16 | 31/05/2024 (or notice +30 days whichever is sooner) | LISTPRICE20240216CH | FJA | S | 20 | [6 empty] | (01)24251679600897 |  |  | FALSE | FALSE | FALSE | FALSE | FALSE | Universal |  | CE | FALSE |  | Cross Hills, Keighley | United Kingdom | E.U.
4420908 | Bluepoint Medical | 7090121110V |  |  | VersaStream | VersaStream Oridion CO2 Sampling Line Nasal - Paediatric - Long-term | Box of 25 | BX | BOX | Box (25) | 220 | 220 | 2024-02-16 | 31/05/2024 (or notice +30 days whichever is sooner) | LISTPRICE20240216CH | FJA | S | 20 | [6 empty] | 5051826048016 |  |  | FALSE | FALSE | FALSE | FALSE | FALSE | Universal |  | CE | FALSE |  | Cross Hills, Keighley | United Kingdom | E.U.
4420910 | Bluepoint Medical | 7090121112V |  |  | VersaStream | VersaStream Oridion CO2/O2 Sampling Line Nasal - Adult - Long-term | Box of 10 | BX | BOX | Box (10) | 96 | 96 | 2024-02-16 | 31/05/2024 (or notice +30 days whichever is sooner) | LISTPRICE20240216CH | FJA | S | 20 | [6 empty] | 5051826048092 |  |  | FALSE | FALSE | FALSE | FALSE | FALSE | Universal |  | CE | FALSE |  | Cross Hills, Keighley | United Kingdom | E.U.
4420911 | Bluepoint Medical | 7090121113V |  |  | VersaStream | VersaStream Oridion CO2/O2 Sampling Line Nasal - Paediatric - Long-term | Box of 10 | BX | BOX | Box (10) | 96 | 96 | 2024-02-16 | 31/05/2024 (or notice +30 days whichever is sooner) | LISTPRICE20240216CH | FJA | S | 20 | [6 empty] | 5051826048108 |  |  | FALSE | FALSE | FALSE | FALSE | FALSE | Universal |  | CE | FALSE |  | Cross Hills, Keighley | United Kingdom | E.U.
4420913 | Bluepoint Medical | 7090121115V |  |  | VersaStream | VersaStream Oridion CO2 Sampling Line Oral/Nasal - Adult - Short-term | Box of 25 | BX | BOX | Box (25) | 180 | 180 | 2024-02-16 | 31/05/2024 (or notice +30 days whichever is sooner) | LISTPRICE20240216CH | FJA | S | 20 | [6 empty] | 24251679600958 |  |  | FALSE | FALSE | FALSE | FALSE | FALSE | Universal |  | CE | FALSE |  | Cross Hills, Keighley | United Kingdom | E.U.
4420914 | Bluepoint Medical | 7090121116V |  |  | VersaStream | VersaStream Oridion CO2 Sampling Line Oral/Nasal - Paediatric - Short-term | Box of 25 | BX | BOX | Box (25) | 180 | 180 | 2024-02-16 | 31/05/2024 (or notice +30 days whichever is sooner) | LISTPRICE20240216CH | FJA | S | 20 | [6 empty] | 5051826048139 |  |  | FALSE | FALSE | FALSE | FALSE | FALSE | Universal |  | CE | FALSE |  | Cross Hills, Keighley | United Kingdom | E.U.
4420915 | Bluepoint Medical | 7090121117V |  |  | VersaStream | VersaStream Oridion CO2/O2 Sampling Line Oral/Nasal - Adult - Short-term | Box of 10 | BX | BOX | Box (10) | 80 | 80 | 2024-02-16 | 31/05/2024 (or notice +30 days whichever is sooner) | LISTPRICE20240216CH | FJA | S | 20 | [6 empty] | 24251679600163 |  |  | FALSE | FALSE | FALSE | FALSE | FALSE | Universal |  | CE | FALSE |  | Cross Hills, Keighley | United Kingdom | E.U.
4420916 | Bluepoint Medical | 7090121118V |  |  | VersaStream | VersaStream Oridion CO2/O2 Sampling Line Oral/Nasal - Paediatric - Short-term | Box of 10 | BX | BOX | Box (10) | 80 | 80 | 2024-02-16 | 31/05/2024 (or notice +30 days whichever is sooner) | LISTPRICE20240216CH | FJA | S | 20 | [6 empty] | 5051826048153 |  |  | FALSE | FALSE | FALSE | FALSE | FALSE | Universal |  | CE | FALSE |  | Cross Hills, Keighley | United Kingdom | E.U.
4420917 | Bluepoint Medical | 7090121119V |  |  | VersaStream | VersaStream Oridion CO2 Sampling Line Oral/Nasal - Adult - Long-term | Box of 25 | BX | BOX | Box (25) | 233.33 | 233.33 | 2024-02-16 | 31/05/2024 (or notice +30 days whichever is sooner) | LISTPRICE20240216CH | FJA | S | 20 | [6 empty] | 5051826048160 |  |  | FALSE | FALSE | FALSE | FALSE | FALSE | Universal |  | CE | FALSE |  | Cross Hills, Keighley | United Kingdom | E.U.
4420918 | Bluepoint Medical | 7090121120V |  |  | VersaStream | VersaStream Oridion CO2 Sampling Line Oral/Nasal - Paediatric - Long-term | Box of 25 | BX | BOX | Box (25) | 233.33 | 233.33 | 2024-02-16 | 31/05/2024 (or notice +30 days whichever is sooner) | LISTPRICE20240216CH | FJA | S | 20 | [6 empty] | 5051826048177 |  |  | FALSE | FALSE | FALSE | FALSE | FALSE | Universal |  | CE | FALSE |  | Cross Hills, Keighley | United Kingdom | E.U.
4420919 | Bluepoint Medical | 7090121121V |  |  | VersaStream | VersaStream Oridion CO2/O2 Sampling Line Oral/Nasal - Adult - Long-term | Box of 10 | BX | BOX | Box (10) | 100 | 100 | 2024-02-16 | 31/05/2024 (or notice +30 days whichever is sooner) | LISTPRICE20240216CH | FJA | S | 20 | [6 empty] | 5051826048184 |  |  | FALSE | FALSE | FALSE | FALSE | FALSE | Universal |  | CE | FALSE |  | Cross Hills, Keighley | United Kingdom | E.U.
4420920 | Bluepoint Medical | 7090121122V |  |  | VersaStream | VersaStream Oridion CO2/O2 Sampling Line Oral/Nasal - Paediatric - Long-term | Box of 10 | BX | BOX | Box (10) | 100 | 100 | 2024-02-16 | 31/05/2024 (or notice +30 days whichever is sooner) | LISTPRICE20240216CH | FJA | S | 20 | [6 empty] | 5051826048191 |  |  | FALSE | FALSE | FALSE | FALSE | FALSE | Universal |  | CE | FALSE |  | Cross Hills, Keighley | United Kingdom | E.U.
4420921 | Bluepoint Medical | 7090121123V |  |  | VersaStream | VersaStream Oridion CO2 Airway Adapter Sampling Line - Adult/Paediatric - Short-term | Box of 25 | BX | BOX | Box (25) | 140 | 140 | 2024-02-16 | 31/05/2024 (or notice +30 days whichever is sooner) | LISTPRICE20240216CH | FJA | S | 20 | [6 empty] | (01)024251679601030 |  |  | FALSE | FALSE | FALSE | FALSE | FALSE | Universal |  | CE | FALSE |  | Cross Hills, Keighley | United Kingdom | E.U.
4420922 | Bluepoint Medical | 7090121124V |  |  | VersaStream | VersaStream Oridion CO2 Airway Adapter Sampling Line - Infant (ID < 4.0mm) - Short-term | Box of 25 | BX | BOX | Box (25) | 160 | 160 | 2024-02-16 | 31/05/2024 (or notice +30 days whichever is sooner) | LISTPRICE20240216CH | FJA | S | 20 | [6 empty] | (01)24251679601047 |  |  | FALSE | FALSE | FALSE | FALSE | FALSE | Universal |  | CE | FALSE |  | Cross Hills, Keighley | United Kingdom | E.U.
4420923 | Bluepoint Medical | 7090121125V |  |  | VersaStream | VersaStream Oridion CO2 Airway Adapter Sampling Line - Adult/Paediatric - Long-term | Box of 25 | BX | BOX | Box (25) | 220 | 220 | 2024-02-16 | 31/05/2024 (or notice +30 days whichever is sooner) | LISTPRICE20240216CH | FJA | S | 20 | [6 empty] | (01)24251679601054 |  |  | FALSE | FALSE | FALSE | FALSE | FALSE | Universal |  | CE | FALSE |  | Cross Hills, Keighley | United Kingdom | E.U.
4420924 | Bluepoint Medical | 7090121126V |  |  | VersaStream | VersaStream Oridion CO2 Airway Adapter Sampling Line - Infant (ID < 4.0mm) - Long-term | Box of 25 | BX | BOX | Box (25) | 240 | 240 | 2024-02-16 | 31/05/2024 (or notice +30 days whichever is sooner) | LISTPRICE20240216CH | FJA | S | 20 | [6 empty] | 5051826048238 |  |  | FALSE | FALSE | FALSE | FALSE | FALSE | Universal |  | CE | FALSE |  | Cross Hills, Keighley | United Kingdom | E.U.
4420925 | Bluepoint Medical | 7090121140V |  |  | VersaStream | VersaStream Oridion CO2 Airway Adapter Sampling Line - Adult/Paediatric - Long-term (high humidity) | Box of 25 | BX | BOX | Box (25) | 320 | 320 | 2024-02-16 | 31/05/2024 (or notice +30 days whichever is sooner) | LISTPRICE20240216CH | FJA | S | 20 | [6 empty] | 24251679601078 |  |  | FALSE | FALSE | FALSE | FALSE | FALSE | Universal |  | CE | FALSE |  | Cross Hills, Keighley | United Kingdom | E.U.
4420926 | Bluepoint Medical | 7090121141V |  |  | VersaStream | VersaStream Oridion CO2 Airway Adapter Sampling Line - Infant (ID < 4.0mm) - Long-term (high humidity) | Box of 25 | BX | BOX | Box (25) | 340 | 340 | 2024-02-16 | 31/05/2024 (or notice +30 days whichever is sooner) | LISTPRICE20240216CH | FJA | S | 20 | [6 empty] | (01)24251679601085 |  |  | FALSE | FALSE | FALSE | FALSE | FALSE | Universal |  | CE | FALSE |  | Cross Hills, Keighley | United Kingdom | E.U.
4430603 | Bluepoint Medical | 3090122004 |  |  | Viamed | UK Plug Adapter for use with the Capnograph range | UK adapter for the power supply that is with Viamed VM-2500-S, VM-2500-M and VM-2500-MG capnographs | EA | EACH | 1 | 5.53 | 5.53 | 2024-02-16 | 31/05/2024 (or notice +30 days whichever is sooner) | LISTPRICE20240216CH | FYZ | S | 20 | [6 empty] | 5051826018101 |  |  | FALSE | FALSE | FALSE | FALSE | FALSE | Not Applicable |  | CE | FALSE |  | Cross Hills, Keighley | United Kingdom | E.U.
4710010 | Bluepoint Medical | 5040112002 |  |  | AlcoTrue | AlcoTrue M Professional Breathalyser | Includes: 25 mouthpieces, 4 x AA batteries, Battery holder (4 x AA), Instructions for Use, Carrying Case - Small | EA | EACH | 1 | 575 | 575 | 2024-02-16 | 31/05/2024 (or notice +30 days whichever is sooner) | LISTPRICE20240216CH | ZPN | S | 20 | [6 empty] | 54251679601772 |  |  | FALSE | FALSE | FALSE | FALSE | FALSE | Universal |  | CE | FALSE |  | Cross Hills, Keighley | United Kingdom | E.U.
4710011 | Bluepoint Medical | 4710011 |  |  | AlcoTrue | AlcoTrue P Professional Breathalyser | Includes: 25 mouthpieces, 4 x AA batteries, Battery holder (4 x AA), Instructions for Use, Carrying Case - Small | EA | EACH | 1 | 485 | 485 | 2024-02-16 | 31/05/2024 (or notice +30 days whichever is sooner) | LISTPRICE20240216CH | PMT | S | 20 | [6 empty] | 54251679603202 |  |  | FALSE | FALSE | FALSE | FALSE | FALSE | Universal |  | CE | FALSE |  | Cross Hills, Keighley | United Kingdom | E.U.
4710015 | Bluepoint Medical | 5040112002 |  |  | AlcoTrue | AlcoTrue C Breathalyser | Professional Breathalyser for Personal UseIncludes: 25 mouthpieces4 x AA batteriesInstructions for UseSmall Soft Carry Case | EA | EACH | 1 | 240 | 240 | 2024-02-16 | 31/05/2024 (or notice +30 days whichever is sooner) | LISTPRICE20240216CH | ZPN | S | 20 | [6 empty] | 5051826047347 |  |  | FALSE | FALSE | FALSE | FALSE | FALSE | Universal |  | CE | FALSE |  | Cross Hills, Keighley | United Kingdom | E.U.
4710020 | Bluepoint Medical | 4040112007 |  |  | AlcoTrue | AlcoTrue Printer Set - UK | Includes: Printer, Printer Cable, UK Power Supply (Mains), Power supply (Vehicle), Roll of paper | EA | EACH | 1 | 210 | 210 | 2024-02-16 | 31/05/2024 (or notice +30 days whichever is sooner) | LISTPRICE20240216CH | ZPN | S | 20 | [6 empty] | 5051826018323 |  |  | FALSE | FALSE | FALSE | FALSE | FALSE | Not Applicable |  | CE | FALSE |  | Cross Hills, Keighley | United Kingdom | E.U.
4710021 | Bluepoint Medical | 4710021 |  |  | AlcoTrue | AlcoTrue Printer Set - EU | Includes: Printer, Printer Cable<br />EU Power Supply (Mains), Power supply (Vehicle)<br />Roll of paper | EA | EACH | 1 | 210 | 210 | 2024-02-16 | 31/05/2024 (or notice +30 days whichever is sooner) | LISTPRICE20240216CH | ZPN | S | 20 | [6 empty] | 5051826030011 |  |  | FALSE | FALSE | FALSE | FALSE | FALSE | Not Applicable |  | CE | FALSE |  | Cross Hills, Keighley | United Kingdom | E.U.
4710030 | Bluepoint Medical | 4710030 |  |  | AlcoTrue | AlcoTrue M Professional Breathalyser Kit - UK | Includes: 4 x AA batteries, Battery holder (4 x AA), Li-Poly Battery, UK Power Adapter Plug (mains) with USB cable, Power Adapter (Vehicle), 25 mouthpieces, AlcoTrue P Printer, Printer CablePrinter UK Power Adapter (Mains), Printer Power Adapter (Vehicle), Roll printer paper, CD with PC Software & USB Cable, Instructions for Use, Hard Carrying Case - Large | EA | EACH | 1 | 895 | 895 | 2024-02-16 | 31/05/2024 (or notice +30 days whichever is sooner) | LISTPRICE20240216CH | ZPN | S | 20 | [6 empty] | 54251679601772 |  |  | FALSE | FALSE | FALSE | FALSE | FALSE | Universal |  | CE | FALSE |  | Cross Hills, Keighley | United Kingdom | E.U.
4710031 | Bluepoint Medical | 4710031 |  |  | AlcoTrue | AlcoTrue M Professional Breathalyser Kit - EU | Includes: 4 x AA batteries, Battery holder (4 x AA)<br />Li-Poly Battery, EU Power Adapter Plug (mains) with USB cable<br />Power Adapter (Vehicle), 25 mouthpieces<br />AlcoTrue P Printer, Printer Cable<br />Printer EU Power Adapter | EA | EACH | 1 | 895 | 895 | 2024-02-16 | 31/05/2024 (or notice +30 days whichever is sooner) | LISTPRICE20240216CH | ZPN | S | 20 | [6 empty] | 54251679601772 |  |  | FALSE | FALSE | FALSE | FALSE | FALSE | Universal |  | CE | FALSE |  | Cross Hills, Keighley | United Kingdom | E.U.
9910-340 | Vacsax | 9910-340 |  |  | Vacsax | 1 litre Vacsax standard-bore disposable liners | For use with VacSax suction receiving system. Box of 25 | BX | BOX | Box (25) | 48.25 | 48.25 | 2024-02-16 | 31/05/2024 (or notice +30 days whichever is sooner) | LISTPRICE20240216CH | FPA | S | 20 | [6 empty] | 5051826020388 |  |  | FALSE | FALSE | FALSE | FALSE | FALSE | Not Applicable | IIb | CE | FALSE |  | Cross Hills, Keighley | United Kingdom | United Kingdom