## ItemData
Supplier Name | CPA | ItemCode | Description | LongDescription | UOMCode | UOMDescription | QOM | Current price (ex VAT) | Image Link | New Price | Expiry Date | GTIN Code
VIAMED LTD. |  | 0012165 | Viamed Pulse Oximeter VM 2160 SMARTsat. | Hand held model. Includes: Adult silicone sensor (alternative sensors available upon request), silicone case protector, PC (Windows) Software, USB cable, 3 x AA batteries. Language package version: Central Europe. | EA | EACH | 1 |  |  | 445 | 2024-08-30 | 5051826047736
VIAMED LTD. |  | 0013110 | Carrying Case for V1000 |  | EA | EACH | 1 |  |  | 50 | 2024-08-30 | 5051826004333
VIAMED LTD. |  | 0014002 | Pulse Oximetry Finger Sensor - Nellcor DS-100A Oximax Digit X1 | Patient weight range: >40 kg. Connector Type: 9 pin D type, purple connector, all 9 pins connected. Oximax. | EA | EACH | 1 |  |  | 97.5 | 2024-08-30 | 10884521129474
VIAMED LTD. |  | 0014061 | Pulse Oximetry Extension Cable - Nellcor DEC-8 | Cable Length: 8ft - Connector Type: 9 pin D (f) - 9 pin D (m) | EA | EACH | 1 |  |  | 64.75 | 2024-08-30 | 5051826004388
VIAMED LTD. |  | 0014062 | Pulse Oximetry Sensor/Extension Cable - Nellcor DOC-10 | 3M style 14 way connector (purple) key way - off centre top left (widest side of connector). | EA | EACH | 1 |  |  | 78.75 | 2024-08-30 | 10884522042468
VIAMED LTD. |  | 0014591 | Pulse Oximetry Silicone Finger Sensor - Viamed - Paediatric - SCPA6500VM | For use with VM-2160 and VM-2500 - Cable Length: 1.2m - Autoclavable | EA | EACH | 1 |  |  | 255 | 2024-08-30 | 5051826004593
VIAMED LTD. |  | 0014601 | Pulse Oximetry Finger Sensor - Nellcor Compatible - Adult - SF4001 | Cable Length: 0.90m - Connector Type: 9 pin D type, (7 pins loaded) | EA | EACH | 1 |  |  | 40.8 | 2024-08-30 | 5051826001226
VIAMED LTD. |  | 0014602 | Pulse Oximetry Finger Sensor - Nellcor Compatible - Adult - SF4002 | Cable Length: 2.0m - Connector Type: 9 pin D type, (7 pins loaded) | EA | EACH | 1 |  |  | 49.3 | 2024-08-30 | 5051826001233
VIAMED LTD. |  | 0014603 | Pulse Oximetry Finger Sensor - HP/Philips Compatible - Adult - SF4006 | Cable Length: 2.95m - Connector Type: Old circular 12 pin connector | EA | EACH | 1 |  |  | 96.05 | 2024-08-30 | 5051826004616
VIAMED LTD. |  | 0014604 | Pulse Oximetry Finger Sensor - HP/Philips Compatible - Adult - SF4007 | Cable Length: 2.0m - Connector Type: Latest 8 pin connector (horse shoe type) | EA | EACH | 1 |  |  | 79.9 | 2024-08-30 | 5051826004623
VIAMED LTD. |  | 0014605 | Pulse Oximetry Finger Sensor - Datex Compatible - Adult - SF4011 | Cable Length: 0.9m - Connector Type: 9 pin D type, (9 pins loaded) | EA | EACH | 1 |  |  | 59.5 | 2024-08-30 | 5051826004630
VIAMED LTD. |  | 0014606 | Pulse Oximetry Finger Sensor - Datex Compatible - Adult - SF4012 | Cable Length: 2.95m - Connector Type: 10 pin circular Nicolet style | EA | EACH | 1 |  |  | 84.15 | 2024-08-30 | 5051826004647
VIAMED LTD. |  | 0014607 | Pulse Oximetry Finger Sensor - Ohmeda Compatible - Adult - SF4016 | Cable Length: 2.95m - Connector Type: 9 pin Hypertronics/Hypertac (7 pins loaded) | EA | EACH | 1 |  |  | 96.05 | 2024-08-30 | 5051826004654
VIAMED LTD. |  | 0014608 | Pulse Oximetry Finger Sensor - Ohmeda Compatible - Adult - SF4017 | Cable Length: 1.0m - Connector Type: 9 pin Hypertronics/Hypertac (7 pins loaded) | EA | EACH | 1 |  |  | 96.05 | 2024-08-30 | 5051826004661
VIAMED LTD. |  | 0014609 | Pulse Oximetry Finger Sensor - BCI Compatible - Adult - SF4021 | Cable Length: 1.2m - Connector Type: 9 pin D type (9 pins loaded) | EA | EACH | 1 |  |  | 67.15 | 2024-08-30 | 5051826003084
VIAMED LTD. |  | 0014611 | Pulse Oximetry Finger Sensor - CSI Compatible - Adult - SF4036 | Cable Length: 0.9m - Connector Type: 9 pin D type (6 pins loaded) Right Angled | EA | EACH | 1 |  |  | 67.15 | 2024-08-30 | 5051826004685
VIAMED LTD. |  | 0014617 | Pulse Oximetry Finger Sensor - Datascope Compatible - Adult - SF4061 | Cable Length: 0.90m - Connector Type: 9 Pin D type | EA | EACH | 1 |  |  | 40.8 | 2024-08-30 | 5051826004715
VIAMED LTD. |  | 0014618 | Pulse Oximetry Finger Sensor - Datascope Compatible - Adult - SF4062 | Cable Length: 2.95m - Connector Type: 8 pin DIN | EA | EACH | 1 |  |  | 84.15 | 2024-08-30 | 5051826004722
VIAMED LTD. |  | 0014650 | Pulse Oximetry Finger Sensor - Viamed - Adult - SF6500 | For use with VM-2160 and VM-2500. Cable Length: 1.2m | EA | EACH | 1 |  |  | 140.25 | 2024-08-30 | 5051826001240
VIAMED LTD. |  | 0014651 | Pulse Oximetry Silicone Finger Sensor - Viamed SMARTsat - Adult | Model: SF7500VM<br />Cable Length: 1.2m | EA | EACH | 1 |  |  | 153 | 2024-08-30 | 5051826026335
VIAMED LTD. |  | 0014701 | Pulse Oximetry Silicone Finger Sensor - Nellcor Compatible - Adult - SC4001 | Cable Length: 0.9m - Connector Type: 9 pin D type (7 pins loaded) | EA | EACH | 1 |  |  | 113.05 | 2024-08-30 | 5051826001257
VIAMED LTD. |  | 0014702 | Pulse Oximetry Silicone Finger Sensor - Nellcor Compatible - Adult - SC4002 | Cable Length: 2.0m - Connector Type: 9 pin D type (7 pins loaded) | EA | EACH | 1 |  |  | 121.55 | 2024-08-30 | 5051826001264
VIAMED LTD. |  | 0014703 | Pulse Oximetry Silicone Finger Sensor - HP/Philips Compatible -Adult - SC4006 | Cable Length: 2.95m - Connector Type: Original 12 pin connector | EA | EACH | 1 |  |  | 128.35 | 2024-08-30 | 5051826002797
VIAMED LTD. |  | 0014705 | Pulse Oximetry Silicone Finger Sensor - Datex Compatible - Adult - SC4011 | Cable Length: 0.90 m - Connector Type: 9 pin D type, (9 pins loaded) | EA | EACH | 1 |  |  | 113.05 | 2024-08-30 | 5051826002810
VIAMED LTD. |  | 0014706 | Pulse Oximetry Silicone Finger Sensor - Datex Compatible - Adult - SC4012 | Cable Length: 2.95 m - Connector Type: 10 pin circular Nicolet style | EA | EACH | 1 |  |  | 144.5 | 2024-08-30 | 5051826002827
VIAMED LTD. |  | 0014707 | Pulse Oximetry Silicone Finger Sensor - Ohmeda Compatible - Adult - SC4016 | Cable Length: 2.95 m - Connector Type: 9 pin Hypertronics/Hypertac (7 pins loaded) | EA | EACH | 1 |  |  | 144.5 | 2024-08-30 | 5051826002834
VIAMED LTD. |  | 0014709 | Pulse Oximetry Silicone Finger Sensor - BCI Compatible - Adult - SC4021 | Cable Length: 1.20 m - Connector Type: 9 pin D type (9 pins loaded) | EA | EACH | 1 |  |  | 113.05 | 2024-08-30 | 5051826004777
VIAMED LTD. |  | 0014712 | Pulse Oximetry Silicone Finger Sensor - CSI Compatible - Adult - SC4037 | Cable Length: 2.95 m - Connector Type: 9 pin D type (6 pins loaded) | EA | EACH | 1 |  |  | 144.5 | 2024-08-30 | 5051826004807
VIAMED LTD. |  | 0014714 | Pulse Oximetry Silicone Finger Sensor - Nihon Kohden Compatible - Adult - SC4046 | Cable Length: 2.95 m - Connector Type: Circular | EA | EACH | 1 |  |  | 144.5 | 2024-08-30 | 5051826002858
VIAMED LTD. |  | 0014715 | Pulse Oximetry Silicone Finger Sensor - Nihon Kohden Compatible - Adult - SC4047 | Cable Length: 1.60 m - Connector Type: Large format 9 pin D type | EA | EACH | 1 |  |  | 144.5 | 2024-08-30 | 5051826002636
VIAMED LTD. |  | 0014721 | Pulse Oximetry Silicone Finger Sensor - Palco Compatible - Adult - SC4076 | Cable Length: 2.40 m - Connector Type: Telephone style connector 6 pin plug | EA | EACH | 1 |  |  | 144.5 | 2024-08-30 | 5051826004821
VIAMED LTD. |  | 0014725 | Pulse Oximetry Silicone Finger Sensor - GE Datex Compatible Adult - SC4013 | Cable Length: 2.95 m - Connector Type: 11 pin rectangular, 2 key ways | EA | EACH | 1 |  |  | 144.5 | 2024-08-30 | 5051826004852
VIAMED LTD. |  | 0014752 | Pulse Oximetry Silicone Finger Sensor Viamed SMARTsat Adult - SC7500VM | Viamed SMARTsat - Adult SC7500VM<br />Cable Length: 1.2m | EA | EACH | 1 |  |  | 189 | 2024-08-30 | 5051826026359
VIAMED LTD. |  | 0014753 | Pulse Oximetry Silicone Finger Sensor - Viamed SMARTsat - Paediatric | Model: SCP7500VM<br />Cable Length: 1.2m | EA | EACH | 1 |  |  | 189 | 2024-08-30 | 5051826026366
VIAMED LTD. |  | 0014761 | Pulse Oximetry Silicone Finger Sensor - Nellcor Compatible - Paediatric - SCP4001 | Cable Length: 0.9m - Connector Type: 9 pin D type (7 pins loaded) | EA | EACH | 1 |  |  | 113.05 | 2024-08-30 | 5051826002865
VIAMED LTD. |  | 0014762 | Pulse Oximetry Silicone Finger Sensor - Nellcor Compatible - Paediatric - SCP4002 | Cable Length: 2.0m - Connector Type: 9 pin D type (7 pins loaded) | EA | EACH | 1 |  |  | 121.55 | 2024-08-30 | 5051826002872
VIAMED LTD. |  | 0014763 | Pulse Oximetry Silicone Finger Sensor - HP/Philips Compatible - Paediatric - SCP4006 | Cable Length: 2.95 m - Connector Type: Original 12 pin connector. | EA | EACH | 1 |  |  | 128.35 | 2024-08-30 | 5051826002889
VIAMED LTD. |  | 0014764 | Pulse Oximetry Silicone Finger Sensor - HP/Philips Compatible - Paediatric - SCP4007 | Cable Length: 2.00 m - Connector Type: Latest 8 pin connector. | EA | EACH | 1 |  |  | 113.05 | 2024-08-30 | 5051826002896
VIAMED LTD. |  | 0014766 | Pulse Oximetry Silicone Finger Sensor - Datex Compatible - Paediatric - SCP4012 | Cable Length: 2.95 m - Connector Type: 10 pin circular Nicolet style | EA | EACH | 1 |  |  | 144.5 | 2024-08-30 | 5051826002919
VIAMED LTD. |  | 0014768 | Pulse Oximetry Silicone Finger Sensor - Ohmeda Compatible - Paediatric - SCP4017 | Cable Length: 1.00 m - Connector Type: 9 pin Hypertronics/Hypertac (7 pins loaded) | EA | EACH | 1 |  |  | 128.35 | 2024-08-30 | 5051826002933
VIAMED LTD. |  | 0014769 | Pulse Oximetry Silicone Finger Sensor - BCI Compatible - Paediatric - SCP4021 | Cable Length: 1.20 m - Connector Type: 9 pin D type (9 pins loaded) | EA | EACH | 1 |  |  | 113.05 | 2024-08-30 | 5051826004890
VIAMED LTD. |  | 0014770 | Pulse Oximetry Silicone Finger Sensor - Nonin Compatible - Paediatric - SCP4026 | Cable Length: 1.20 m - Connector Type: 9 pin D type (7 pins loaded) | EA | EACH | 1 |  |  | 113.05 | 2024-08-30 | 5051826004906
VIAMED LTD. |  | 0014771 | Pulse Oximetry Silicone Finger Sensor - CSI Compatible - Paediatric - SCP4036 | Cable Length: 0.90 m - Connector Type: 9 pin D type (6 pins loaded) Right Angled | EA | EACH | 1 |  |  | 113.05 | 2024-08-30 | 5051826004913
VIAMED LTD. |  | 0014774 | Pulse Oximetry Silicone Finger Sensor - Nihon Kohden Compatible - Paediatric - SCP4046 | Cable Length: 2.95 m - Connector Type: Circular | EA | EACH | 1 |  |  | 144.5 | 2024-08-30 | 5051826002940
VIAMED LTD. |  | 0014775 | Pulse Oximetry Silicone Finger Sensor - Nihon Kohden Compatible - Paediatric - SCP4047 | Cable Length: 1.60 m - Connector Type: Large format 9 pin D type | EA | EACH | 1 |  |  | 144.5 | 2024-08-30 | 5051826002957
VIAMED LTD. |  | 0014778 | Pulse Oximetry Silicone Finger Sensor - Datascope Compatible - Paediatric - SCP4062 | Cable Length: 2.95 m - Connector Type: 8 pin DIN | EA | EACH | 1 |  |  | 144.5 | 2024-08-30 | 5051826004920
VIAMED LTD. |  | 0014785 | Pulse Oximetry Silicone Finger Sensor - GE Datex Compatible - Paediatric - SCP4013 | Cable Length: 2.95 m - Connector Type: 11 pin rectangular, 2 key ways | EA | EACH | 1 |  |  | 144.5 | 2024-08-30 | 5051826004937
VIAMED LTD. |  | 0014802 | Pulse Oximetry Ear Sensor - HP/Philips Compatible - EP4007 | Cable Length: 2.0m - Connector Type: Latest 8 pin connector | EA | EACH | 1 |  |  | 119 | 2024-08-30 | 5051826004975
VIAMED LTD. |  | 0014804 | Pulse Oximetry Ear Sensor - Datex Compatible - EP4012 | Cable Length: 2.95m - Connector Type: 10 pin circular Nicolet style | EA | EACH | 1 |  |  | 102 | 2024-08-30 | 5051826004982
VIAMED LTD. |  | 0014805 | Pulse Oximetry Ear Sensor - Ohmeda Compatible - EP4016 | Cable Length: 2.95m - Connector Type: 9 pin Hypertronics/Hypertac (7 pins loaded) | EA | EACH | 1 |  |  | 136 | 2024-08-30 | 5051826004999
VIAMED LTD. |  | 0014806 | Pulse Oximetry Ear Sensor - Nihon Kohden Compatible - EP4046 | Cable Length: 2.95m - Connector Type: Circular | EA | EACH | 1 |  |  | 127.5 | 2024-08-30 | 5051826005002
VIAMED LTD. |  | 0014816 | Pulse Oximetry Ear Sensor - GE Datex Compatible - EP4013 | Cable Length: 2.95m - Connector Type: 11 pin rectangular, 2 key ways | EA | EACH | 1 |  |  | 136 | 2024-08-30 | 5051826005026
VIAMED LTD. |  | 0014821 | Pulse Oximetry Wrap Sensor - Nellcor Compatible - W4001 | Cable Length: 0.9m | EA | EACH | 1 |  |  | 113.05 | 2024-08-30 | 5051826005033
VIAMED LTD. |  | 0014822 | Pulse Oximetry Wrap Sensor - Nellcor Compatible - W4002 | Cable Length: 2.0m | EA | EACH | 1 |  |  | 121.55 | 2024-08-30 | 5051826005040
VIAMED LTD. |  | 0014823 | Pulse Oximetry Wrap Sensor - HP/Philips Compatible - W4006 | Cable Length: 2.95m | EA | EACH | 1 |  |  | 128.35 | 2024-08-30 | 5051826005057
VIAMED LTD. |  | 0014824 | Pulse Oximetry Wrap Sensor - HP/Philips Compatible - W4007 | Cable Length: 2.0m - Connector Type: Latest 8 pin connector | EA | EACH | 1 |  |  | 113.05 | 2024-08-30 | 5051826005064
VIAMED LTD. |  | 0014829 | Pulse Oximetry Wrap Sensor - Ohmeda Compatible - W4017 | Cable Length: 1.00m - Connector Type: 9 pin Hypertronics/Hypertac (7 pins loaded) | EA | EACH | 1 |  |  | 128.35 | 2024-08-30 | 5051826005088
VIAMED LTD. |  | 0014848 | Pulse Oximetry Wrap Sensor - GE Datex Compatible - W4013 | Cable Length: 2.95m - Connector Type: 11 pin rectangular, 2 key ways | EA | EACH | 1 |  |  | 144.5 | 2024-08-30 | 5051826005118
VIAMED LTD. |  | 0014850 | Pulse Oximetry Ear Sensor - Viamed SMARTsat | Model: EP7500VM<br />Cable Length: 1.2m | EA | EACH | 1 |  |  | 189 | 2024-08-30 | 5051826026403
VIAMED LTD. |  | 0014851 | Pulse Oximetry Wrap Sensor - Viamed | Model: W7500VMFor use with VM-2160 SMARTsatCable Length: 1.2m | EA | EACH | 1 |  |  | 189 | 2024-08-30 | 5051826026410
VIAMED LTD. |  | 0014895 | Pulse Oximetry Extension Cable - XT 6500 | Cable Length 1.2m<br /> | EA | EACH | 1 |  |  | 94.5 | 2024-08-30 | 5051826002544
VIAMED LTD. |  | 0014896 | Pulse Oximetry Extension Cable - XT 6501 | Cable Length 2.4m<br /> | EA | EACH | 1 |  |  | 112.5 | 2024-08-30 | 5051826002551
VIAMED LTD. |  | 0014909 | Disposable Pulse Oximetry Sensors - Nellcor Compatible - Adult - Plaster - 1-AP | Cable Length: 45cm (18 Inch). Box of 24. | PK | PACK | Pack (24) |  |  | 120 | 2024-08-30 | 5051826002506
VIAMED LTD. |  | 0014910 | Disposable Pulse Oximetry Sensors - Nellcor Compatible - Paediatric - Plaster - 1-PP | Cable Length: 45cm (18 Inch). Box of 24. | PK | PACK | Pack (24) |  |  | 120 | 2024-08-30 | 5051826000151
VIAMED LTD. |  | 0014911 | Disposable Pulse Oximetry Sensors - Nellcor Compatible - Infant - Plaster - 1-IP | Cable Length: 90cm (36 Inch). Box of 24. | PK | PACK | Pack (24) |  |  | 120 | 2024-08-30 | 5051826000168
VIAMED LTD. |  | 0014982 | Disposable Pulse Oximetry Sensors - Nonin Compatible - Paediatric - Plaster - 7-PP | Cable Length: 45cm (18 Inch). Box of 24. | PK | PACK | Pack (24) |  |  | 124 | 2024-08-30 | 5051826005286
VIAMED LTD. |  | 0014983 | Disposable Pulse Oximetry Sensors - Nonin Compatible - Infant - Plaster - 7-IP | Cable Length: 90cm (36 Inch). Box of 24. | PK | PACK | Pack (24) |  |  | 128 | 2024-08-30 | 5051826005293
VIAMED LTD. |  | 0015010 | Pulse Oximetry Disposable Sensors - Viamed SMARTsat - Plaster - Adult | Model: 10-AP<br />Box of 24<br />Cable Length: 45cm (18&#34;)<br />Box of 24 | BX | BOX | Box (24) |  |  | 297 | 2024-08-30 | 5051826026434
VIAMED LTD. |  | 0015011 | Pulse Oximetry Disposable Sensors - Viamed SMARTsat - Plaster - Paediatric | Model: 10-PP<br />Box of 24<br />Cable Length: 45cm (18&#34;)<br />Box of 24 | BX | BOX | Box (24) |  |  | 297 | 2024-08-30 | 5051826026441
VIAMED LTD. |  | 0015012 | Pulse Oximetry Disposable Sensors - Viamed SMARTsat - Plaster - Infant | Model: 10-IP<br />Box of 24<br />Cable Length: 90cm (36&#34;)<br />Box of 24 | BX | BOX | Box (24) |  |  | 306 | 2024-08-30 | 5051826026458
VIAMED LTD. |  | 0015013 | Pulse Oximetry Disposable Sensors - Viamed SMARTsat - Plaster - Neonatal | Model - 10-NP<br />Box of 24<br />Cable Length: 90cm (36&#34;)<br />Box of 24 | BX | BOX | Box (24) |  |  | 306 | 2024-08-30 | 5051826026465
VIAMED LTD. |  | 0019002 | Pulse Oximetry Extension Cable - Nellcor DEC-8 Compatible | Cable Length: 8ft - Connector Types: 9 pin D (f) - 9 pin D (m) - For use with Oximax and old version sensors. | EA | EACH | 1 |  |  | 56 | 2024-08-30 | 5051826005552
VIAMED LTD. |  | 0021013 | Posey Sensor wraps - Box of 12 - Model: 6554 | Also available in case of 48 boxes | BX | Box | Box (12) |  |  | 15.8 | 2024-08-30 | 10190676001856
VIAMED LTD. |  | 0021014 | Posey Sensor wraps - Case of 48 boxes - Model: 6554 | Also available in single boxes of 12 | CS | CASE | Case (48 x 12) |  |  | 496.5 | 2024-08-30 | (01)20190676001853
VIAMED LTD. |  | 0022160 | Protection cover for Viamed VM-2160 - Clear | Protective silicone cover for use with Viamed VM-2160 pulse oximeter | EA | EACH | 1 |  |  | 15.3 | 2024-08-30 | 5051826001806
VIAMED LTD. |  | 0022171 | Universal Mounting Plate with V Mount | Universal Mounting Kit, V-adapter with female pole-mount thread for use with Viamed VM-2160 | EA | EACH | 1 |  |  | 16.2 | 2024-08-30 | 5051826002681
VIAMED LTD. |  | 0022174 | USB Cable for use with Viamed VM-2160 | USB 2.0 to Mini USB for use with Viamed VM-2160 hand-held pulse oximeter | EA | EACH | 1 |  |  | 5.53 | 2024-08-30 | 5051826005811
VIAMED LTD. |  | 0022175 | Lanyard (Blue) for use with Viamed pulse oximeters | Neck lanyard with snap clip for use with Viamed VM-2101, VM-2105 and VM-2160 pulse oximeters | EA | EACH | 1 |  |  | 5.4 | 2024-08-30 | 5051826005828
VIAMED LTD. |  | 0022178 | Carrying case for VM-2160 | Hi-vis yellow case, with grey inside. MicrAgard antimicrobial protection. Flame retardant to aircraft standards. Fluid repellent. Non rot. U/V stable. Washable at 60 degrees C. Silverstorm self healing & waterproof zips. Silverlining inners. Excellent abrasion & tear resistance. High visibility & reflective properties. Dimensions - external (approximate): 220mm (L) x 80mm x (W) x 85mm (H) | EA | EACH | 1 |  |  | 50 | 2024-08-30 | 5051826005835
VIAMED LTD. |  | 0022190 | Pulse Oximeter Soft Carrying Case (Black) | Carrying cases with belt loop and D-ring for the convenient storage and protection of most models of finger pulse oximeters. Available in black, orange, green or blue. Features: Soft construction. Securing flap with hook and loop fastener. Belt loop with attached D-ring. External Dimensions: 85 mm (L) x 50 mm (W) x 50 mm (D). Internal Dimensions: 70 mm (L) x 40 mm (W) x 40 mm (D). | EA | EACH | 1 |  |  | 4.5 | 2024-08-30 | 5051826005866
VIAMED LTD. |  | 0022191 | Pulse Oximeter Soft Carrying Case (Orange) | Carrying cases with belt loop and D-ring for the convenient storage and protection of most models of finger pulse oximeters. Available in black, orange, green or blue. Features: Soft construction. Securing flap with hook and loop fastener. Belt loop with attached D-ring. External Dimensions: 85 mm (L) x 50 mm (W) x 50 mm (D). Internal Dimensions: 70 mm (L) x 40 mm (W) x 40 mm (D). | EA | EACH | 1 |  |  | 4.5 | 2024-08-30 | 5051826005873
VIAMED LTD. |  | 0022192 | Pulse Oximeter Soft Carrying Case (Green) | Carrying cases with belt loop and D-ring for the convenient storage and protection of most models of finger pulse oximeters. Available in black, orange, green or blue. Features: Soft construction. Securing flap with hook and loop fastener. Belt loop with attached D-ring. External Dimensions: 85 mm (L) x 50 mm (W) x 50 mm (D). Internal Dimensions: 70 mm (L) x 40 mm (W) x 40 mm (D). | EA | EACH | 1 |  |  | 4.5 | 2024-08-30 | 5051826005880
VIAMED LTD. |  | 0022193 | Pulse Oximeter Soft Carrying Case (Blue) | Carrying cases with belt loop and D-ring for the convenient storage and protection of most models of finger pulse oximeters. Available in black, orange, green or blue. Features: Soft construction. Securing flap with hook and loop fastener. Belt loop with attached D-ring. External Dimensions: 85 mm (L) x 50 mm (W) x 50 mm (D). Internal Dimensions: 70 mm (L) x 40 mm (W) x 40 mm (D). | EA | EACH | 1 |  |  | 4.5 | 2024-08-30 | 5051826005897
VIAMED LTD. |  | 0025010 | Pulse Oximetry Ear Clip/Lingual Clip (S) | Also a compatible alternative to:<br />Nellcor D-YSE ear clip 0024010<br />Dolphin ear clip.<br /> | EA | EACH | 1 |  |  | 5 | 2024-08-30 | 5051826005910
VIAMED LTD. |  | 0100172 | Mounting stand for AX300 & MX300 | Excludes rubber feet (0131205 x 3 required per unit) | EA | EACH | 1 |  |  | 20 | 2024-08-30 | 5051826008287
VIAMED LTD. |  | 0110017 | Teledyne Oxygen sensor R-17MED | OEM Part Number: C43690, Output Connector: Phone jack socket, 0.141 inch, Sensor Output: 7 - 13 mV, Sensor Life: 36 months, Response Time: < 6 s<br /> | EA | EACH | 1 |  |  | 53 | 2024-08-30 | 852470008037
VIAMED LTD. |  | 0110018 | Viamed Oxygen Sensor R-17V | OEM Part Number: OOM103-1, Output Connector: Phone jack socket, 3.5 mm, Sensor Output: 9 - 13 mV, Sensor Life: &#8805; 500,000 % oxygen hours, Response Time: < 5 s | EA | EACH | 1 |  |  | 42 | 2024-08-30 | 4036616011891
VIAMED LTD. |  | 0110019 | Viamed Oxygen Sensor R-17Vi | Application: Incubators, Output Connector: Phone jack, 3.5 mm, Sensor Output: 9 - 14 mV, Sensor Life: &#8805; 1,000,000 % oxygen hours, Response Time: < 12 s | EA | EACH | 1 |  |  | 42 | 2024-08-30 | 4036616011914
VIAMED LTD. |  | 0110020 | Viamed Oxygen Sensor R-22Vi | Application: Incubabtors, Output Connector: Molex 3 pin plug, Sensor Output: 9 - 14 mV, Sensor Life: &#8805;1,000,000, Response Time: < 12 s | EA | EACH | 1 |  |  | 42 | 2024-08-30 | 4036616011907
VIAMED LTD. |  | 0110021 | Viamed Oxygen sensor R-22MEDV | OEM Part Number: 83 620 30, Output Connector: Molex KK, 3 pin plug, Sensor Output: 9 - 13 mV, Sensor Life: &#8805; 500,000 % oxygen hours, Response Time: < 6 s | EA | EACH | 1 |  |  | 42 | 2024-08-30 | 4036616011884
VIAMED LTD. |  | 0110022 | Teledyne Oxygen sensor R-22MED | OEM Part Number: C44611, Output Connector: Molex KK, 3 pin plug, Sensor Output: 7 - 13 mV, Sensor Life: 36 months, Response Time: < 6 s<br /> | EA | EACH | 1 |  |  | 48 | 2024-08-30 | (8)5247000800(6)
VIAMED LTD. |  | 0110023 | Viamed Oxygen sensor R-23V | OEM Part Number: 6850645, Output Connector: Slip rings, 3, Sensor Output: 24 - 32 microamps, Sensor Life: &#8805; 500,000 % oxygen hours, Response Time: &#8804; 12 s<br /> | EA | EACH | 1 |  |  | 42 | 2024-08-30 | 4036616011877
VIAMED LTD. |  | 0110024 | Teledyne Oxygen sensor R-24MED | OEM Part Number: 64 19 332 E380E, Output Connector: Molex 3 pin plug, Sensor Output: 10 - 17 mV, Sensor Life: 24 months, Response Time: < 10 s<br /> | EA | EACH | 1 |  |  | 53 | 2024-08-30 | 852470008051
VIAMED LTD. |  | 0110026 | Teledyne Oxygen sensor R-26MED | OEM Part Number: 8-100412-00, Output Connector: Phone jack socket, 0.141 inch, Sensor Output: 7 - 13 mV, Sensor Life: 24 months, Response Time: < 10 s<br /> | EA | EACH | 1 |  |  | 81.6 | 2024-08-30 | 852470008068
VIAMED LTD. |  | 0110039 | Viamed Oxygen Sensor R-22VA | OEM Sensor Part No.: C81828-R22MATOM, Output Connector: Molex, 3 pin plug, Sensor Output: 9 - 13 mV, Sensor Life: &#8805; 500,000 % oxygen hours, Response Time: < 5 seconds | EA | EACH | 1 |  |  | 42 | 2024-08-30 | 4036616011860
VIAMED LTD. |  | 0110040 | Viamed Oxygen sensor R-30V | OEM Part Number: 6050-0004-110, Output Connector: Phone socket, 6P4C, Sensor Output: 9 - 12 mV, Sensor Life: &#8805; 1,000,000 % oxygen hours, Response Time: < 12 s<br /> | EA | EACH | 1 |  |  | 67 | 2024-08-30 | 4036616000482
VIAMED LTD. |  | 0110041 | Viamed Oxygen sensor R-41V | OEM Part Number: 6735142, Output Connector: Phone jack socket, 3.5 mm, Sensor Output: 13 - 16 mV, Sensor Life: &#8805; 1,000,000 | EA | EACH | 1 |  |  | 42 | 2024-08-30 | 4036616011921
VIAMED LTD. |  | 0110042 | Viamed Oxygen sensor R-42V | OEM Part Number: 130060001, Output Connector: AMP plug, 2 pin, Sensor Output: 9 - 11.5 mV, Sensor Life: â 1,000,000 % oxygen hours, Response Time: < 12 s<br /> | EA | EACH | 1 |  |  | 42 | 2024-08-30 | 5051826003435
VIAMED LTD. |  | 0110043 | Viamed Oxygen sensor R-43V - Pack of 2 sensors - Matched Pair | OEM Part Number: 6600-1278-600, Output Connector: Slip rings, 2, Sensor Output: 23 - 35 mV, Sensor Life: &#8805; 500,000 oxygen hours, Output Difference: 1.25 mV (between the two channels), Response Time: < 12 s<br /> | PR | PAIR | Pair (2) |  |  | 90 | 2024-08-30 | 4036616004596
VIAMED LTD. |  | 0110044 | Viamed Oxygen sensor R-44V | OEM Part Number: 806572, Output Connector: Molex 3 way, Sensor Output: 9 - 13 mV, Sensor Life: &#8805; 1,000,000 % oxygen hours, Response Time: < 12 s<br /> | EA | EACH | 1 |  |  | 42 | 2024-08-30 | 4036616000529
VIAMED LTD. |  | 0110045 | Viamed Oxygen sensor R-45V | OEM Part Number: 0600-00-0002, Output Connector: Molex, 3 pin plug, Sensor Output: 9 - 13 mV, Sensor Life: &#8805; 1,000,000 % oxygen hours, Response Time: < 12 s<br /> | EA | EACH | 1 |  |  | 42 | 2024-08-30 | 4036616011952
VIAMED LTD. |  | 0110047 | Viamed Oxygen sensor R-47V | OEM Part Number: OOM204, Output Connector: Molex, 3 pin plug, Sensor Output: 9.0 - 13.5 mV, Sensor Life: &#8805; 500,000 % oxygen hours, Response Time: < 12 s<br /> | EA | EACH | 1 |  |  | 75 | 2024-08-30 | 4036616011969
VIAMED LTD. |  | 0110049 | Viamed Oxygen Sensor R-49V | OEM Part Number: 64 19 332 E380E, Output Connector: Molex, 3 pin plug, Sensor Output: 13 - 16 mV, Sensor Life: &#8805; 1,000,000 % oxygen hours, Response Time: < 12 s<br /> | EA | EACH | 1 |  |  | 42 | 2024-08-30 | 4036616011938
VIAMED LTD. |  | 0110051 | Teledyne Oxygen sensor T-1 | OEM Part Number: A37016, Output Connector: Slip rings, 2, Sensor Output: 200 /- 40 microamps, Sensor Life: 18 months, Response Time: < 30 s<br /> | EA | EACH | 1 |  |  | 53 | 2024-08-30 | 852470008082
VIAMED LTD. |  | 0110057 | Teledyne Oxygen sensor T-7 | OEM Part Number: A51327, Output Connector: Phone socket, 4 way, Sensor Output: 0.4 /- 0.1 microamps, Sensor Life: 36 months, Response Time: < 6 s<br /> | EA | EACH | 1 |  |  | 70.5 | 2024-08-30 | 852470008099
VIAMED LTD. |  | 0110058 | Viamed Oxygen Sensor T-7V |  | EA | EACH | 1 |  |  | 42 | 2024-08-30 | 4036616011945
VIAMED LTD. |  | 0110072 | Viamed Oxygen Sensor R-22Vi - Pack of 2 | Application: Incubators, Output Connector: Molex 3 pin plug, Sensor Output: 9 - 14 mV, Sensor Life: &#8805; 1,000,000 oxygen hours, Response Time: < 12 s. Replacement of 0110071 if for use in incubators.<br /> | PR | PAIR | Pair (2) |  |  | 80 | 2024-08-30 | 5051826047378
VIAMED LTD. |  | 0110073 | Viamed Oxygen Sensor R-22VA - Pack of 2 | OEM Sensor Part No.: 60859, Output Connector: Molex, 3 pin plug, Sensor Output: 9 - 13 mV, Sensor Life: &#8805; 500,000 % oxygen hours, Response Time: < 5 seconds | PR | PAIR | Pair (2) |  |  | 80 | 2024-08-30 | 4036616011860
VIAMED LTD. |  | 0110081 | Teledyne Oxygen sensor UFO 130-2 | OEM Part Number: 010-1120-01, Output Connector: DIL, 10 pin, Sensor Output: 3.4 /- 0.4 V, Sensor Life: 24 months, Response Time: < 130 ms<br /> | EA | EACH | 1 |  |  | 167.1 | 2024-08-30 | 852470008112
VIAMED LTD. |  | 0110401 | Maxtec Oxygen Sensor MAX-1 |  | EA | EACH | 1 |  |  | 120.4 | 2024-08-30
VIAMED LTD. |  | 0110402 | Maxtec Oxygen Sensor MAX-2 | OEM Part Number: 6850645, Output Connector: Slip rings, 3, Sensor Output: 12.2 - 18.1 mV, Sensor Life: &#8805; 2,000,000 % oxygen hours, Response Time: &#8805; 15 s | EA | EACH | 1 |  |  | 144.8 | 2024-08-30 | 5051826008966
VIAMED LTD. |  | 0110403 | Maxtec Oxygen sensor MAX-3 | OEM Part Number: MOX-3, Output Connector: Phone socket, 4 way, Sensor Output: 9 - 13 mV, Sensor Life: &#8805; 500,000 % oxygen hours, Response Time: &#8804; 15 s<br /> | EA | EACH | 1 |  |  | 87.2 | 2024-08-30 | 817770020011
VIAMED LTD. |  | 0110409 | Maxtec Oxygen Sensor MAX-9 | OEM Part Number: B39636-R13, Output Connector: 1 mm pin x 4, Sensor Output: 26.4 - 44.0 mV, Sensor Life: 6 months, Response Time: &#8804; 11 s | EA | EACH | 1 |  |  | 103.7 | 2024-08-30 | 817770020035
VIAMED LTD. |  | 0110410 | Maxtec Oxygen Sensor MAX-10 |  | EA | EACH | 1 |  |  | 88.4 | 2024-08-30 | (01)00853061006685
VIAMED LTD. |  | 0110411 | Maxtec Oxygen Sensor MAX-11 |  | EA | EACH | 1 |  |  | 120.4 | 2024-08-30 | (01)00853061006913
VIAMED LTD. |  | 0110412 | Maxtec Oxygen Sensor MAX-12 |  | EA | EACH | 1 |  |  | 103.7 | 2024-08-30 | (01)00817770020059
VIAMED LTD. |  | 0110413 | Maxtec Oxygen Sensor MAX-13 |  | EA | EACH | 1 |  |  | 103.7 | 2024-08-30 | 817770020080
VIAMED LTD. |  | 0110414 | Maxtec Oxygen Sensor MAX-14 |  | EA | EACH | 1 |  |  | 112.8 | 2024-08-30 | 5051826009031
VIAMED LTD. |  | 0110416 | Maxtec Oxygen sensor MAX-16 | OEM Part Number: 4-072214-00, Output Connector: Molex, 3 pin plug, Sensor Output: 8.5 - 15.0 mV, Sensor Life: &#8805; 1,500,000 % oxygen hours, Response Time: < 15 s<br /> | EA | EACH | 1 |  |  | 87.2 | 2024-08-30 | 853061006975
VIAMED LTD. |  | 0110417 | Maxtec Oxygen Sensor MAX-17 |  | EA | EACH | 1 |  |  | 94 | 2024-08-30 | 817770020141
VIAMED LTD. |  | 0110418 | Maxtec Oxygen Sensor MAX-18 |  | EA | EACH | 1 |  |  | 96 | 2024-08-30
VIAMED LTD. |  | 0110419 | Maxtec Oxygen Sensor MAX-19 |  | EA | EACH | 1 |  |  | 96 | 2024-08-30
VIAMED LTD. |  | 0110420 | Maxtec Oxygen sensor MAX-14 (Fluke version) | OEM Part Number: R116P82-001, Output Connector: Molex SL, 2 pin, Sensor Output: 9 - 13 mV, Sensor Life: &#8805; 1,000,000 % oxygen hours, Response Time: &#8804; 12 s<br /> | EA | EACH | 1 |  |  | 87.2 | 2024-08-30 | 817770020103
VIAMED LTD. |  | 0110421 | Maxtec Oxygen Sensor MAX-16HT |  | EA | EACH | 1 |  |  | 120.4 | 2024-08-30 | 5051826009062
VIAMED LTD. |  | 0110424 | Maxtec Oxygen Sensor MAX-12C |  | EA | EACH | 1 |  |  | 103.7 | 2024-08-30 | (01)00817770020073
VIAMED LTD. |  | 0110425 | Maxtec Oxygen sensor MAX-250 with `O` ring. | OEM Part Number: R125P01-007, Output Connector: 2 pin socket, flying lead, Sensor Output: 10.0 - 15.5 mV, Sensor Life: &#8805; 1,500,000 % oxygen hours, Response Time: &#8804; 15 s<br /> | EA | EACH | 1 |  |  | 69 | 2024-08-30 | 853061006449
VIAMED LTD. |  | 0110427 | Maxtec Oxygen sensor MAX-250+ | OEM Part Number: R125P02-011, Output Connector: Molex SL, 2 pin, lead wire, Sensor Output: 10.0 - 15.5 mV, Sensor Life: &#8805; 1,500,000 % oxygen hours, Response Time: &#8804; 15 s<br /> | EA | EACH | 1 |  |  | 98.3 | 2024-08-30 | (01)00853061006470
VIAMED LTD. |  | 0110428 | Maxtec Oxygen sensor MAX-250 | OEM Part Number: R125P01-002, Output Connector: 2 pin socket, flying lead, Sensor Output: 10.0 - 15.5 mV, Sensor Life: &#8805; 1,500,000 %, Response Time: &#8804; 15 s<br /> | EA | EACH | 1 |  |  | 69 | 2024-08-30 | 5051826009116
VIAMED LTD. |  | 0110429 | Maxtec Oxygen sensor MAX-250E | OEM Part Number: 66045, Output Connector: Mini power socket, Sensor Output: 10.0 - 15.5 mV, Sensor Life: &#8805; 1,500,000 % oxygen hours, Response Time: &#8804; 15 s<br /> | EA | EACH | 1 |  |  | 69 | 2024-08-30 | 853061006494
VIAMED LTD. |  | 0110430 | Maxtec Oxygen sensor MAX-250ESF | OEM Part Number: R115P85, Output Connector: Mini power socket, Sensor Output: 12 /- 2 mV, Sensor Life: &#8805; 500,000 % oxygen hours, Response Time: &#8804; 5 s | EA | EACH | 1 |  |  | 69 | 2024-08-30 | 817770020196
VIAMED LTD. |  | 0110431 | Maxtec Oxygen sensor MAX-250A | OEM Part Number: 70300001, Output Connector: Phone socket, 4 way, Sensor Output: 11 /- 2.5 mV, Sensor Life: &#8805; 1,500,000 % oxygen hours, Response Time: &#8804; 15 s<br /> | EA | EACH | 1 |  |  | 87.2 | 2024-08-30 | 853061006524
VIAMED LTD. |  | 0110432 | Maxtec Oxygen sensor MAX-250(B) | OEM Part Number: R125P02-003, Output Connector: Lead wires, unterminated, Sensor Output: 10.0 - 15.5 mV, Sensor Life: &#8805; 1,500,000 % oxygen hours, Response Time: &#8804; 15 s<br /> | EA | EACH | 1 |  |  | 66 | 2024-08-30 | 817770025054
VIAMED LTD. |  | 0110433 | Maxtec Oxygen sensor MAX-250K | OEM Part Number: 15974, Output Connector: Mini power plug, lead wire, Sensor Output: 10.0 - 15.5 mV, Sensor Life: &#8805; 1,500,000 % oxygen hours, Response Time: &#8804; 15 s<br /> | EA | EACH | 1 |  |  | 94.4 | 2024-08-30 | 817770021025
VIAMED LTD. |  | 0110435 | Maxtec Oxygen Sensor MAX-250TM | OEM Part Number: R125P18-02, Output Connector: Molex 3 pin plug 3P2C, Sensor Output: 11 /- 2.5 mV, Sensor Life: &#8805; 1,500,000 % oxygen hours, Response Time: &#8804; 15 s<br /> | EA | EACH | 1 |  |  | 100.9 | 2024-08-30 | 853061006654
VIAMED LTD. |  | 0110438 | Maxtec Oxygen Sensor MAX-47 | OEM Part Number: 5803, Output Connector: Phone socket, 4 way, Sensor Output: 4 - 11 mV, Sensor Life: &#8805; 500,000 % oxygen hours, Response Time: < 12 s | EA | EACH | 1 |  |  | 103.7 | 2024-08-30 | 5051826009185
VIAMED LTD. |  | 0110439 | Maxtec Oxygen Sensor MAX-48 | OEM Part Number: AII-11-60, Output Connector: Phone socket, 4 way, Sensor Output: 3.8 - 4.8 mV, Sensor Life: &#8805; 500,000 % oxygen hours, Response Time: &#8804; 12 s<br /> | EA | EACH | 1 |  |  | 88.4 | 2024-08-30 | (01)00817770020240
VIAMED LTD. |  | 0110441 | Maxtec Oxygen Sensor MAX-11i | OEM Part Number: 6850645, Output Connector: Slip rings, 3, Sensor Output: 17 /- 3 mV, Sensor Life: &#8805; 750,000 % oxygen hours, Response Time: &#8804; 12 s | EA | EACH | 1 |  |  | 136.3 | 2024-08-30 | 5051826023983
VIAMED LTD. |  | 0110444 | Maxtec Oxygen Sensor MAX-13-250 |  | EA | EACH | 1 |  |  | 104.4 | 2024-08-30 | 853061006562
VIAMED LTD. |  | 0110449 | Maxtec Oxygen Sensor MAX-43 - Pack of 2 |  | PK | PACK | 1 |  |  | 189.3 | 2024-08-30 | 817770020233
VIAMED LTD. |  | 0110450 | Maxtec Oxygen Sensor MAX-50 |  | EA | EACH | 1 |  |  | 112.8 | 2024-08-30 | 5051826050385
VIAMED LTD. |  | 0110451 | Maxtec Oxygen Sensor MAX-250K with Panduit | OEM Equipment: Vela T2, Output Connector: Panduit, Sensor Output: 10.0 - 15.5 mV, Sensor Life: &#8805; 1,500,000 % oxygen hours, Response Time: &#8804; 15 s<br /> | EA | EACH | 1 |  |  | 161.5 | 2024-08-30 | 5051826009222
VIAMED LTD. |  | 0110452 | Maxtec Oxygen sensor MAX-550E | OEM Part Number: R140P02, Output Connector: Stereo phone jack, 3.5 mm, Sensor Output: 10 - 15 mV, Sensor Life: 5 years, Response Time: 14 /- 2 s<br /> | EA | EACH | 1 |  |  | 109.3 | 2024-08-30 | 817770020363
VIAMED LTD. |  | 0110453 | Maxtec Oxygen sensor MAX-250MS |  | EA | EACH | 1 |  |  | 98.3 | 2024-08-30 | (01)00817770021582
VIAMED LTD. |  | 0110454 | Maxtec Oxygen Sensor MAX-500E with Flow Diverter | For use with MaxBlend range of blenders. Maxtec part number: R140P02-001. It is supplied complete with a special flow diverter which is narrower in diameter and has a small bleed hole (0120086). | EA | EACH | 1 |  |  | 136.8 | 2024-08-30 | 817770020523
VIAMED LTD. |  | 0110460 | Maxtec Oxygen Sensor MAX-7 |  | EA | EACH | 1 |  |  | 112.8 | 2024-08-30 | (01)00817770020028
VIAMED LTD. |  | 0110461 | Maxtec Oxygen Sensor MAX-7L | OEM Part Number: R109P13, Output Connector: Phone jack, 3.5 mm, Sensor Output: 3.5 - 7.5 mV, Sensor Life: &#8805; 1,000,000 % oxygen hours, Response Time: &#8804; 12 s<br /> | EA | EACH | 1 |  |  | 112.8 | 2024-08-30 | 5051826026984
VIAMED LTD. |  | 0110462 | Maxtec Oxygen Sensor MAX-12A |  | EA | EACH | 1 |  |  | 103.7 | 2024-08-30 | 817770020066
VIAMED LTD. |  | 0110463 | Maxtec Oxygen Sensor MAX-13C |  | EA | EACH | 1 |  |  | 103.7 | 2024-08-30 | 5051826027004
VIAMED LTD. |  | 0110464 | Maxtec Oxygen Sensor MAX-23 |  | EA | EACH | 1 |  |  | 120.4 | 2024-08-30 | (01)00817770020172
VIAMED LTD. |  | 0110465 | Maxtec Oxygen Sensor MAX-24 | OEM Part Number: R109P15, Output Connector: AMP plug, 2 pin, Sensor Output: 8.5 - 11.5 mV, Sensor Life: &#8805; 500,000 % oxygen hours, Response Time: &#8804; 12 s<br /> | EA | EACH | 1 |  |  | 120.4 | 2024-08-30 | 5051826009239
VIAMED LTD. |  | 0110466 | Maxtec Oxygen Sensor MAX-25 |  | EA | EACH | 1 |  |  | 120.4 | 2024-08-30 | 5051826027028
VIAMED LTD. |  | 0110467 | Maxtec Lead-free Oxygen sensor MAX-15LF |  | EA | EACH | 1 |  |  | 222.5 | 2024-08-30 | 817770020110
VIAMED LTD. |  | 0110468 | Maxtec Oxygen sensor MAX-125M |  | EA | Each | 1 |  |  | 96.8 | 2024-08-30 | (01)00817770022428
VIAMED LTD. |  | 0110469 | Maxtec Oxygen sensor MAX-13CS |  | EA | EACH | 1 |  |  | 96 | 2024-08-30 | (01)00817770020295
VIAMED LTD. |  | 0110470 | Maxtec Oxygen sensor MAX-108A |  | EA | EACH | 1 |  |  | 103.7 | 2024-08-30
VIAMED LTD. |  | 0110471 | Maxtec Oxygen sensor MAX-250TEL |  | EA | EACH | 1 |  |  | 128.2 | 2024-08-30
VIAMED LTD. |  | 0110472 | Maxtec Oxygen sensor MAX-250XPCB |  | EA | EACH | 1 |  |  | 97.9 | 2024-08-30
VIAMED LTD. |  | 0110473 | Maxtec Oxygen sensor MAX-125WF |  | EA | Each | 1 |  |  | 105 | 2024-08-30 | (01)00817770022435
VIAMED LTD. |  | 0110475 | Maxtec Oxygen sensor MAX-15M |  | EA | EACH | 1 |  |  | 112.8 | 2024-08-30
VIAMED LTD. |  | 0110480 | Maxtec Oxygen sensor MAX-250S ? Industrial |  | EA | EACH | 1 |  |  | 112.5 | 2024-08-30
VIAMED LTD. |  | 0110501 | Oxygen sensor MOX1 MediceL |  | EA | EACH | 1 |  |  | 69.65 | 2024-08-30
VIAMED LTD. |  | 0110502 | Oxygen Sensor MOX2 MediceL |  | EA | EACH | 1 |  |  | 69.65 | 2024-08-30
VIAMED LTD. |  | 0110503 | Oxygen Sensor MOX3 MediceL |  | EA | EACH | 1 |  |  | 69.65 | 2024-08-30
VIAMED LTD. |  | 0110504 | Oxygen Sensor MOX-4 |  | EA | EACH | 1 |  |  | 69.65 | 2024-08-30
VIAMED LTD. |  | 0110509 | Oxygen Sensor MOX9 MediceL |  | EA | EACH | 1 |  |  | 69.65 | 2024-08-30
VIAMED LTD. |  | 0110510 | Oxygen Sensor INQOX MediceL |  | EA | EACH | 1 |  |  | 69.65 | 2024-08-30 | 5051826060438
VIAMED LTD. |  | 0110511 | Oxygen Sensor MOX20 MediceL |  | EA | EACH | 1 |  |  | 123.45 | 2024-08-30
VIAMED LTD. |  | 0110560 | Envitec Oxygen sensor OOM111 | Output Connector: Phone jack, 0.141&#34;, Sensor Output: 11 - 13 mV, Sensor Life: &#8805; 1,000,000 % oxygen hours, Response Time: < 12 seconds, for use with Envitec: OxiQuant MC and MySign O | EA | EACH | 1 |  |  | 72 | 2024-08-30 | 4036616000307
VIAMED LTD. |  | 0110570 | Envitec Oxygen sensor OOM101 |  | EA | EACH | 1 |  |  | 45 | 2024-08-30 | (01)04036616000345
VIAMED LTD. |  | 0110579 | Envitec Oxygen sensor OOM113 |  | EA | EACH | 1 |  |  | 45 | 2024-08-30 | (01)04036616010122
VIAMED LTD. |  | 0110590 | Envitec Oxygen Sensor OOM111-M |  | EA | EACH | 1 |  |  | 160 | 2024-08-30 | (01)04036616005999
VIAMED LTD. |  | 0110660 | Envitec Oxygen sensor OOI103 | OEM Part Number: 01-00-0095, Output Connector: Slip rings, 4, Sensor Output: 9 - 15 mV, Sensor Life: &#8805; 500,000 % oxygen hours, Response Time: < 13 s, for use with Envitec OxiQuant S | EA | EACH | 1 |  |  | 72 | 2024-08-30 | 4036616004763
VIAMED LTD. |  | 0110700 | IT Gambert Lead-free Oxygen sensor MLF-03 |  | EA | EACH | 1 |  |  | 96 | 2024-08-30 | 4250320600848
VIAMED LTD. |  | 0110701 | IT Gambert Lead-free Oxygen sensor MLF-04 |  | EA | EACH | 1 |  |  | 96 | 2024-08-30 | 4250320600855
VIAMED LTD. |  | 0110702 | IT Gambert Lead-free Oxygen sensor MLF-12A |  | EA | EACH | 1 |  |  | 96 | 2024-08-30
VIAMED LTD. |  | 0110703 | IT Gambert Lead-free Oxygen sensor MLF-15 |  | EA | EACH | 1 |  |  | 96 | 2024-08-30 | 4250320600794
VIAMED LTD. |  | 0110704 | IT Gambert Lead-free Oxygen sensor MLF-16 |  | EA | EACH | 1 |  |  | 96 | 2024-08-30 | 4250320600725
VIAMED LTD. |  | 0110705 | IT Gambert Lead-free Oxygen sensor MLF-19 |  | EA | EACH | 1 |  |  | 96 | 2024-08-30 | 4250320600671
VIAMED LTD. |  | 0110706 | IT Gambert Lead-free Oxygen sensor MLF-43 |  | EA | EACH | 1 |  |  | 110 | 2024-08-30 | (01)0425032060120
VIAMED LTD. |  | 0110707 | IT Gambert Lead-free Oxygen sensor MLF-60HC |  | EA | EACH | 1 |  |  | 96 | 2024-08-30 | 4250320600626
VIAMED LTD. |  | 0110708 | IT Gambert Lead-free Oxygen sensor MLF-650 |  | EA | EACH | 1 |  |  | 153 | 2024-08-30 | 4250320600701
VIAMED LTD. |  | 0110709 | IT Gambert Lead-free Oxygen sensor MLF-350 |  | EA | EACH | 1 |  |  | 218.5 | 2024-08-30 | 4250320600763
VIAMED LTD. |  | 0110710 | IT Gambert Lead-free Oxygen Sensor MLF-16D |  | EA | EACH | 1 |  |  | 118.5 | 2024-08-30
VIAMED LTD. |  | 0110800 | Envitec Lead-free Oxygen Sensor OOMLF102 |  | EA | EACH | 1 |  |  | 55 | 2024-08-30 | 4036616010788
VIAMED LTD. |  | 0110801 | Envitec Lead-free Oxygen Sensor OOMLF102-1 |  | EA | EACH | 1 |  |  | 55 | 2024-08-30 | (01)04036616010795
VIAMED LTD. |  | 0110802 | Envitec Lead-free Oxygen Sensor OOMLF106 |  | EA | EACH | 1 |  |  | 55 | 2024-08-30
VIAMED LTD. |  | 0110803 | Envitec Lead-free Oxygen Sensor OOMLF110 |  | EA | EACH | 1 |  |  | 70 | 2024-08-30 | (01)04036616010832
VIAMED LTD. |  | 0110804 | Envitec Lead-free Oxygen Sensor OOMLF111 |  | EA | EACH | 1 |  |  | 85 | 2024-08-30 | (01)04036616010849
VIAMED LTD. |  | 0110805 | Envitec Lead-free Oxygen Sensor OOMLF202 |  | EA | EACH | 1 |  |  | 55 | 2024-08-30 | 5051826051030
VIAMED LTD. |  | 0110806 | Envitec Lead-free Oxygen Sensor OOMLF202-1 |  | EA | EACH | 1 |  |  | 55 | 2024-08-30 | (01)04036616010870
VIAMED LTD. |  | 0110807 | Envitec Lead-free Oxygen Sensor OOMLF202-2 |  | EA | EACH | 1 |  |  | 55 | 2024-08-30
VIAMED LTD. |  | 0110808 | Envitec Lead-free Oxygen Sensor OOMLF202-2S |  | EA | EACH | 1 |  |  | 63 | 2024-08-30
VIAMED LTD. |  | 0110809 | Envitec Lead-free Oxygen Sensor OOMLF103 |  | EA | EACH | 1 |  |  | 63 | 2024-08-30 | (01)04036616010801
VIAMED LTD. |  | 0110810 | Envitec Lead-free Oxygen Sensor OOMLF103-1 |  | EA | EACH | 1 |  |  | 63 | 2024-08-30
VIAMED LTD. |  | 0111250 | Maxtec Oxygen analyser with integral sensor - Handi+ | This analyser is great for spot-checking O2 percentage in hospitals, clinics and in home-care environments. Includes integrated sensor and battery. One-touch calibration. Over-mould for extra protection. Small, convenient and portable. Auto-off. Disposable at end of sensor life. | EA | EACH | 1 |  |  | 193 | 2024-08-30 | 817770020707
VIAMED LTD. |  | 0111260 | Maxtec Oxygen analyser with internal sensor - MaxO2 A | The MAXO2+A analyser is ideal for checking oxygen percent accuracy in concentrators. Long Battery Life (Approximately 5,000 hours on 2 x AA batteries). Ergonomic Handheld Design. Impact resistant and drip proof. Large LCD with 3 digit display. | EA | EACH | 1 |  |  | 372 | 2024-08-30 | 853061006982
VIAMED LTD. |  | 0111261 | Maxtec Oxygen analyser with external sensor - MaxO2 AE | The MaxO2 AE is best used anywhere an in-line analyser is needed, when alarms are deemed important. It is especially useful in conjunction with older ventilators or oscillators. Long Battery Life (Approximately 5,000 hours on 2 x AA batteries). Ergonomic Handheld Design. Impact resistant and drip proof. Large LCD with 3 digit display.<br /> | EA | EACH | 1 |  |  | 384 | 2024-08-30 | 853061006937
VIAMED LTD. |  | 0111263 | Maxtec Oxygen Monitor - MaxO2 ME | The MaxO2 ME Oxygen Monitor is an easy-to-use low maintenance monitor. Features include: back lit LCD, smart alarms, DC power port, protective overmould, built-in kickstand, built in dovetail and extended battery life. | EA | EACH | 1 |  |  | 604 | 2024-08-30 | 853061006302
VIAMED LTD. |  | 0111265 | Maxtec Oxygen Analyser - UltraMaxO2 |  | EA | EACH | 1 |  |  | 598 | 2024-08-30 | 817770020936
VIAMED LTD. |  | 0111276 | Envitec MySign O Oxygen Monitor | Including standard accessories: OOM111 oxygen sensor, USB cable, T-adapter, flow diverter | EA | EACH | 1 |  |  | 347 | 2024-08-30 | 4036616009324
VIAMED LTD. |  | 0111277 | Envitec MySign O Oxygen Monitor Kit | Including standard accessories: OOM111 oxygen sensor, USB cable, T-adapter, flow diverter plus mains power supply with adapter (UK/EU/USA) | EA | EACH | 1 |  |  | 394.85 | 2024-08-30 | 4036616009324
VIAMED LTD. |  | 0120092 | Oxygen Sensor Flow Diverter 15 mm - White |  | EA | EACH | 1 |  |  | 4 | 2024-08-30 | 5051826009543
VIAMED LTD. |  | 0120093 | Oxygen Sensor Flow Diverter 15 mm - Clear | Pack of 10 | PK | PACK | Pack (10) |  |  | 27.85 | 2024-08-30 | 4036616009140
VIAMED LTD. |  | 0120095 | Oxygen Sensor Flow Diverter 15 mm |  | EA | EACH | 1 |  |  | 8.5 | 2024-08-30 | 5051826027080
VIAMED LTD. |  | 0120099 | Oxygen sensor flow diverter | Includes O ring. M16 thread to 15mm O.D. - Allows insertion into a T-adapter with a 15mm I.D. port<br /> | EA | EACH | 1 |  |  | 5 | 2024-08-30 | 5051826001486
VIAMED LTD. |  | 0120101 | Oxygen sensor adapter cap 22 mm I.D. - Female | M16 thread to 22 mm I.D. | EA | EACH | 1 |  |  | 3.5 | 2024-08-30 | 5051826001509
VIAMED LTD. |  | 0120102 | Oxygen sensor adapter cap 22 mm O.D. - Male | M16 thread to 22 mm O.D.<br /> | EA | EACH | 1 |  |  | 3.5 | 2024-08-30 | 5051826001516
VIAMED LTD. |  | 0120103 | T Adapter 15 mm Paediatric circuits | 15 mm I.D. - 15 mm O.D., T 15 mm I.D.<br /> | EA | EACH | 1 |  |  | 1.95 | 2024-08-30 | 5030267055104
VIAMED LTD. |  | 0120120 | Oxygen concentrator Adapter | Screws directly onto sensors such as R-17MED. Tapered inlet. For testing outputs of oxygen concentrators. | EA | EACH | 1 |  |  | 10.3 | 2024-08-30 | 5051826001554
VIAMED LTD. |  | 0120124 | Connector - 22mm - 6mm Oxygen Stem |  | EA | EACH | 1 |  |  | 0.85 | 2024-08-30 | 5030267057511
VIAMED LTD. |  | 0120125 | Connector 22 mm I.D. - 22 mm I.D. | Colour: Green | EA | EACH | 1 |  |  | 1.25 | 2024-08-30 | 5030267057498
VIAMED LTD. |  | 0120126 | Connector 15mm I.D./22mm O.D. - 22mm O.D. | Colour: Green | EA | EACH | 1 |  |  | 1.3 | 2024-08-30 | 5051826001561
VIAMED LTD. |  | 0120127 | Connector 15 mm I.D./22 mm O.D. - 6.5 mm | Tapered. Colour: Green | EA | EACH | 1 |  |  | 1.6 | 2024-08-30 | 5030267057658
VIAMED LTD. |  | 0120174 | Connector - 22mm - 6mm Oxygen Stem | Box of 50 | BX | BOX | 1 |  |  | 42.5 | 2024-08-30 | 5030267005741
VIAMED LTD. |  | 0120399 | T adapter. 22mm I.D. - 22mm O.D. | Reusable (non-autoclavable)<br />Pack of 5 | PK | PACK | Pack (5) |  |  | 25 | 2024-08-30 | 4036616000031
VIAMED LTD. |  | 0121180 | Viamed V Wall Mount |  | EA | EACH | 1 |  |  | 13.9 | 2024-08-30 | 5051826009796
VIAMED LTD. |  | 0121181 | Viamed V Mount Pole Clamp - Small | Maximum clamping width: 25 mm | EA | EACH | 1 |  |  | 36.5 | 2024-08-30 | 5051826009802
VIAMED LTD. |  | 0121182 | Viamed V Mount Pole Clamp - Large | Clamping width: 16 - 40 mm | EA | EACH | 1 |  |  | 39 | 2024-08-30 | 5051826009819
VIAMED LTD. |  | 0121184 | Viamed V mount rail clamp | Attaches to most types of medirail. 30 mm (H) x 10 mm (D) medirail <br /> | EA | EACH | 1 |  |  | 45.3 | 2024-08-30 | 5051826009826
VIAMED LTD. |  | 0121200 | Universal mounting clamp | This universal mounting clamp allows your monitor to be mounted to various rails or poles. The clamp has both vertical and horizontal adjustments, your monitor is mounted to the clamp using the screw thread. | EA | EACH | 1 |  |  | 41.7 | 2024-08-30 | 5051826001738
VIAMED LTD. |  | 0121203 | AX/MX300 0-1V DC interface Cable | For use with Teledyne AX300 & MX300 oxygen analysers with analogue output. Length: 1.5m | EA | EACH | 1 |  |  | 19.2 | 2024-08-30 | 5051826001769
VIAMED LTD. |  | 0121204 | AX/MX300 RS232 interface Cable | For use with Teledyne AX300 & MX300 oxygen analysers with RS232 output. Length: 1.5m | EA | EACH | 1 |  |  | 29.45 | 2024-08-30 | 5051826001776
VIAMED LTD. |  | 0121205 | Calibration assembly | For use with oxygen analysers and monitors to allow calibration in oxygen | EA | EACH | 1 |  |  | 12.95 | 2024-08-30 | 5051826001783
VIAMED LTD. |  | 0121211 | Battery door for AX300 |  | EA | EACH | 1 |  |  | 5 | 2024-08-30 | 5051826009932
VIAMED LTD. |  | 0121213 | Mounting plate for AX300 & MX300 |  | EA | EACH | 1 |  |  | 7.5 | 2024-08-30 | 5051826009956
VIAMED LTD. |  | 0121300 | Lanyard for use with Maxtec MaxO2 |  | EA | EACH | 1 |  |  | 2.5 | 2024-08-30 | 5051826047767
VIAMED LTD. |  | 0121301 | Belt Clip & Pin Assembly for use with Maxtec MAXO2 | for use with MAXO2 | EA | EACH | 1 |  |  | 8.5 | 2024-08-30 | 5051826010044
VIAMED LTD. |  | 0121302 | V mount assembly for use with Maxtec MAXO2 |  | EA | EACH | 1 |  |  | 16.1 | 2024-08-30 | 5051826010051
VIAMED LTD. |  | 0121350 | Envitec MySign O Oxygen Sensor Cable |  | EA | EACH | 1 |  |  | 40.6 | 2024-08-30 | 1
VIAMED LTD. |  | 0121351 | Envitec MySign O Clamp |  | EA | EACH | 1 |  |  | 117.5 | 2024-08-30 | (01)0403661601443
VIAMED LTD. |  | 0121352 | Envitec MySign O Mains Power Supply | including UK/EU/USA/JPN adapters | EA | EACH | 1 |  |  | 47.85 | 2024-08-30 | 4013674021987
VIAMED LTD. |  | 0121353 | Envitec MySign O USB Data Cable |  | EA | EACH | 1 |  |  | 11.3 | 2024-08-30 | 4049759246464
VIAMED LTD. |  | 0131201 | Oxygen Sensor Cable Black for use with AX300 MX300 | Coiled cable with straight connectors. | EA | EACH | 1 |  |  | 30 | 2024-08-30 | 5051826010129
VIAMED LTD. |  | 0131202 | Oxygen Sensor Cable Black for use with AX300 MX300 - Viamed Version | Coiled cable with right angled connectors.<br /> | EA | EACH | 1 |  |  | 20 | 2024-08-30 | 5051826003152
VIAMED LTD. |  | 0131205 | Suction Cup Foot | for the AX300 & MX300 base3 required per unit | EA | EACH | 1 |  |  | 6 | 2024-08-30 | 5051826010150
VIAMED LTD. |  | 0131215 | Input Connector - AX300 |  | EA | EACH | 1 |  |  | 3 | 2024-08-30 | 5051826010242
VIAMED LTD. |  | 0131251 | Monitor cable kit for use with Maxtec OM-25 Oxygen Monitor |  | EA | EACH | 1 |  |  | 35.65 | 2024-08-30 | 1
VIAMED LTD. |  | 0131700 | Maxtec Oxygen Sensor Cable Black | for use with MaxO2 ME, Coiled cable with straight connectors, extendable to 10ft | EA | EACH | 1 |  |  | 36.1 | 2024-08-30 | 5051826047965
VIAMED LTD. |  | 0131701 | Maxtec MaxO2 ME Kick Stand |  | EA | EACH | 1 |  |  | 0.9 | 2024-08-30 | 5051826047972
VIAMED LTD. |  | 0212009 | Temperature probe - Oesphageal/Rectal - Jack Plug - Neonatal. Autoclavable. | Neonatal, 2mm diameter. Compatible with YSI 400 series. Connector: 6.35mm (1/4 Inch) jack (mono). Cable length: 280cm. Autoclavable. | EA | EACH | 1 |  |  | 73 | 2024-08-30 | 5051826002346
VIAMED LTD. |  | 0212010 | Temperature probe - Oesophageal/Rectal - Jack Plug - Paediatric. Autoclavable. | Paediatric, 3mm diameter. Compatible with YSI 400 series. Connector: 6.35mm (1/4 Inch) jack (mono). Cable length: 280cm. Autoclavable. | EA | EACH | 1 |  |  | 59 | 2024-08-30 | 5051826001813
VIAMED LTD. |  | 0212011 | Temperature probe - Oesophageal/Rectal - Jack Plug - Adult. Autoclavable. | Adult, 4mm diameter. Compatible with YSI 400 series. Connector: 6.35mm (1/4 Inch) jack (mono). Cable length: 280cm. Autoclavable. | EA | EACH | 1 |  |  | 52 | 2024-08-30 | 5051826002575
VIAMED LTD. |  | 0212012 | Temperature probe - Oesophageal/Rectal - Right angled jack plug - Neonatal. Autoclavable. | Neonatal, 2mm diameter. Compatible with YSI 400 series. Connector: Right Angled 6.35mm (1/4 Inch) jack (mono). Cable length: 280cm. Autoclavable. | EA | EACH | 1 |  |  | 73 | 2024-08-30 | 5051826002353
VIAMED LTD. |  | 0212013 | Temperature probe - Oesophageal/Rectal - Right angled jack plug Right - Paediatric. Autoclavable. | Paediatric, 3mm diameter. Compatible with YSI 400 series. Connector: Right Angled 6.35mm (1/4 Inch) jack (mono). Cable length: 280cm. Autoclavable. | EA | EACH | 1 |  |  | 59 | 2024-08-30 | 5051826002360
VIAMED LTD. |  | 0212014 | Temperature probe - Oesophageal/Rectal - Right angled jack plug - Adult. Autoclavable. | Adult, 4mm diameter. Compatible with YSI 400 series. Connector: Right Angled 6.35mm (1/4 Inch) jack (mono). Cable length: 280cm. Autoclavable. | EA | EACH | 1 |  |  | 52 | 2024-08-30 | 5051826001820
VIAMED LTD. |  | 0212015 | Temperature probe - Oesophageal/Rectal - Siemens - Neonatal. Autoclavable. | Neonatal, 2mm diameter. Compatible with YSI 400 series. Connector: Siemens. Cable length: 280cm. Autoclavable. | EA | EACH | 1 |  |  | 73 | 2024-08-30 | 5051826002377
VIAMED LTD. |  | 0212016 | Temperature probe - Oesophageal/Rectal - Siemens - Paediatric. Autoclavable. | Paediatric, 3mm diameter. Compatible with YSI 400 series. Connector: Siemens. Cable length: 280cm. Autoclavable. | EA | EACH | 1 |  |  | 59 | 2024-08-30 | 5051826001837
VIAMED LTD. |  | 0212017 | Temperature probe - Oesophageal/Rectal - Siemens - Adult. Autoclavable. | Adult, 4mm diameter. Compatible with YSI 400 series. Connector: Siemens. Cable length: 280cm. Autoclavable. | EA | EACH | 1 |  |  | 52 | 2024-08-30 | 5051826001844
VIAMED LTD. |  | 0212018 | Temperature probe - Oesophageal/Rectal - Hewlett Packard - Neonatal. Autoclavable. | Neonatal, 2mm diameter. Compatible with YSI 400 series. Connector: Hewlett Packard. Cable length: 280cm. Autoclavable. | EA | EACH | 1 |  |  | 73 | 2024-08-30 | 5051826002384
VIAMED LTD. |  | 0212019 | Temperature probe - Oesophageal/Rectal - Hewlett Packard - Paediatric. Autoclavable. | Paediatric, 3mm diameter. Compatible with YSI 400 series. Connector: Hewlett Packard. Cable length: 280cm. Autoclavable. | EA | EACH | 1 |  |  | 59 | 2024-08-30 | 5051826002391
VIAMED LTD. |  | 0212020 | Temperature probe - Oesophageal/Rectal - Hewlett Packard - Adult. Autoclavable. | Adult, 4mm diameter. Compatible with YSI 400 series. Connector: Hewlett Packard. Cable length: 280cm. Autoclavable. | EA | EACH | 1 |  |  | 52 | 2024-08-30 | 5051826001851
VIAMED LTD. |  | 0212021 | Temperature probe - Skin contact - Jack Plug - Neonatal. Autoclavable. | Neonatal, 6mm diameter. Compatible with YSI 400 series. Connector: 6.35mm (1/4 Inch) jack (mono). Cable length: 280cm. Autoclavable. | EA | EACH | 1 |  |  | 83 | 2024-08-30 | 5051826001868
VIAMED LTD. |  | 0212022 | Temperature probe - Skin contact - Jack Plug - Paediatric. Autoclavable. | Paediatric, 10mm diameter. Compatible with YSI 400 series. Connector: 6.35mm (1/4 Inch) jack (mono). Cable length: 280cm. Autoclavable. | EA | EACH | 1 |  |  | 69 | 2024-08-30 | 5051826002407
VIAMED LTD. |  | 0212023 | Temperature probe - Skin contact - Jack Plug - Adult. Autoclavable. | Adult, 16mm diameter. Compatible with YSI 400 series. Connector: 6.35mm (1/4 Inch) jack (mono). Cable length: 280cm. Autoclavable. | EA | EACH | 1 |  |  | 62 | 2024-08-30 | 5051826001875
VIAMED LTD. |  | 0212024 | Temperature probe - Skin contact - Right angled jack plug Right - Neonatal. Autoclavable. | Neonatal, 6mm diameter. Compatible with YSI 400 series. Connector: Right Angled 6.35mm (1/4 Inch) jack (mono). Cable length: 280cm. Autoclavable. | EA | EACH | 1 |  |  | 83 | 2024-08-30 | 5051826002414
VIAMED LTD. |  | 0212025 | Temperature probe - Skin contact - Right angled jack plug - Paediatric. Autoclavable. | Paediatric, 10mm diameter. Compatible with YSI 400 series. Connector: Right Angled 6.35mm (1/4 Inch) jack (mono). Cable length: 280cm. Autoclavable. | EA | EACH | 1 |  |  | 69 | 2024-08-30 | 5051826002421
VIAMED LTD. |  | 0212026 | Temperature probe - Skin contact - Right angled jack plug - Adult. Autoclavable. | Adult, 16mm diameter. Compatible with YSI 400 series. Connector: Right Angled 6.35mm (1/4 Inch) jack (mono). Cable length: 280cm. Autoclavable. | EA | EACH | 1 |  |  | 62 | 2024-08-30 | 5051826002438
VIAMED LTD. |  | 0212027 | Temperature probe - Skin contact - Siemens - Neonatal. Autoclavable. | Neonatal, 6mm diameter. Compatible with YSI 400 series. Connector: Siemens. Cable length: 280cm. Autoclavable. | EA | EACH | 1 |  |  | 83 | 2024-08-30 | 5051826002445
VIAMED LTD. |  | 0212028 | Temperature probe - Skin contact - Siemens - Paediatric. Autoclavable. | Paediatric, 10mm diameter. Compatible with YSI 400 series. Connector: Siemens. Cable length: 280cm. Autoclavable. | EA | EACH | 1 |  |  | 69 | 2024-08-30 | 5051826002452
VIAMED LTD. |  | 0212029 | Temperature probe - Skin contact - Siemens - Adult. Autoclavable. | Adult, 16mm diameter. Compatible with YSI 400 series. Connector: Siemens. Cable length: 280cm. Autoclavable. | EA | EACH | 1 |  |  | 62 | 2024-08-30 | 5051826002469
VIAMED LTD. |  | 0212030 | Temperature probe - Skin contact - Hewlett Packard - Neonatal. Autoclavable. | Neonatal, 6mm diameter. Compatible with YSI 400 series. Connector: Hewlett Packard. Cable length: 280cm. Autoclavable. | EA | EACH | 1 |  |  | 83 | 2024-08-30 | 5051826002476
VIAMED LTD. |  | 0212031 | Temperature probe - Skin contact - Hewlett Packard - Paediatric. Autoclavable. | Paediatric, 10mm diameter. Compatible with YSI 400 series. Connector: Hewlett Packard. Cable length: 280cm. Autoclavable. | EA | EACH | 1 |  |  | 69 | 2024-08-30 | 5051826002483
VIAMED LTD. |  | 0212032 | Temperature probe - Skin contact - Hewlett Packard - Adult. Autoclavable. | Adult, 16mm diameter. Compatible with YSI 400 series. Connector: Hewlett Packard. Cable length: 280cm. Autoclavable. | EA | EACH | 1 |  |  | 62 | 2024-08-30 | 5051826002490
VIAMED LTD. |  | 0310020 | Storage bin - Size 3 - Blue | Single. For use with Viamed infant resuscitation cabinet. | EA | EACH | 1 |  |  | 2 | 2024-08-30 | 5051826010846
VIAMED LTD. |  | 0310105 | Filters for use with Oxylitre Low Suction Controller | For use with Oxylitre S7 series suction controllers. Box of 30.<br /> | PK | PACK | Pack (30) |  |  | 73.5 | 2024-08-30 | 5056067732625
VIAMED LTD. |  | 0310110 | Filters for use with Therapy Equipment 4725 Low Suction Controller | Box of 10 | PK | PACK | Pack (10) |  |  | 22.5 | 2024-08-30 | 5051826011041
VIAMED LTD. |  | 0310112 | Low Suction Controller Filters - 7725 Diamond series - Box of 10 | For use with Therapy Equipment 7725 Diamond series low suction controller. Box of 10. | PK | PACK | Pack (10) |  |  | 39.27 | 2024-08-30 | 5051826011065
VIAMED LTD. |  | 0310200 | Low-Flow Blender Air & Oxygen | Includes: Low-flow blender with 3m Oxygen hose, 3m Air hose, Flowmeter, Flowmeter outlet adapter and medirail mounting bracket<br /><br /> | EA | Each | 1 |  |  | 1235.6 | 2024-08-30 | 81384102061
VIAMED LTD. |  | 0310205 | High Flow air/oxygen blender up to 120 lpm. | Includes: <br />0-70 lpm Oxygen Flowmeter.<br />NIST Hose with MKIV Oxygen Probe (3m).<br />NIST Hose with MKIV Air Probe (3m).<br />Rail Mounting Bracket.<br />Flowmeter Tubing Nipple. | EA | EACH | 1 |  |  | 1458 | 2024-08-30 | 5051826047798
VIAMED LTD. |  | 0310211 | BlenderBuddy 2 with DFB Dual-Scale 0-15 lpm Flowmeter |  | EA | Each | 1 |  |  | 320 | 2024-08-30 | 817770021643
VIAMED LTD. |  | 0310216 | BlenderBuddy 2 with MaxO2 A Oxygen Analyser | and DFB Dual-Scale 0-15 lpm Flowmeter | EA | EACH | 1 |  |  | 549 | 2024-08-30 | 817770021728
VIAMED LTD. |  | 0310225 | MaxVenturi (DISS) with Pole Mount | Supplied with:<br />1x 0320400 MaxVenturi Muffler<br />1x 0330400 MaxVenturi Inlet Filter | EA | EACH | 1 |  |  | 995 | 2024-08-30 | 817770020417
VIAMED LTD. |  | 0310226 | MaxVenturi (NIST) with Pole Mount | Supplied with:<br />1x 0320400 MaxVenturi Muffler<br />1x 0330400 MaxVenturi Inlet Filter | EA | EACH | 1 |  |  | 995 | 2024-08-30 | 817770020424
VIAMED LTD. |  | 0310227 | MaxVenturi (DISS) with Locking Pole Mount | Supplied with:<br />1x 0320400 MaxVenturi Muffler<br />1x 0330400 MaxVenturi Inlet Filter | EA | Each | 1 |  |  | 995 | 2024-08-30
VIAMED LTD. |  | 0310228 | MaxVenturi (NIST) with Locking Pole Mount | Supplied with:<br />1x 0320400 MaxVenturi Muffler<br />1x 0330400 MaxVenturi Inlet Filter | EA | EACH | 1 |  |  | 995 | 2024-08-30 | (01)00817770020448
VIAMED LTD. |  | 0310246 | Maxtec DFB Flow Meter Low Flow 0-15 lpm |  | EA | EACH | 1 |  |  | 175 | 2024-08-30
VIAMED LTD. |  | 0310271 | MaxBlend Lite (NIST) Oxygen Monitor | 0-15 lpm Flow Meter<br />For use with existing blender | EA | Each | 1 |  |  | 880 | 2024-08-30 | 853061006777
VIAMED LTD. |  | 0310289 | MaxBlend 2 (NIST) Low Flow Blender | 60 PSI, 0 - 70 lpm Flow Meter | EA | Each | 1 |  |  | 1750 | 2024-08-30
VIAMED LTD. |  | 0310291 | MaxBlend 2 (NIST) Low Flow Blender | 60 PSI, 0-15 lpm Flow Meter | EA | Each | 1 |  |  | 1750 | 2024-08-30 | 817770021391
VIAMED LTD. |  | 0310300 | Radiant Warmer Ceratherm 600-3 without mounting bracket | Ceramic 600W heating element with fast warm-up. Four programmable warming settings. LED light with 2 levels of illumination. | EA | EACH | 1 |  |  | 1634 | 2024-08-30 | 7649994198015
VIAMED LTD. |  | 0310301 | Radiant Warmer Ceratherm 600-3 with fixed wall mounting bracket | Ceramic 600W heating element with fast warm-up. Four programmable warming settings. LED light with 2 levels of illumination. Fixed height mounting bracket, extendable from 255mm to 380mm in 25mm increments. | EA | EACH | 1 |  |  | 1821 | 2024-08-30 | 7649994198046
VIAMED LTD. |  | 0310302 | Radiant Warmer Ceratherm 600-3 with double hinged arm and wall mounting bracket | Ceramic 600W heating element with fast warm-up. Four programmable warming settings. LED light with 2 levels of illumination. Double hinged fixed-height mounting arm allows the warmer to fold away flat to the wall when not in use. | EA | EACH | 1 |  |  | 2520 | 2024-08-30 | 7649994198060
VIAMED LTD. |  | 0310303 | Radiant Warmer Ceratherm 600-3 with double jointed arm and ceiling anchorage with height adjustment (spring loaded arm) | Ceramic 600W heating element with fast warm-up. Four programmable warming settings. LED light with 2 levels of illumination. Ceiling mounted arm allows height adjustment. | EA | EACH | 1 |  |  | 3483 | 2024-08-30 | 7649994198091
VIAMED LTD. |  | 0310304 | Radiant Warmer Ceratherm 600-3 on mobile floor stand with height adjustment | Ceramic 600W heating element with fast warm-up. Four programmable warming settings. LED light with 2 levels of illumination. Mobile floor stand has 3 lockable castors and height adjustment. | EA | EACH | 1 |  |  | 3033 | 2024-08-30 | 7649994198114
VIAMED LTD. |  | 0310305 | Radiant Warmer Ceratherm 600-3 with double jointed arm and wall mounting bracket with height adjustment (spring balanced arm) | Ceramic 600W heating element with fast warm-up. Four programmable warming settings. LED light with 2 levels of illumination. Double jointed arm allows height adjustment. | EA | EACH | 1 |  |  | 2972 | 2024-08-30 | 7649994198121
VIAMED LTD. |  | 0310311 | Fixed wall mounting bracket | for use with 0310300 | EA | EACH | 1 |  |  | 270 | 2024-08-30 | 7649994198039
VIAMED LTD. |  | 0310312 | Double jointed arm and wall mounting bracket | for use with 0310300 | EA | EACH | 1 |  |  | 1194 | 2024-08-30 | 7649994198053
VIAMED LTD. |  | 0310313 | Double jointed arm and ceiling anchorage, with height adjustment (spring loaded arm) | for use with 0310300 | EA | EACH | 1 |  |  | 2750 | 2024-08-30 | 7649994198084
VIAMED LTD. |  | 0310314 | Mobile floor stand, with height adjustment | for use with 0310300 | EA | EACH | 1 |  |  | 1920 | 2024-08-30 | 5051826060360
VIAMED LTD. |  | 0310315 | Double jointed arm and wall mounting bracket, with height adjustment (spring balance arm) | for use with 0310300 | EA | EACH | 1 |  |  | 1971 | 2024-08-30 | 7649994198077
VIAMED LTD. |  | 0320021 | Resuscitation Bed 14`` flat | 14 inch flat bed with retaining lip, for use with Viamed infant resuscitation cabinets. Width measurements: across base: 356mm (14 inch), across top (outside): 400mm (15.75 inch)<br /> | EA | EACH | 1 |  |  | 170 | 2024-08-30 | 5051826011218
VIAMED LTD. |  | 0320201 | APGAR Mounting Bracket - Medirail - Rev.2 | Comprises of the following parts:<br />1 x 0330242 Medirail mounting plate<br />2 x 0330239 Mounting plate screws (black)<br />1 x 0330240 Medirail mount knob (black)<br />1 x 0360000 Hex wrench | EA | EACH | 1 |  |  | 47.25 | 2024-08-30 | 5051826011300
VIAMED LTD. |  | 0320213 | Blender Pole Mount Bracket |  | EA | EACH | 1 |  |  | 59.4 | 2024-08-30 | 5051826011324
VIAMED LTD. |  | 0320214 | Blender Rail Mount Bracket |  | EA | EACH | 1 |  |  | 54 | 2024-08-30 | 5051826011331
VIAMED LTD. |  | 0320216 | NIST Hose with MKIV Oxygen Probe |  | EA | EACH | 1 |  |  | 76.5 | 2024-08-30 | 5051826048504
VIAMED LTD. |  | 0320217 | NIST Hose with MKIV Air Probe |  | EA | EACH | 1 |  |  | 76.5 | 2024-08-30 | 5051826048511
VIAMED LTD. |  | 0320400 | MaxVenturi Muffler |  | EA | EACH | 1 |  |  | 22 | 2024-08-30 | 817770021148
VIAMED LTD. |  | 0320450 | Blender Bracket - Rail Mount |  | EA | Each | 1 |  |  | 98 | 2024-08-30 | 81777002161
VIAMED LTD. |  | 0320452 | Blender Bracket - Rail/Pole Mount | Pole diameter: 15 mm - 45 mm <br />Rail width: 10 mm x 25 mm | EA | Each | 1 |  |  | 78.9 | 2024-08-30 | 817770021612
VIAMED LTD. |  | 0320454 | Blender Bracket - Wall Mount |  | EA | Each | 1 |  |  | 98 | 2024-08-30
VIAMED LTD. |  | 0320460 | 3-in-1 Tubing Adapter |  | EA | EACH | 1 |  |  | 30 | 2024-08-30 | (01)00817770020721
VIAMED LTD. |  | 0320461 | 3-in-1 Tubing Adapter | Pack of 5 | PK | PACK | Pack (5) |  |  | 120 | 2024-08-30 | 817770020738
VIAMED LTD. |  | 0320462 | 3-in-1 Tubing Adapter | Pack of 50 | PK | PACK | Pack (50) |  |  | 1050 | 2024-08-30
VIAMED LTD. |  | 0320463 | 2-in-1 Tubing Adapter |  | EA | EACH | 1 |  |  | 25 | 2024-08-30 | 817770020752
VIAMED LTD. |  | 0320464 | 2-in-1 Tubing Adapter |  | PK | PACK | Pack (5) |  |  | 100 | 2024-08-30 | (01)1087770020759
VIAMED LTD. |  | 0320465 | 2-in-1 Tubing Adapter | Pack of 50 | PK | PACK | Pack (50) |  |  | 875 | 2024-08-30
VIAMED LTD. |  | 0320466 | 2-in-1 Muffled Tubing Adapter |  | EA | EACH | 1 |  |  | 30 | 2024-08-30 | (01)00817770021544
VIAMED LTD. |  | 0320468 | 2-in-1 Muffled Tubing Adapter | Pack 50 | PK | PACK | Pack (50) |  |  | 1275 | 2024-08-30
VIAMED LTD. |  | 0330033 | Vac Hose Assembly for Rail Mounted Suction - 3.0m | For use with Therapy Equipment 4425 and 4725 suction controllers. | EA | Each | 1 |  |  | 52.5 | 2024-08-30 | 5051826011485
VIAMED LTD. |  | 0330212 | Gauge Seal |  | EA | Each | 1 |  |  | 3 | 2024-08-30 | 5051826012017
VIAMED LTD. |  | 0330213 | O-ring thick | O-ring thick, size: BS110. For use with Viamed Tom Thumb resuscitators. | EA | EACH | 1 |  |  | 1 | 2024-08-30 | 5051826012024
VIAMED LTD. |  | 0330214 | O-ring thin | O-ring thin, size: BS012. For use with Viamed Tom Thumb resuscitators. | EA | EACH | 1 |  |  | 1 | 2024-08-30 | 5051826012031
VIAMED LTD. |  | 0330236 | Replacement Gauge Face for Tom Thumb | for use with 0330203<br />Gauge depth: 38mm | EA | EACH | 1 |  |  | 5.85 | 2024-08-30 | 5051826012208
VIAMED LTD. |  | 0330400 | MaxVenturi Inlet Filter |  | EA | EACH | 1 |  |  | 6.5 | 2024-08-30 | 10889483095133
VIAMED LTD. |  | 0332000 | Insipiration Blender - Annual service kit |  | EA | EACH | 1 |  |  | 66.78 | 2024-08-30 | 5051826012666
VIAMED LTD. |  | 0332001 | Inspiration Blender - Overhaul kit |  | EA | EACH | 1 |  |  | 191.1 | 2024-08-30 | 5051826012673
VIAMED LTD. |  | 1114005 | EyeMax 2 Neonatal Phototherapy Mask - Regular | Occipital - Frontal Circumference: 32 - 38 cm. Pack of 20 | PK | PACK | Pack (20) |  |  | 55.3 | 2024-08-30 | 853061006920
VIAMED LTD. |  | 1114006 | EyeMax 2 Neonatal Phototherapy Mask - Premie | Occipital - Frontal Circumference: 26 - 32 cm. Pack of 20 | PK | PACK | Pack (20) |  |  | 55.3 | 2024-08-30 | 817770021834
VIAMED LTD. |  | 1114007 | EyeMax 2 Neonatal Phototherapy Mask - Micro | Occipital - Frontal Circumference: 20 - 26 cm. Pack of 20 | PK | PACK | Pack (20) |  |  | 55.3 | 2024-08-30 | 817770021841
VIAMED LTD. |  | 1114015 | NeoMask Neonatal Phototherapy Mask - Type III Large | Occipital - Frontal Circumference: 32 - 38 cm, Pack of 20 | PK | PACK | Pack (20) |  |  | 44.8 | 2024-08-30 | 5051826003503
VIAMED LTD. |  | 1114016 | NeoMask Neonatal Phototherapy Mask - Type III Medium | Occipital - Frontal Circumference: 26 - 32 cm, Pack of 20 | PK | PACK | Pack (20) |  |  | 44.8 | 2024-08-30 | 5051826003480
VIAMED LTD. |  | 1114017 | NeoMask Neonatal Phototherapy Mask - Type III Small | Occipital - Frontal Circumference: 20 - 26 cm, Pack of 20 | PK | PACK | Pack (20) |  |  | 44.8 | 2024-08-30 | 5051826003497
VIAMED LTD. |  | 1410000 | Viamed Foetal Heart Simulator model V1000 | Hand-held foetal heart simulator for testing of foetal heart monitors. Operated from 4xAA batteries. | EA | EACH | 1 |  |  | 659 | 2024-08-30 | 5051826001936
VIAMED LTD. |  | 1420000 | Wall mount for Foetal Heart Simulator V1000 | Allows the V1000 foetal heart simulator to be wall-mounted. | EA | EACH | 1 |  |  | 16 | 2024-08-30 | 5051826001943
VIAMED LTD. |  | 1420001 | Case protector for Foetal Heart Simulator V1000 | Silicone case protector for V1000. Grey. | EA | EACH | 1 |  |  | 32 | 2024-08-30 | 5051826001950
VIAMED LTD. |  | 2510005 | Microstim DB3 Tester | Tester for Microstim DB3 that allows analysis of the output stimulus an oscilloscope. Supplied with BNC cable. | EA | EACH | 1 |  |  | 60 | 2024-08-30 | 5051826002179
VIAMED LTD. |  | 2510091 | TOF 3D Neuromuscular Transmission Monitor | Standard Accessories included:<br />2510102 TOF 3D Main Patient Cable<br />2510103 TOF 3D Stimulation Cable with pinch clamps<br />2510104 TOF 3D Acceleration (AMG) Transducer<br />2530120 TOF 3D Sealing Cover for Main Patient Cable<br />2530121 TOF 3D Sealing Cover for Data Interface Socket<br />Instructions for Use<br />4 x AA 1.5V batteries | EA | Each | 1 |  |  | 1400 | 2024-08-30 | 42556292001016M4
VIAMED LTD. |  | 2510100 | TOF 3D Neuromuscular Transmission Monitor Only |  | EA | Each | 1 |  |  | 1000 | 2024-08-30 | 5051826051016
VIAMED LTD. |  | 2510101 | TOF 3D Patient Cable Assembly | Includes:<br />2510102 TOF 3D Main Patient Cable<br />2510103 TOF 3D Stimulation Cable with pinch clamps<br />2510104 TOF 3D Acceleration (AMG) Transducer<br />2530120 TOF 3D Sealing Cover for Main Patient Cable | EA | Each | 1 |  |  | 400 | 2024-08-30
VIAMED LTD. |  | 2510102 | TOF 3D Main Patient Cable |  | EA | Each | 1 |  |  | 180 | 2024-08-30
VIAMED LTD. |  | 2510103 | TOF 3D Stimulation Cable with pinch clamps |  | EA | Each | 1 |  |  | 110 | 2024-08-30
VIAMED LTD. |  | 2510104 | TOF 3D Acceleration (AMG) Transducer |  | EA | Each | 1 |  |  | 185 | 2024-08-30
VIAMED LTD. |  | 2510105 | TOF 3D Skin Temperature Sensor |  | EA | EACH | 1 |  |  | 170 | 2024-08-30 | 42556292001017M6
VIAMED LTD. |  | 2520000 | Microstim DB3 - Patient Lead - Press Studs | Cable Length: 0.90m<br />Set of 2 | PR | PAIR | Pair (2) |  |  | 18 | 2024-08-30 | 5051826002186
VIAMED LTD. |  | 2520001 | Microstim DB3 - Patient Lead - Press Studs | Cable Length: 1.5m. | PR | PAIR | Pair (2) |  |  | 19 | 2024-08-30 | 5051826014585
VIAMED LTD. |  | 2520003 | Microstim DB3 - Patient Lead - Pinch Clamps | Cable Length: 1.5m. Set of 2. | PR | PAIR | Pair (2) |  |  | 20 | 2024-08-30 | 5051826014592
VIAMED LTD. |  | 2520110 | TOF 3D Hand Adapter |  | EA | EACH | 1 |  |  | 38.5 | 2024-08-30 | 42556292001019MA
VIAMED LTD. |  | 2520111 | TOF 3D Thumb Adapters | (Box of 50) | BX | Box | Box (50) |  |  | 45 | 2024-08-30 | 42556292001020LT
VIAMED LTD. |  | 2520112 | TOF 3D Eye Adapters | (Pack of 50) | PK | Pack | Pack (50) |  |  | 82 | 2024-08-30 | 42556292001018M8
VIAMED LTD. |  | 2520113 | TOF 3D Pole Mount (Variant A, Premium) |  | EA | EACH | 1 |  |  | 66.75 | 2024-08-30 | 42556292001021LV
VIAMED LTD. |  | 2520114 | TOF 3D Pole Mount (Variant B, Standard) |  | EA | EACH | 1 |  |  | 28 | 2024-08-30 | 42556292001022LX
VIAMED LTD. |  | 2520115 | TOF 3D USB Interface Cable |  | EA | EACH | 1 |  |  | 185 | 2024-08-30 | 42556292001035M8
VIAMED LTD. |  | 2520118 | TOF 3D Hand Adapter Silicone Straps | Pack of 10 | PK | Pack | Pack (10) |  |  | 54 | 2024-08-30
VIAMED LTD. |  | 2530120 | TOF 3D Sealing Covers for Main Patient Cable (pack of 3) |  | EA | EACH | 1 |  |  | 28.2 | 2024-08-30
VIAMED LTD. |  | 2530121 | TOF 3D Sealing Covers for Data Interface Socket (pack of 3) |  | EA | Each | 1 |  |  | 28.2 | 2024-08-30
VIAMED LTD. |  | 2550004 | Microstim DB3 - Electrode | Microstim DB3 - Electrode. Box of 300 (10 packs of 30) | PK | PACK | Pack (300) |  |  | 37.75 | 2024-08-30 | 30192253017001
VIAMED LTD. |  | 2810006 | Paediatric OLED Finger Pulse Oximeter - Teddy Bear | Can be be used paediatric patients. Operates from 2x AAA batteries. | EA | EACH | 1 |  |  | 29.9 | 2024-08-30 | 5051826003008
VIAMED LTD. |  | 2810007 | Paediatric OLED Finger Pulse Oximeter - Frog | Can be be used paediatric patients. Operates from 2x AAA batteries. | EA | EACH | 1 |  |  | 29.9 | 2024-08-30 | 5051826003015
VIAMED LTD. |  | 2810009 | Paediatric OLED Finger Pulse Oximeter - Blue | Can be be used paediatric patients. Operates from 2x AAA batteries. | EA | EACH | 1 |  |  | 29.9 | 2024-08-30 | 5051826003039
VIAMED LTD. |  | 2810011 | MD300-C2 (MD300-D) OLED Finger Pulse Oximeter | Operates from 2x AAA batteries. | EA | EACH | 1 |  |  | 26.9 | 2024-08-30 | 5051826003053
VIAMED LTD. |  | 2810046 | MD300-C15D LCD Finger Pulse Oximeter - Green | Inexpensive pulse oximeter for general purposes<br />Easy to use; 1-button operation<br />Automatic power-off when finger removed | EA | EACH | 1 |  |  | 19.8 | 2024-08-30 | 5051826015773
VIAMED LTD. |  | 2820011 | Silicone cover for MD300-C2 (MD300-D) - Blue | Protective silicone cover for use with MD300-C2 (MD300-D) OLED Finger Pulse Oximeter | EA | EACH | 1 |  |  | 4.5 | 2024-08-30 | 5051826015865
VIAMED LTD. |  | 3210011 | NeoPEEP Neonatal single patient use | Neonatal resuscitation circuit with adjustable PEEP. Hose Length: 1m. Single unit. | EA | EACH | 1 |  |  | 5 | 2024-08-30 | 5051826003329
VIAMED LTD. |  | 3210013 | NeoPEEP Neonatal single patient use - Blue | Neonatal resuscitation circuit with adjustable PEEP. Hose Length: 1m. Box of 20. | BX | BOX | Box (20) |  |  | 94.5 | 2024-08-30 | 5055525403183
VIAMED LTD. |  | 3210023 | NeoPEEP Neonatal single patient use - Blue | Neonatal resuscitation circuit with adjustable PEEP. Hose Length: 1.5m. Box of 20 | BX | BOX | Box (20) |  |  | 94.5 | 2024-08-30 | (01)05055525404746
VIAMED LTD. |  | 3210067 | Single Use Silicone Round Facemask - SIZE 0.5 | 44.4 mm (Height) x 32 mm (Inner Width) x 54 mm (Diameter), Connector Diameter 15 mm O.D.<br />Single unit | EA | EACH | 1 |  |  | 3.25 | 2024-08-30 | (01)05055525406757
VIAMED LTD. |  | 3210068 | Single Use Silicone Round Facemask - SIZE 0.5 | 44.4 mm (Height) x 32 mm (Inner Width) x 54 mm (Diameter)<br />Connector Diameter 15 mm O.D.<br />Pack of 20 | PK | Pack | Pack (20) |  |  | 65 | 2024-08-30 | 5051826024874
VIAMED LTD. |  | 3210069 | Single Use Silicone Round Facemask - SIZE 0.5 | 44.4 mm (Height) x 32 mm (Inner Width) x 54 mm (Diameter)<br />Connector Diameter 15 mm O.D.<br />Box of 100 | BX | BOX | Box (100) |  |  | 325 | 2024-08-30 | 5051826024881
VIAMED LTD. |  | 3210070 | Single Use Silicone Round Facemask - SIZE 0 | 40 mm (Height) x 27.4 mm (Inner Width) x 48.6 mm (Diameter) - Connector Diameter 15 mm O.D.<br />Single unit. | EA | EACH | 1 |  |  | 3.25 | 2024-08-30 | 5051826016121
VIAMED LTD. |  | 3210071 | Single Use Silicone Round Facemask - SIZE 1 | 47.9 mm (Height) x 40.5 mm (Inner Width) x 60 mm (Diameter)<br />Connector Diameter 15 mm O.D.<br />Single unit. | EA | EACH | 1 |  |  | 3.25 | 2024-08-30 | (01)0505552540038
VIAMED LTD. |  | 3210073 | Single Use Silicone Round Facemask - SIZE 0 | 40 mm (Height) x 27.4 mm (Inner Width) x 48.6 mm (Diameter)<br />Connector Diameter 15 mm O.D.<br />Pack of 20<br /> | PK | PACK | Pack (20) |  |  | 65 | 2024-08-30 | 5051826016152
VIAMED LTD. |  | 3210074 | Single Use Silicone Round Facemask - SIZE 1 | 47.9 mm (Height) x 40.5 mm (Inner Width) x 60 mm (Diameter)<br />Connector Diameter 15 mm O.D.<br />Pack of 20 | PK | PACK | Pack (20) |  |  | 65 | 2024-08-30 | 5051826016169
VIAMED LTD. |  | 3210076 | Single Use Silicone Round Facemask - SIZE 0 | 40 mm (Height) x 27.4 mm (Inner Width) x 48.6 mm (Diameter)<br />Connector Diameter 15 mm O.D.<br />Box of 100<br /> | BX | BOX | Box (100) |  |  | 325 | 2024-08-30 | 5051826016183
VIAMED LTD. |  | 3210077 | Single Use Silicone Round Facemask - SIZE 1 | 47.9 mm (Height) x 40.5 mm (Inner Width) x 60 mm (Diameter) - Connector Diameter 15 mm O.D.<br />Box of 100<br /> | BX | BOX | Box (100) |  |  | 325 | 2024-08-30 | 5051826016190
VIAMED LTD. |  | 3810000 | Posey I.D. Bracelets - Newborn | Model 4648(14cm x 3cm)Box of 12 | BX | BOX | Box (12) |  |  | 18.9 | 2024-08-30 | 10190676002266
VIAMED LTD. |  | 3810010 | Posey I.V. Armboard - Infant | Model 8166Infant to 2 years (7cm x 4cm)Pack of 12 | BX | BOX | Box (12) |  |  | 25.7 | 2024-08-30 | 5051826016343
VIAMED LTD. |  | 3810011 | Posey I.V. Armboard - Paediatric | Model 81672 to 5 years (15cm x 6cm)Pack of 12 | BX | BOX | Box (12) |  |  | 30.85 | 2024-08-30 | 5051826016350
VIAMED LTD. |  | 3810030 | Posey SecureSleeve - Infant | Model 8168I - 8cm (3&#34;) length<br />4 - 10cm (1.5 - 4&#34;) limb circumference<br />Single Pack | EA | EACH | 1 |  |  | 21.6 | 2024-08-30 | 5051826016374
VIAMED LTD. |  | 3810031 | Posey SecureSleeve - Infant (L) | 4 (11cm) length, 1 4 (4 10cm) limb circumference<br />Size 8168IL <br />Single Pack | EA | EACH | 1 |  |  | 21.6 | 2024-08-30 | 5051826016381
VIAMED LTD. |  | 3810032 | Posey SecureSleeve - Paediatric | Model 8168P<br />7&#34; (18cm) length, 3 - 10&#34;<br />(8 - 25cm) limb circumference | EA | EACH | 1 |  |  | 21.6 | 2024-08-30 | 5051826016398
VIAMED LTD. |  | 3810033 | Posey SecureSleeve - Paediatric | Approximately for patients 2 - 7 years<br />25cm (10&#34;) length<br />8 - 30cm (3 - 12&#34;) limb circumference<br />Model 8168XS | EA | EACH | 1 |  |  | 28.25 | 2024-08-30 | 5051826016404
VIAMED LTD. |  | 3810034 | Posey Paediatric Soft Spint | Model 8170P<br />Approximately for patients 2 - 7 years<br />20cm (8&#34;) length, up to 17cm (6 1/2&#34;) limb circumference | EA | EACH | 1 |  |  | 25.7 | 2024-08-30 | 5051826016411
VIAMED LTD. |  | 3810041 | Posey SecureSleeve - Clips | Metal<br />Pack of 12<br />Also available in X-Ray Translucent | PK | PACK | Pack (12) |  |  | 15.4 | 2024-08-30 | 5051826016428
VIAMED LTD. |  | 3810042 | Posey SecureSleeve - Clips (X-ray) | Pack of 12<br />Also available in Metal | PK | PACK | Pack (12) |  |  | 15.4 | 2024-08-30 | 5051826016435
VIAMED LTD. |  | 3810050 | Posey Elbow Splint - Infant (2 years) | Model 4642, 10cm (4&#34;) length, One pair per pack | PR | PAIR | Pair (2) |  |  | 20.55 | 2024-08-30 | 5051826016442
VIAMED LTD. |  | 3810051 | Posey Elbow Splint - Paediatric (2-7 yrs) | Model 4643, 17cm (6 3/4&#34;) length, One pair per pack | PR | PAIR | Pair (2) |  |  | 23.9 | 2024-08-30 | 5051826016459
VIAMED LTD. |  | 3810060 | Posey Foam Trach Ties Small | Fits neonatal and infant necks (18 - 23cm (7 - 9&#34;)), 3cm (1&#34;) width, Model - 81797S Box of 12 | BX | BOX | Box (12) |  |  | 24.9 | 2024-08-30 | 10190676002181
VIAMED LTD. |  | 3810061 | Posey Foam Trach Ties Medium | Fits adolescent and adult necks (20 33cm (8 -13&#34;)), 41cm (16&#34;) length x 3cm (1) width, Model - 81797M Box of 12 | BX | BOX | Box (12) |  |  | 24.9 | 2024-08-30 | (01)10190676002198
VIAMED LTD. |  | 3810062 | Posey Foam Trach Ties Large | Fits Adult necks (30 - 46cm (12 - 18&#34;)), 23cm (9&#34;) length x 3cm (1&#34;) width, Model - 81797L Box of 12 | BX | BOX | Box (12) |  |  | 24.9 | 2024-08-30 | 5051826028445
VIAMED LTD. |  | 3810063 | Posey Foam Trach Ties X-Large | Fits Adult necks (41 - 61cm (16 - 24&#34;)), 70cm (30&#34;) length x 3cm (1?) width, Model - 81797XL Box of 12 | BX | BOX | Box (12) |  |  | 23.65 | 2024-08-30 | 5051826028452
VIAMED LTD. |  | 3810070 | Posey Secure Ties Small | Adjustable sizing for a comfortable fit. Extra tie ensure that the trach tube is in place more securely.<br /><br />Fits infant necks 18 - 25cm (7 - 10&#34;), 39cm (15.5&#34;) tie - 2 straps. 23cm (9&#34;) length x 3cm (1&#34;) width. Box of 12. | BX | BOX | Box (12) |  |  | 37 | 2024-08-30 | 5051826028469
VIAMED LTD. |  | 3810071 | Posey Secure Ties Medium | Adjustable sizing for a comfortable fit. Extra tie ensure that the trach tube is in place more securely.<br /><br />Fits paediatric to adult necks 23 - 43cm (9 - 17&#34;), 39cm (15.5) tie - 2 straps. 47cm (18.5&#34;) length x 3cm (1&#34;) width. Box of 12. | BX | BOX | Box (12) |  |  | 37 | 2024-08-30 | 5051826028476
VIAMED LTD. |  | 3810072 | Posey Secure Ties Large | Adjustable sizing for a comfortable fit. Extra tie ensure that the trach tube is in place more securely.<br /><br />Fits adult necks 33 - 61cm (13 - 24&#34;), 39cm (15.5&#34;) tie - 2 straps. 60cm (18.5&#34;) length x 3cm (1&#34;) width. Box of 12. | BX | BOX | Box (12) |  |  | 37 | 2024-08-30 | 5051826028483
VIAMED LTD. |  | 3810100 | Peek-A-Boo Mitts, Small (Infant) |  | PR | PAIR | Pair (1) |  |  | 60 | 2024-08-30 | (01)10190676005465
VIAMED LTD. |  | 3810101 | Peek-A-Boo Mitts, Medium (Toddler) |  | PR | PAIR | Pair (1) |  |  | 59 | 2024-08-30 | (01)10190676005458
VIAMED LTD. |  | 3810102 | Peek-A-Boo Mitts, Large (Youth) |  | PR | PAIR | Pair (1) |  |  | 58 | 2024-08-30 | (01)10190676005441
VIAMED LTD. |  | 3810103 | Peek-A-Boo Mitts - Adult, Mesh |  | PR | PAIR | Pair (1) |  |  | 40 | 2024-08-30
VIAMED LTD. |  | 3810104 | Peek-A-Boo Mitts - Adult, Cloth |  | PR | PAIR | Pair (1) |  |  | 40 | 2024-08-30
VIAMED LTD. |  | 3810105 | Adult Mesh Mitts, with Anchor Strap |  | PR | PAIR | Pair (1) |  |  | 40 | 2024-08-30
VIAMED LTD. |  | 3810106 | Adult Mesh Mitts, with Finger Separators |  | PR | PAIR | Pair (1) |  |  | 35 | 2024-08-30
VIAMED LTD. |  | 3810107 | Adult Cloth Mitts, with Anchor Strap |  | PR | PAIR | Pair (1) |  |  | 40 | 2024-08-30
VIAMED LTD. |  | 3810108 | Posey Diversionary Mitts |  | PR | PAIR | Pair (1) |  |  | 39 | 2024-08-30
VIAMED LTD. |  | 3810109 | Posey Secure Straps |  | PR | PAIR | Pair (1) |  |  | 10 | 2024-08-30
VIAMED LTD. |  | 3833-007 | Tapered connectors | For use with VacSax suction receiving system. Pack of 10<br /> | PK | PACK | Pack (10) |  |  | 34.4 | 2024-08-30 | (01)05055761602418
VIAMED LTD. |  | 3833-132 | 1 Litre VacSax canister with V mount | For use with VacSax suction receiving system. | EA | EACH | 1 |  |  | 10.3 | 2024-08-30 | 5051826016541
VIAMED LTD. |  | 4310002 | Flowsensor A(PC) | Box of 5 - Autoclavable Hot-wire A (PC) flowsensor for use with Drger ventilators. Replacement for the Drger SpiroLife flow sensor part no. MK 01900. For use with Drger Spirolog, Anemone, PM8030, PM8060, Eva, Cicero, Cato, Julian, Evita 1-4 XL | BX | BOX | Box (5) |  |  | 136 | 2024-08-30 | 24251679601689
VIAMED LTD. |  | 4310007 | SpiroTrue A - Single use flow sensor. Box of 5 |  | BX | BOX | Box (5) |  |  | 110 | 2024-08-30 | (01)24251679601573
VIAMED LTD. |  | 4310008 | SpiroTrue A(PC) - Autoclavable flow sensor | Box of 5 | BX | BOX | Box (5) |  |  | 136 | 2024-08-30 | (01)24251679601597
VIAMED LTD. |  | 4310009 | SpiroTrue H - Single use flow sensor. Box of 6 |  | BX | BOX | Box (6) |  |  | 110 | 2024-08-30 | (01)24251679601566
VIAMED LTD. |  | 4420506 | IRMA AX+ analyser | for use with Viamed VM-2500-MG Multigas Capnograph | EA | EACH | 1 |  |  | 3204.5 | 2024-08-30 | 5051826016848
VIAMED LTD. |  | 4420507 | IRMA CO2 analyzer with Lemo connector |  | EA | EAC | 1 |  |  | 1049.75 | 2024-08-30 | 7350046131705
VIAMED LTD. |  | 4420511 | IRMA airway Adapter - Adult/Paediatric | for use with Viamed VM-2500-M Mainstream and VM-2500-MG Multigas Capnographs. Box of 25 | BX | BOX | Box (25) |  |  | 282 | 2024-08-30 | (01)17350046131597
VIAMED LTD. |  | 4420521 | IRMA airway Adapter - Infant | for use with Viamed VM-2500-M Mainstream and VM-2500-MG Multigas Capnographs. Pack of 10 | BX | BOX | Box (10) |  |  | 230 | 2024-08-30 | 17350046131603
VIAMED LTD. |  | 4420531 | Sidestream Disposable Airway Adapter (Adult/Paediatric) | with female Luer Lock sideport. Box of 25 | BX | BOX | Box (25) |  |  | 50 | 2024-08-30 | 24251679603010
VIAMED LTD. |  | 4420590 | Rechargeable Li-Poly battery | for use with VM-2500 Capnograph range | EA | EACH | 1 |  |  | 33.15 | 2024-08-30 | 5051826003350
VIAMED LTD. |  | 4420597 | USB Cable for use with Viamed VM-2500 | Micro USB cable for use with Viamed VM-2500-S, VM-2500-M and VM-2500-MG capnographs | EA | EACH | 1 |  |  | 5.53 | 2024-08-30 | 5051826017135
VIAMED LTD. |  | 4420598 | Power Supply for VM-2500 Series Capnographs | Does not include a plug adapter | EA | EACH | 1 |  |  | 42.95 | 2024-08-30 | 5051826050378
VIAMED LTD. |  | 4420600 | Universal mounting kit Rev. 1 - for use with VM-2500 | For use with Viamed VM-2500 series capnographs with v.1 case | EA | EACH | 1 |  |  | 16.1 | 2024-08-30 | 5051826017142
VIAMED LTD. |  | 4420601 | Universal mounting kit Rev. 2 | For use with Viamed VM-2500 series capnographs with v.2 case and VM-2400 Haemoglobin Monitor | EA | EACH | 1 |  |  | 16.1 | 2024-08-30 | 5051826017159
VIAMED LTD. |  | 4420610 | Silicone cover - for use with VM-2500 | Protective silicone cover for use with Viamed VM-2500 series capnographs. Rev. 1 | EA | EACH | 1 |  |  | 14.45 | 2024-08-30 | 5051826017166
VIAMED LTD. |  | 4420611 | Silicone Protective Cover - for Viamed VM-2500 Series Capnographs | Protective silicone cover for use with Viamed VM-2500 series capnographs and VM-2400 Haemoglobin monitor. Rev. 2 for use when a Universal Mounting Kit has been fitted. | EA | EACH | 1 |  |  | 14.45 | 2024-08-30 | 5051826017173
VIAMED LTD. |  | 4420615 | Protective Rubber Boot for use with Viamed VM-2500 | Protective Rubber Boot for use with Viamed VM-2500 series capnographs | EA | EACH | 1 |  |  | 42.5 | 2024-08-30 | 5051826017210
VIAMED LTD. |  | 4420620 | Carrying case - for use with VM-2500 Series | Hi-vis orange case, with grey inside. MicrAgard antimicrobial protection. Flame retardant to aircraft standards. Fluid repellent. Non rot. U/V stable. Washable at 60 degrees C. Silverstorm self healing & waterproof zips. Silverlining inners. Excellent abrasion & tear resistance. High visibility & reflective properties. Dimensions - external (approximate): 270mm (L) x 90mm x (W) x 85mm (H) | EA | EACH | 1 |  |  | 51.5 | 2024-08-30 | 5051826003398
VIAMED LTD. |  | 4420621 | Carrying case with clear front viewing panel - for use with VM-2500 | Hi-vis orange case, with grey inside. Features a clear front panel and accessory access flap to allow the instrument to be operated with the case closed. MicrAgard antimicrobial protection. Flame retardant to aircraft standards. Fluid repellent. Non rot. U/V stable. Washable at 60 degrees C. Silverstorm self healing & waterproof zips. Silverlining inners. Excellent abrasion & tear resistance. High visibility & reflective properties. Dimensions - external (approximate): 270mm (L) x 90mm x (W) x 85mm (H) | EA | EACH | 1 |  |  | 51.5 | 2024-08-30 | 5051826017234
VIAMED LTD. |  | 4420628 | Carrying case (red with A&E logo) - for use with VM-2500 | Red case with white Accident & Emergency text on side panel. MicrAgard antimicrobial protection. Flame retardant to aircraft standards. Fluid repellent. Non rot. U/V stable. Washable at 60 degrees C. Silverstorm self healing & waterproof zips. Silverlining inners. Excellent abrasion & tear resistance. Dimensions - external (approximate): 270mm (L) x 90mm x (W) x 85mm (H) | EA | EACH | 1 |  |  | 51.5 | 2024-08-30 | 5051826017241
VIAMED LTD. |  | 4420800 | VersaStream Viamed CO2 Sampling Line. Nasal Prong - Adult - Short-term | Box of 25 | BX | BOX | Box (25) |  |  | 140 | 2024-08-30 | 5051826017531
VIAMED LTD. |  | 4420801 | VersaStream Viamed CO2 Sampling Line - Nasal - Adult - Short-term | Box of 25 | BX | BOX | Box (25) |  |  | 200 | 2024-08-30 | (01)24251679601122
VIAMED LTD. |  | 4420802 | VersaStream Viamed CO2 Sampling Line - Nasal - Paediatric - Short-term | Box of 25 | BX | BOX | Box (25) |  |  | 200 | 2024-08-30 | (01)24251679601139
VIAMED LTD. |  | 4420804 | VersaStream Viamed CO2/O2 Sampling Line - Nasal - Adult - Short-term | Box of 10 | BX | BOX | Box (10) |  |  | 88 | 2024-08-30 | (01)24251679600347
VIAMED LTD. |  | 4420805 | VersaStream Viamed CO2/O2 Sampling Line - Nasal - Paediatric - Short-term | Box of 10 | BX | BOX | Box (10) |  |  | 88 | 2024-08-30 | 5051826028889
VIAMED LTD. |  | 4420807 | VersaStream Viamed CO2 Sampling Line - Nasal - Adult - Long-term | Box of 25 | BX | BOX | Box (25) |  |  | 240 | 2024-08-30 | (01)24251679601184
VIAMED LTD. |  | 4420808 | VersaStream Viamed CO2 Sampling Line - Nasal - Paediatric - Long-term | Box of 25 | BX | BOX | Box (25) |  |  | 240 | 2024-08-30 | (01)24251679601191
VIAMED LTD. |  | 4420810 | VersaStream Viamed CO2/O2 Sampling Line - Nasal - Adult - Long-term | Box of 10 | BX | BOX | Box (10) |  |  | 104 | 2024-08-30 | 24251679601214
VIAMED LTD. |  | 4420811 | VersaStream Viamed CO2/O2 Sampling Line - Nasal - Paediatric - Long-term | Box of 10 | BX | BOX | Box (10) |  |  | 104 | 2024-08-30 | 5051826028940
VIAMED LTD. |  | 4420813 | VersaStream Viamed CO2 Sampling Line - Oral/Nasal - Adult - Short-term | Box of 25 | BX | BOX | Box (25) |  |  | 200 | 2024-08-30 | 5051826017586
VIAMED LTD. |  | 4420814 | VersaStream Viamed CO2 Sampling Line - Oral/Nasal - Paediatric - Short-term | Box of 25 | BX | BOX | Box (25) |  |  | 200 | 2024-08-30 | 5051826017593
VIAMED LTD. |  | 4420815 | VersaStream Viamed CO2/O2 Sampling Line - Oral/Nasal - Adult - Short-term | Box of 10 | BX | BOX | Box (10) |  |  | 88 | 2024-08-30 | (01)24251679601269
VIAMED LTD. |  | 4420816 | VersaStream Viamed CO2/O2 Sampling Line - Oral/Nasal - Paediatric - Short-term | Box of 10 | BX | BOX | Box (10) |  |  | 88 | 2024-08-30 | (01)24251679600460
VIAMED LTD. |  | 4420817 | VersaStream Viamed CO2 Sampling Line - Oral/Nasal - Adult - Long-term | Box of 25 | BX | BOX | Box (25) |  |  | 250 | 2024-08-30 | 5051826028988
VIAMED LTD. |  | 4420818 | VersaStream Viamed CO2 Sampling Line - Oral/Nasal - Paediatric - Long-term | Box of 25 | BX | BOX | Box (25) |  |  | 250 | 2024-08-30 | 5051826028995
VIAMED LTD. |  | 4420819 | VersaStream Viamed CO2/O2 Sampling Line - Oral/Nasal - Adult - Long-term | Box of 10 | BX | BOX | Box (10) |  |  | 108 | 2024-08-30 | 5051826029008
VIAMED LTD. |  | 4420820 | VersaStream Viamed CO2/O2 Sampling Line - Oral/Nasal - Paediatric - Long-term | Box of 10 | BX | BOX | Box (10) |  |  | 108 | 2024-08-30 | 5051826029015
VIAMED LTD. |  | 4420821 | VersaStream Viamed CO2 Sampling Line with Airway Adapter - Adult/Paediatric - Short-term | Box of 25 | BX | BOX | Box (25) |  |  | 160 | 2024-08-30 | (01)24251679601320
VIAMED LTD. |  | 4420822 | VersaStream Viamed CO2 Sampling Line with Airway Adapter - Infant (ID < 4.0mm) - Short-term | Box of 25 | BX | BOX | Box (25) |  |  | 180 | 2024-08-30 | 5051826017616
VIAMED LTD. |  | 4420823 | VersaStream Viamed CO2 Sampling Line with Airway Adapter - Adult/Paediatric - Long-term | Box of 25 | BX | BOX | Box (25) |  |  | 240 | 2024-08-30 | (01)24251679601344
VIAMED LTD. |  | 4420824 | VersaStream Viamed CO2 Sampling Line with Airway Adapter - Infant (ID < 4.0mm) - Long-term | Box of 25 | BX | BOX | Box (25) |  |  | 260 | 2024-08-30 | (01)24251679601351
VIAMED LTD. |  | 4420825 | VersaStream Viamed CO2 Sampling Line with Luer Lock Male Connection | Short-Term, Box of 25 | BX | BOX | Box (25) |  |  | 160 | 2024-08-30 | 5051826029039
VIAMED LTD. |  | 4420826 | VersaStream Viamed CO2 Sampling Line with Luer Connector - Long-term | Box of 25 | BX | BOX | Box (25) |  |  | 240 | 2024-08-30 | (01)24251679600569
VIAMED LTD. |  | 4420857 | VersaStream Luer Lock Male CO2 Sampling Line - Nasal - Adult - Long-term | Box of 25 | BX | BOX | Box (25) |  |  | 200 | 2024-08-30 | 5051826029114
VIAMED LTD. |  | 4420858 | VersaStream Luer Lock Male CO2 Sampling Line - Nasal - Paediatric - Long-term | Box of 25 | BX | BOX | Box (25) |  |  | 200 | 2024-08-30 | 5051826029121
VIAMED LTD. |  | 4420860 | VersaStream Luer Lock Male CO2/O2 Sampling Line - Nasal - Adult - Long-term | Box of 10 | BX | BOX | Box (10) |  |  | 92 | 2024-08-30 | 24251679601412
VIAMED LTD. |  | 4420861 | VersaStream Luer Lock Male CO2/O2 Sampling Line - Nasal - Paediatric - Long-term | Box of 10 | BX | BOX | Box (10) |  |  | 92 | 2024-08-30 | 5051826029152
VIAMED LTD. |  | 4420867 | VersaStream Luer Lock Male CO2 Sampling Line - Oral/Nasal - Adult - Long-term | Box of 25 | BX | BOX | Box (25) |  |  | 220 | 2024-08-30 | 5051826029213
VIAMED LTD. |  | 4420868 | VersaStream Luer Lock Male CO2 Sampling Line - Oral/Nasal - Paediatric - Long-term | Box of 25 | BX | BOX | Box (25) |  |  | 220 | 2024-08-30 | 5051826029220
VIAMED LTD. |  | 4420869 | VersaStream Luer Lock Male CO2/O2 Sampling Line - Oral/Nasal - Adult - Long-term | Box of 10 | BX | BOX | Box (10) |  |  | 100 | 2024-08-30 | (01)24251679602952
VIAMED LTD. |  | 4420870 | VersaStream Luer Lock Male CO2/O2 Sampling Line - Oral/Nasal - Paediatric - Long-term | Box of 10 | BX | BOX | Box (10) |  |  | 100 | 2024-08-30 | 5051826029244
VIAMED LTD. |  | 4420873 | VersaStream Luer Lock Male CO2 Sampling Line - Airway Adapter 22mm - Adult/Paediatric - Long-term | Box of 25 | BX | BOX | Box (25) |  |  | 180 | 2024-08-30 | 24251679602976
VIAMED LTD. |  | 4420874 | VersaStream Luer Lock Male CO2 Sampling Line - Airway Adapter 15mm - Infant (ID < 4.0mm) - Long-term | Box of 25 | BX | BOX | Box (25) |  |  | 220 | 2024-08-30 | (01)24251679602983
VIAMED LTD. |  | 4420876 | VersaStream Luer Lock Sampling Line - Luer Lock to Luer Lock - Long-term | Box of 25 | BX | BOX | Box (25) |  |  | 192 | 2024-08-30 | 5051826029275
VIAMED LTD. |  | 4420900 | VersaStream Oridion CO2 Sampling Line Nasal Prong - Adult - Short-term | Box of 25 | BX | BOX | Box (25) |  |  | 120 | 2024-08-30 | 5051826048085
VIAMED LTD. |  | 4420901 | VersaStream Oridion CO2 Sampling Line Nasal - Adult - Short-term | Box of 25 | BX | BOX | Box (25) |  |  | 180 | 2024-08-30 | (01)24251679600835
VIAMED LTD. |  | 4420902 | VersaStream Oridion CO2 Sampling Line Nasal - Paediatric - Short-term | Box of 25 | BX | BOX | Box (25) |  |  | 180 | 2024-08-30 | (01)24251679600842
VIAMED LTD. |  | 4420904 | VersaStream Oridion CO2/O2 Sampling Line Nasal - Adult - Short-term | Box of 10 | BX | BOX | Box (10) |  |  | 68 | 2024-08-30 | 5051826048047
VIAMED LTD. |  | 4420905 | VersaStream Oridion CO2/O2 Sampling Line Nasal - Paediatric - Short-term | Box of 10 | BX | BOX | Box (10) |  |  | 68 | 2024-08-30 | 5051826048030
VIAMED LTD. |  | 4420907 | VersaStream Oridion CO2 Sampling Line Nasal - Adult - Long-term | Box of 25 | BX | BOX | Box (25) |  |  | 220 | 2024-08-30 | (01)24251679600897
VIAMED LTD. |  | 4420908 | VersaStream Oridion CO2 Sampling Line Nasal - Paediatric - Long-term | Box of 25 | BX | BOX | Box (25) |  |  | 220 | 2024-08-30 | 5051826048016
VIAMED LTD. |  | 4420910 | VersaStream Oridion CO2/O2 Sampling Line Nasal - Adult - Long-term | Box of 10 | BX | BOX | Box (10) |  |  | 96 | 2024-08-30 | 5051826048092
VIAMED LTD. |  | 4420911 | VersaStream Oridion CO2/O2 Sampling Line Nasal - Paediatric - Long-term | Box of 10 | BX | BOX | Box (10) |  |  | 96 | 2024-08-30 | 5051826048108
VIAMED LTD. |  | 4420913 | VersaStream Oridion CO2 Sampling Line Oral/Nasal - Adult - Short-term | Box of 25 | BX | BOX | Box (25) |  |  | 180 | 2024-08-30 | 24251679600958
VIAMED LTD. |  | 4420914 | VersaStream Oridion CO2 Sampling Line Oral/Nasal - Paediatric - Short-term | Box of 25 | BX | BOX | Box (25) |  |  | 180 | 2024-08-30 | 5051826048139
VIAMED LTD. |  | 4420915 | VersaStream Oridion CO2/O2 Sampling Line Oral/Nasal - Adult - Short-term | Box of 10 | BX | BOX | Box (10) |  |  | 80 | 2024-08-30 | 24251679600163
VIAMED LTD. |  | 4420916 | VersaStream Oridion CO2/O2 Sampling Line Oral/Nasal - Paediatric - Short-term | Box of 10 | BX | BOX | Box (10) |  |  | 80 | 2024-08-30 | 5051826048153
VIAMED LTD. |  | 4420917 | VersaStream Oridion CO2 Sampling Line Oral/Nasal - Adult - Long-term | Box of 25 | BX | BOX | Box (25) |  |  | 233.33 | 2024-08-30 | 5051826048160
VIAMED LTD. |  | 4420918 | VersaStream Oridion CO2 Sampling Line Oral/Nasal - Paediatric - Long-term | Box of 25 | BX | BOX | Box (25) |  |  | 233.33 | 2024-08-30 | 5051826048177
VIAMED LTD. |  | 4420919 | VersaStream Oridion CO2/O2 Sampling Line Oral/Nasal - Adult - Long-term | Box of 10 | BX | BOX | Box (10) |  |  | 100 | 2024-08-30 | 5051826048184
VIAMED LTD. |  | 4420920 | VersaStream Oridion CO2/O2 Sampling Line Oral/Nasal - Paediatric - Long-term | Box of 10 | BX | BOX | Box (10) |  |  | 100 | 2024-08-30 | 5051826048191
VIAMED LTD. |  | 4420921 | VersaStream Oridion CO2 Airway Adapter Sampling Line - Adult/Paediatric - Short-term | Box of 25 | BX | BOX | Box (25) |  |  | 140 | 2024-08-30 | (01)024251679601030
VIAMED LTD. |  | 4420922 | VersaStream Oridion CO2 Airway Adapter Sampling Line - Infant (ID < 4.0mm) - Short-term | Box of 25 | BX | BOX | Box (25) |  |  | 160 | 2024-08-30 | (01)24251679601047
VIAMED LTD. |  | 4420923 | VersaStream Oridion CO2 Airway Adapter Sampling Line - Adult/Paediatric - Long-term | Box of 25 | BX | BOX | Box (25) |  |  | 220 | 2024-08-30 | (01)24251679601054
VIAMED LTD. |  | 4420924 | VersaStream Oridion CO2 Airway Adapter Sampling Line - Infant (ID < 4.0mm) - Long-term | Box of 25 | BX | BOX | Box (25) |  |  | 240 | 2024-08-30 | 5051826048238
VIAMED LTD. |  | 4420925 | VersaStream Oridion CO2 Airway Adapter Sampling Line - Adult/Paediatric - Long-term (high humidity) | Box of 25 | BX | BOX | Box (25) |  |  | 320 | 2024-08-30 | 24251679601078
VIAMED LTD. |  | 4420926 | VersaStream Oridion CO2 Airway Adapter Sampling Line - Infant (ID < 4.0mm) - Long-term (high humidity) | Box of 25 | BX | BOX | Box (25) |  |  | 340 | 2024-08-30 | (01)24251679601085
VIAMED LTD. |  | 4430603 | UK Plug Adapter for use with the Capnograph range | UK adapter for the power supply that is with Viamed VM-2500-S, VM-2500-M and VM-2500-MG capnographs | EA | EACH | 1 |  |  | 5.53 | 2024-08-30 | 5051826018101
VIAMED LTD. |  | 4610010 | Single Use EEG Sensor for Measurement of the Bispectral Index - Adult | Box of 25<br />REF. MK-01 | PK | PACK | Pack (25) |  |  | 265 | 2024-08-30 | 6974452550007
VIAMED LTD. |  | 4610011 | Single Use EEG Sensor for Measurement of the Bispectral Index - Paediatric |  | PK | PACK | Pack (25) |  |  | 265 | 2024-08-30 | 6974452550021
VIAMED LTD. |  | 4610012 | Single Use EEG Sensor for Measurement of the Bispectral Index - Bilateral |  | PK | PACK | Pack (25) |  |  | 700 | 2024-08-30 | 6974452550069
VIAMED LTD. |  | 4610013 | Single Use EEG Entropy Sensor |  | PK | PACK | Pack (25) |  |  | 265 | 2024-08-30
VIAMED LTD. |  | 4710010 | AlcoTrue M Professional Breathalyser | Includes: 25 mouthpieces, 4 x AA batteries, Battery holder (4 x AA), Instructions for Use, Carrying Case - Small | EA | EACH | 1 |  |  | 575 | 2024-08-30 | 54251679601772
VIAMED LTD. |  | 4710011 | AlcoTrue P Professional Breathalyser | Includes: 25 mouthpieces, 4 x AA batteries, Battery holder (4 x AA), Instructions for Use, Carrying Case - Small | EA | EACH | 1 |  |  | 485 | 2024-08-30 | 54251679603202
VIAMED LTD. |  | 4710015 | AlcoTrue C Breathalyser | Professional Breathalyser for Personal UseIncludes: 25 mouthpieces4 x AA batteriesInstructions for UseSmall Soft Carry Case | EA | EACH | 1 |  |  | 240 | 2024-08-30 | 5051826047347
VIAMED LTD. |  | 4710020 | AlcoTrue Printer Set - UK | Includes: Printer, Printer Cable, UK Power Supply (Mains), Power supply (Vehicle), Roll of paper | EA | EACH | 1 |  |  | 210 | 2024-08-30 | 5051826018323
VIAMED LTD. |  | 4710021 | AlcoTrue Printer Set - EU | Includes: Printer, Printer Cable<br />EU Power Supply (Mains), Power supply (Vehicle)<br />Roll of paper | EA | EACH | 1 |  |  | 210 | 2024-08-30 | 5051826030011
VIAMED LTD. |  | 4710030 | AlcoTrue M Professional Breathalyser Kit - UK | Includes: 4 x AA batteries, Battery holder (4 x AA), Li-Poly Battery, UK Power Adapter Plug (mains) with USB cable, Power Adapter (Vehicle), 25 mouthpieces, AlcoTrue P Printer, Printer CablePrinter UK Power Adapter (Mains), Printer Power Adapter (Vehicle), Roll printer paper, CD with PC Software & USB Cable, Instructions for Use, Hard Carrying Case - Large | EA | EACH | 1 |  |  | 895 | 2024-08-30 | 54251679601772
VIAMED LTD. |  | 4710031 | AlcoTrue M Professional Breathalyser Kit - EU | Includes: 4 x AA batteries, Battery holder (4 x AA)<br />Li-Poly Battery, EU Power Adapter Plug (mains) with USB cable<br />Power Adapter (Vehicle), 25 mouthpieces<br />AlcoTrue P Printer, Printer Cable<br />Printer EU Power Adapter | EA | EACH | 1 |  |  | 895 | 2024-08-30 | 54251679601772
VIAMED LTD. |  | 9910-340 | 1 litre Vacsax standard-bore disposable liners | For use with VacSax suction receiving system. Box of 25 | BX | BOX | Box (25) |  |  | 48.25 | 2024-08-30 | 5051826020388