## Sheet1
Review Year End Stock 2018
Totals					£0.00	£0.00
Error finding Name
Supplier	Reference	TAG	Description	Raw Cost	Duty Tax(s) %	Freight %	Use Cost	Quantity	Stock Value	Write Off
	. 0110241 .		Oxygen sensor R-33VAN-2	0	0	0	0	0		0
	. 0310095 .		Tom Thumb Infant Resuscitator.	0	0	0	0	0		0
	. 9701169 .		Micropump 3.5V - 5V Thomas ANR:20020215	0	0	0	0	4		0
	. 9730078 .		Push Switch Round Waterproof - Grey	0	0	0	0	0		0
	. PPTAI .		Delivery: EXW - Viamed	0	0	0	0	0		0
	. PPTNT .		Courier delivery - Standard.	0	0	0	0	0		0
	. 0000010 .	Stock	SpO2 extension cable Neonatal.	0	0	0	0	0	0
	. 0000011 .	Stock	SpO2 extension cable Infant.	0	0	0	0	0	0
	. 0000012 .	Stock	SpO2 extension cable Paediatric.	0	0	0	0	0	0
	. 0000013 .	Stock	SpO2 extension cable Adult.	0	0	0	0	0	0
	. 0000023 .	Stock	SpO2 Sensor Adapter Connector Adult.	0	0	0	0	0	0
	. 0002005 .	Stock	USB PCB V1.4.	0	0	0	0	0	0
	. 0002006 .	Stock	SpO2 Module.	0	0	0	0	0	0
	. 0009564 .	Stock	SpO2 extension cable P956E4.	8.54	0	0	8.54	1	8.54
	. 0010110 .	Stock	Top shell (white). Pack of 25	2.125	0	0	2.13	0	0
	. 0010165 .	Stock	Pad mounting (tan) Pack 50	2.12	0	0	2.12	0	0
	. 0010184 .	Stock	Button (purple). Pack of 50	1.85	0	0	1.85	0	0
	. 0010187 .	Stock	Button (red). Pack of 50	0	0	0	0	0	0
	. 0010598 .	Stock	Box - SpO2 probes blue. Pack of 50.	0	0	0	0	0	0
	. 0010759 .	Stock	Sub miniature D connector plug kit	4.51	0	8.6	4.9	0	0
	. 0012080 .	Stock	Pulse Oximeter 601 OEM module V8.24.	0	0	0	0	0	0
	. 0012083 .	Stock	Service Exchange 701 module	0	0	0	0	0	0
	. 0012085 .	Stock	Pulse Oximeter 701 OEM module V8.24.	0	0	0	0	0	0
	. 0012102 .	Stock	Finger Pulse Oximeter Viamed VM 2101.	0	0	0	0	0	0
	. 0012111 .	Stock	Finger Pulse Oximeter Viamed VM 2105W.	0	0	0	0	0	0
	. 0012158 .	Stock	Pulse Oximeter Viamed VM 2160-L.	0	0	0	0	0	0
	. 0012159 .	Stock	Pulse Oximeter Viamed VM 2160-L.	0	0	0	0	0	0
	. 0012162 .	Stock	Pulse Oximeter Viamed VM 2160.	0	0	0	0	0	0
	. 0012177 .	Stock	Pulse Oximeter Viamed VM 2160.	0	0	0	0	0	0
	. 0012178 .	Stock	Pulse Oximeter Viamed VM 2160.	0	0	0	0	0	0
	. 0012179 .	Stock	Pulse Oximeter Viamed VM 2160.	0	0	0	0	0	0
	. 0012197 .	Stock	CONSIGNED STOCK: Viamed VM 2105.	0	0	0	0	0	0
	. 0012405 .	Stock	Hb Sensor for use with Viamed VM-2400.	0	0	0	0	0	0
	. 0012407 .	Stock	VM-2400 Counter Key - 2500.	0	0	0	0	0	0
	. 0012408 .	Stock	VM-2400 Counter Key - 5000.	0	0	0	0	0	0
	. 0013019 .	Stock	DL3000TF test finger.	55	0	0	55	0	0
	. 0013160 .	Stock	VG900 adapter cable - HP	0	0	0	0	0	0
	. 0013161 .	Stock	VG900 adapter cable - HP	0	0	0	0	0	0
	. 0014555 .	Stock	CONSIGNED STOCK: Masimo Red DCI-dc12	0	0	0	0	3	0
	. 0014557 .	Stock	CONSIGNED STOCK: Masimo LNC Patient	0	0	0	0	0	0
	. 0014560 .	Stock	CONSIGNED STOCK: Masimo LNOP DCI adult	0	0	0	0	0	0
	. 0014570 .	Stock	CONSIGNED STOCK: Silicone Sensor Paed.	0	0	0	0	0	0
	. 0014580 .	Stock	CONSIGNED STOCK: Masimo PC04 Cable 4ft	0	0	0	0	0	0
	. 0014602 .	Stock	SpO2 Finger Sensor - Adult.	0	0	0	0	167	0
	. 0014614 .	Stock	SpO2 Finger Sensor - Adult.	0	0	0	0	0	0
	. 0014615 .	Stock	SpO2 Finger Sensor - Adult.	0	0	0	0	0	0
	. 0014619 .	Stock	SpO2 Finger Sensor - Adult.	0	0	0	0	0	0
	. 0014620 .	Stock	SpO2 Finger Sensor - Adult.	0	0	0	0	0	0
	. 0014621 .	Stock	SpO2 Finger Sensor - Adult.	0	0	0	0	15	0
	. 0014623 .	Stock	SpO2 Finger Sensor - Adult.	0	0	0	0	0	0
	. 0014649 .	Stock	SpO2 Finger Sensor - Adult.	0	0	0	0	5	0
	. 0014692 .	Stock	CONSIGNED STOCK: SpO2 Finger Sensor	0	0	0	0	0	0
	. 0014800 .	Stock	Pulse Oximetry Ear Sensor Cable Holder	0	0	0	0	0	0
	. 0014803 .	Stock	Pulse Oximetry Ear Sensor	0	0	0	0	0	0
	. 0014808 .	Stock	Pulse Oximetry Ear Sensor	0	0	0	0	0	0
	. 0014821 .	Stock	Pulse Oximetry Wrap Sensor	0	0	0	0	177	0
	. 0014826 .	Stock	Pulse Oximetry Wrap Sensor	0	0	0	0	0	0
	. 0014832 .	Stock	Pulse Oximetry Wrap Sensor	0	0	0	0	0	0
	. 0014833 .	Stock	Pulse Oximetry Wrap Sensor	0	0	0	0	0	0
	. 0014834 .	Stock	Pulse Oximetry Wrap Sensor	0	0	0	0	0	0
	. 0014836 .	Stock	Pulse Oximetry Wrap Sensor	0	0	0	0	0	0
	. 0014837 .	Stock	Pulse Oximetry Wrap Sensor	0	0	0	0	0	0
	. 0014838 .	Stock	Pulse Oximetry Wrap Sensor	0	0	0	0	0	0
	. 0014840 .	Stock	Pulse Oximetry Wrap Sensor	0	0	0	0	0	0
	. 0014841 .	Stock	Pulse Oximetry Wrap Sensor	0	0	0	0	0	0
	. 0014842 .	Stock	Pulse Oximetry Wrap Sensor	0	0	0	0	0	0
	. 0014843 .	Stock	Pulse Oximetry Wrap Sensor	0	0	0	0	0	0
	. 0014844 .	Stock	Pulse Oximetry Wrap Sensor	0	0	0	0	0	0
	. 0014860 .	Stock	Pulse Oximetry Ear Sensor	0	0	0	0	0	0
	. 0014889 .	Stock	Sensor wrap for use with 4000 Series	0	0	0	0	0	0
	. 0014900 .	Stock	Disposable SpO2 Sensors - Sample pack.	0	0	0	0	0	0
	. 0014913 .	Stock	Disposable SpO2 Sensors - Adult.	0	0	0	0	0	0
	. 0014914 .	Stock	Disposable SpO2 Sensors - Paediatric.	0	0	0	0	0	0
	. 0014915 .	Stock	Disposable SpO2 Sensors - Infant.	0	0	0	0	0	0
	. 0014916 .	Stock	Disposable SpO2 Sensors - Neonatal.	0	0	0	0	0	0
	. 0014917 .	Stock	Disposable SpO2 Sensors - Adult.	0	0	0	0	0	0
	. 0014918 .	Stock	Disposable SpO2 Sensors - Paediatric.	0	0	0	0	0	0
	. 0014929 .	Stock	Disposable SpO2 Sensors - Adult.	0	0	0	0	0	0
	. 0014930 .	Stock	Disposable SpO2 Sensors - Paediatric.	0	0	0	0	0	0
	. 0014933 .	Stock	Disposable SpO2 Sensors - Adult.	0	0	0	0	0	0
	. 0014934 .	Stock	Disposable SpO2 Sensors - Paediatric.	0	0	0	0	0	0
	. 0014935 .	Stock	Disposable SpO2 Sensors - Infant.	0	0	0	0	0	0
	. 0014936 .	Stock	Disposable SpO2 Sensors - Neonatal.	0	0	0	0	0	0
	. 0014937 .	Stock	Disposable SpO2 Sensors - Adult.	0	0	0	0	0	0
	. 0014938 .	Stock	Disposable SpO2 Sensors - Paediatric.	0	0	0	0	0	0
	. 0014939 .	Stock	Disposable SpO2 Sensors - Infant.	0	0	0	0	0	0
	. 0014941 .	Stock	Disposable SpO2 Sensors - Adult.	0	0	0	0	0	0
	. 0014942 .	Stock	Disposable SpO2 Sensors - Paediatric.	0	0	0	0	0	0
	. 0014945 .	Stock	Disposable SpO2 Sensors - Adult.	0	0	0	0	0	0
	. 0014946 .	Stock	Disposable SpO2 Sensors - Paediatric.	0	0	0	0	0	0
	. 0014947 .	Stock	Disposable SpO2 Sensors - Infant.	0	0	0	0	0	0
	. 0014948 .	Stock	Disposable SpO2 Sensors - Neonatal.	0	0	0	0	0	0
	. 0014949 .	Stock	Disposable SpO2 Sensors - Adult.	0	0	0	0	0	0
	. 0014950 .	Stock	Disposable SpO2 Sensors - Paediatric.	0	0	0	0	0	0
	. 0014951 .	Stock	Disposable SpO2 Sensors - Infant.	0	0	0	0	0	0
	. 0014952 .	Stock	Disposable SpO2 Sensors - Neonatal.	0	0	0	0	0	0
	. 0014953 .	Stock	Disposable SpO2 Sensors - Adult.	0	0	0	0	0	0
	. 0014954 .	Stock	Disposable SpO2 Sensors - Paediatric.	0	0	0	0	0	0
	. 0014961 .	Stock	Disposable SpO2 Sensors - Adult.	0	0	0	0	0	0
	. 0014962 .	Stock	Disposable SpO2 Sensors - Paediatric.	0	0	0	0	0	0
	. 0014963 .	Stock	Disposable SpO2 Sensors - Infant.	0	0	0	0	0	0
	. 0014965 .	Stock	Disposable SpO2 Sensors - Adult.	0	0	0	0	0	0
	. 0014966 .	Stock	Disposable SpO2 Sensors - Paediatric.	0	0	0	0	0	0
	. 0014969 .	Stock	Disposable SpO2 Sensors - Adult.	0	0	0	0	0	0
	. 0014970 .	Stock	Disposable SpO2 Sensors - Paediatric.	0	0	0	0	0	0
	. 0014971 .	Stock	Disposable SpO2 Sensors - Infant.	0	0	0	0	0	0
	. 0014973 .	Stock	Disposable SpO2 Sensors - Adult.	0	0	0	0	0	0
	. 0014974 .	Stock	Disposable SpO2 Sensors - Paediatric.	0	0	0	0	0	0
	. 0014975 .	Stock	Disposable SpO2 Sensors - Infant.	0	0	0	0	0	0
	. 0014976 .	Stock	Disposable SpO2 Sensors - Neonatal.	0	0	0	0	0	0
	. 0014977 .	Stock	Disposable SpO2 Sensors - Adult.	0	0	0	0	0	0
	. 0014978 .	Stock	Disposable SpO2 Sensors - Paediatric.	0	0	0	0	0	0
	. 0014985 .	Stock	Disposable SpO2 Sensors - Adult.	0	0	0	0	0	0
	. 0014986 .	Stock	Disposable SpO2 Sensors - Paediatric.	0	0	0	0	0	0
	. 0014987 .	Stock	Disposable SpO2 Sensors - Infant.	0	0	0	0	0	0
	. 0014988 .	Stock	Disposable SpO2 Sensors - Neonatal.	0	0	0	0	0	0
	. 0016000 .	Stock	Oximax Tester	0	0	0	0	1	0
	. 0018550 .	Stock	SpO2 finger sensor P855RA.	25.36	0	0	25.36	0	0
	. 0018570 .	Stock	SpO2 finger sensor P857RA.	39.03	0	0	39.03	0	0
	. 0018580 .	Stock	SpO2 finger sensor P858RA.	26.52	0	0	26.52	0	0
	. 0018582 .	Stock	SpO2 multi-site `Y` sensor P858YA.	47.35	0	0	47.35	0	0
	. 0018590 .	Stock	SpO2 finger sensor P859RA.	0	0	0	0	0	0
	. 0018620 .	Stock	SpO2 finger sensor P862RA.	30.6	0	0	30.6	0	0
	. 0018640 .	Stock	SpO2 finger sensor P864RA.	36.68	0	4.8	38.44	0	0
	. 0018650 .	Stock	SpO2 finger sensor P865RA.	26.5	0	0	26.5	0	0
	. 0018652 .	Stock	SpO2 multi-site `Y` sensor P865YA.	0	0	0	0	0	0
	. 0018660 .	Stock	SpO2 finger sensor P866RA.	34.98	0	0	34.98	0	0
	. 0018670 .	Stock	SpO2 finger sensor P867RA.	31.44	0	4.8	32.95	0	0
	. 0018700 .	Stock	SpO2 finger sensor P870RA.	26.5	0	0	26.5	0	0
	. 0018710 .	Stock	SpO2 finger sensor P871RA.	31.8	0	0	31.8	0	0
	. 0018722 .	Stock	SpO2 multi-site `Y` sensor P872YA.	0	0	0	0	0	0
	. 0018750 .	Stock	SpO2 finger sensor P875RA.	31.8	0	0	31.8	0	0
	. 0018762 .	Stock	SpO2 multi-site `Y` sensor P876YA.	73.97	0	0	73.97	0	0
	. 0018820 .	Stock	SpO2 finger sensor P882RA.	30	0	0	30	0	0
	. 0018830 .	Stock	SpO2 finger sensor P883RA.	26.5	0	0	26.5	0	0
	. 0018850 .	Stock	SpO2 finger sensor P885RA.	0	0	0	0	0	0
	. 0018860 .	Stock	SpO2 finger sensor P886RA.	37.1	0	0	37.1	0	0
	. 0018867 .	Stock	Cable assembly - finger adult pack of 5.	0	0	0	0	0	0
	. 0018930 .	Stock	SpO2 finger sensor P893RA.	0	0	0	0	0	0
	. 0018940 .	Stock	SpO2 finger sensor P894RA.	36.68	0	0	36.68	0	0
	. 0018960 .	Stock	SpO2 finger sensor P896RA.	37.1	0	0	37.1	0	0
	. 0018970 .	Stock	SpO2 finger sensor P897RA.	0	0	0	0	0	0
	. 0018990 .	Stock	CONSIGNED STOCK: SpO2 finger sensor.	0	0	0	0	0	0
	. 0019003 .	Stock	Nellcor DOC-10 compatible SpO2 extension	0	0	0	0	0	0
	. 0019278 .	Stock	SpO2 extension cable P927E8.	23.38	0	0	23.38	0	0
	. 0019564 .	Stock	SpO2 extension cable P956E4.	10.27	0	0	10.27	0	0
	. 0019568 .	Stock	SpO2 extension cable P956E8.	13.69	0	0	13.69	0	0
	. 0019672 .	Stock	SpO2 extension cable P967E2.	13.69	0	0	13.69	0	0
	. 0019730 .	Stock	SpO2 extension/adapter cable P973E10.	30.25	0	0	30.25	0	0
	. 0019766 .	Stock	SpO2 extension/adapter cable P976E6.	27.68	0	0	27.68	0	0
	. 0019898 .	Stock	SpO2 adapter cable P989E8.	0	0	0	0	0	0
	. 0019908 .	Stock	SpO2 extension cable P990E8.	0	0	0	0	0	0
	. 0021004 .	Stock	Ear clip black.	0	0	0	0	0	0
	. 0021015 .	Stock	Sensor wraps case of 96 boxes.	0	0	0	0	6	0
	. 0021017 .	Stock	Sensor wrap single.	0.28	0	0	0.28	0	0
	. 0021019 .	Stock	Sensor wraps case of 48 boxes.	0	0	0	0	0	0
	. 0022105 .	Stock	Charging station - VM2105-W.	0	0	0	0	0	0
	. 0022172 .	Stock	Carrying Case for VM2160	0	0	0	0	0	0
	. 0022174 .	Stock	USB cable for use with Viamed	0	0	0	0	5	0
	. 0022179 .	Stock	Carrying pouch - For VM2160	0	0	0	0	0	0
	. 0022180 .	Stock	Hard Carrying Case (Black) for use with	0	0	0	0	0	0
	. 0022181 .	Stock	Hard Carrying Case (Orange) for use with	1.79	0	0	1.79	0	0
	. 0022193 .	Stock	Soft Carrying Case (Blue).	0	0	0	0	92	0
	. 0022401 .	Stock	Anti-Stress Ball	0	0	0	0	0	0
	. 0022402 .	Stock	IR-A Radiator - Philips Infracare	0	0	0	0	0	0
	. 0022403 .	Stock	Holder & Timer - Philips Infracare	0	0	0	0	0	0
	. 0030518 .	Stock	SPO2 cable - version I.	0	0	0	0	0	0
	. 0030856 .	Stock	Shell top with tongue (plug).	0	0	0	0	0	0
	. 0030902 .	Stock	Detector 4.0mm2	4.03	0	0	4.03	0	0
	. 0030951 .	Stock	Emitters 3DL 660/940	3.76	0	0	3.76	0	0
	. 0031106 .	Stock	HUMIDITY LABEL 0.5X0.5 SELF ADHESIVE	0	0	0	0	0	0
	. 0031203 .	Stock	Sub miniature D connector plug kit	0	0	0	0	0	0
	. 0031205 .	Stock	Sub miniature D connector plug kit	0	0	0	0	0	0
	. 0031206 .	Stock	Sub miniature D connector plug kit	0	0	0	0	0	0
	. 0031207 .	Stock	Sub miniature D connector plug kit	0	0	0	0	0	0
	. 0031208 .	Stock	Sub miniature D connector plug kit	0	0	0	0	0	0
	. 0031210 .	Stock	Sub miniature D connector plug kit	0	0	0	0	0	0
	. 0031211 .	Stock	Sub miniature D connector plug kit	0	0	0	0	0	0
	. 0031212 .	Stock	Sub miniature D connector plug kit	0	0	0	0	0	0
	. 0031213 .	Stock	Sub miniature D connector plug kit	0	0	0	0	0	0
	. 0031231 .	Stock	Connector kit S&W (purple).	0	0	0	0	0	0
	. 0031232 .	Stock	Connector kit S&W (pink).	0	0	0	0	0	0
	. 0031240 .	Stock	Connector kit Siemens	0	0	0	0	0	0
	. 0031241 .	Stock	Connector kit Siemens (small).	0	0	0	0	0	0
	. 0031242 .	Stock	Connector kit Novametrix.	0	0	0	0	0	0
	. 0031243 .	Stock	Connector kit Simed/Baxter.	0	0	0	0	0	0
	. 0031246 .	Stock	Connector kit Corometrics.	0	0	0	0	0	0
	. 0031249 .	Stock	Connector kit Masimo.	0	0	0	0	0	0
	. 0031250 .	Stock	Connector kit Nellcor DOC-10.	0	0	0	0	0	0
	. 0031260 .	Stock	Connector kit Siemens.	0	0	0	0	3	0
	. 0031579 .	Stock	Dolphin 2100 front membrane/keypad/bezel	0	0	0	0	0	0
	. 0031652 .	Stock	Dolphin 2150 membrane switch assembly.	0	0	4.8	0	0	0
	. 0032364 .	Stock	Disposable SpO2 Sensor - Neonatal	0	0	0	0	0	0
	. 0032621 .	Stock	Disposable SpO2 Sensor - Adult.	0	0	0	0	0	0
	. 0032624 .	Stock	Disposable SpO2 Sensor - Neonatal.	0	0	0	0	0	0
	. 0032642 .	Stock	Disposable SpO2 Sensor1 - Paediatric.	0	0	0	0	0	0
	. 0032644 .	Stock	Disposable SpO2 Sensor - Neonatal.	0	0	0	0	0	0
	. 0032652 .	Stock	Disposable SpO2 Sensor - Paediatric.	0	0	0	0	0	0
	. 0032999 .	Stock	DL3000 PCB - Unpopulated.	0	0	0	0	0	0
	. 0033349 .	Stock	DL3000 Rear Panel - Machined & Labelled	0	0	0	0	0	0
	. 0034899 .	Stock	Paper pouch. Pack of 100	0	0	0	0	0	0
	. 0034901 .	Stock	Disposable SpO2 Sensor - Adult.	0	0	0	0	0	0
	. 0034902 .	Stock	Disposable SpO2 Sensor - Paediatric.	0	0	0	0	0	0
	. 0034903 .	Stock	Disposable SpO2 Sensor - Infant.	0	0	0	0	0	0
	. 0034904 .	Stock	Disposable SpO2 Sensor - Neonatal.	0	0	0	0	0	0
	. 0034905 .	Stock	Disposable SpO2 Sensor - Adult.	0	0	0	0	0	0
	. 0034906 .	Stock	Disposable SpO2 Sensor - Paediatric.	0	0	0	0	0	0
	. 0034909 .	Stock	Disposable SpO2 Sensors - Adult.	0	0	0	0	11	0
	. 0034910 .	Stock	Disposable SpO2 Sensor - Paediatric.	0	0	0	0	42	0
	. 0034911 .	Stock	Disposable SpO2 Sensor - Infant.	0	0	0	0	0	0
	. 0034912 .	Stock	Disposable SpO2 Sensor - Neonatal.	0	0	0	0	0	0
	. 0034921 .	Stock	Disposable SpO2 Sensors - Adult.	0	0	0	0	21	0
	. 0034922 .	Stock	Disposable SpO2 Sensors - Paediatric.	0	0	0	0	21	0
	. 0034924 .	Stock	Disposable SpO2 Sensors - Neonatal.	0	0	0	0	0	0
	. 0034925 .	Stock	Disposable SpO2 Sensor - Adult.	0	0	0	0	0	0
	. 0034926 .	Stock	Disposable SpO2 Sensor - Paediatric.	0	0	0	0	22	0
	. 0034928 .	Stock	Disposable SpO2 Sensor - Neonatal.	0	0	0	0	0	0
	. 0034949 .	Stock	Disposable SpO2 Sensors - Adult.	0	0	0	0	0	0
	. 0034950 .	Stock	Disposable SpO2 Sensors - Paediatric.	0	0	0	0	0	0
	. 0034951 .	Stock	Disposable SpO2 Sensors - Infant.	0	0	0	0	0	0
	. 0034952 .	Stock	Disposable SpO2 Sensors - Neonatal.	0	0	0	0	0	0
	. 0034953 .	Stock	Disposable SpO2 Sensors - Adult.	0	0	0	0	0	0
	. 0034954 .	Stock	Disposable SpO2 Sensors - Paediatric.	0	0	0	0	0	0
	. 0034957 .	Stock	Disposable SpO2 Sensors - Adult.	0	0	0	0	23	0
	. 0034958 .	Stock	Disposable SpO2 Sensors - Paediatric.	0	0	0	0	23	0
	. 0034959 .	Stock	Disposable SpO2 Sensors - Infant.	0	0	0	0	0	0
	. 0034960 .	Stock	Disposable SpO2 Sensors - Neonatal.	0	0	0	0	23	0
	. 0034972 .	Stock	Disposable SpO2 Sensor - Neonatal.	0	0	0	0	0	0
	. 0034993 .	Stock	Disposable SpO2 Sensor - Adult.	0	0	0	0	11	0
	. 0034994 .	Stock	Disposable SpO2 Sensor - Paediatric.	0	0	0	0	15	0
	. 0034995 .	Stock	Disposable SpO2 Sensor - Infant.	0	0	0	0	14	0
	. 0034996 .	Stock	Disposable SpO2 Sensor - Neonatal.	0	0	0	0	12	0
	. 0035004 .	Stock	Disposable SpO2 sensor tape adult.	0	0	0	0	0	0
	. 0035021 .	Stock	Opto Housing - White. For use with	0	0	0	0	0	0
	. 0035022 .	Stock	Opto Housing - Black. For use with	0	0	0	0	0	0
	. 0036000 .	Stock	Oximax Tester PCB	0	0	0	0	0	0
	. 0039002 .	Stock	Battery contacts & battery cables.	0	0	0	0	0	0
	. 0039004 .	Stock	Speaker.	0	0	0	0	0	0
	. 0039005 .	Stock	Rear label.	0	0	0	0	0	0
	. 0039006 .	Stock	USB port cover.	0	0	0	0	0	0
	. 0039008 .	Stock	Housing screw - long.	0	0	0	0	0	0
	. 0039009 .	Stock	Housing screw - short.	0	0	0	0	0	0
	. 0039010 .	Stock	Main PCB V.3.x Includes micro switch.	0	0	0	0	0	0
	. 0039015 .	Stock	Main PCB screw.	0	0	0	0	0	0
	. 0039017 .	Stock	Sensor connector (Minimed).	0	0	0	0	0	0
	. 0039018 .	Stock	PCB Interconnection Cable.	0	0	0	0	0	0
	. 0039020 .	Stock	Buffer battery.	0	0	0	0	0	0
	. 0039021 .	Stock	USB PCB screw.	0	0	0	0	0	0
	. 0039031 .	Stock	VM-2160 Display (TFT) Upgrade Installed	0	0	0	0	-1	0
	. 0039099 .	Stock	Battery cover - VM 2101	0	0	0	0	0	0
	. 0039200 .	Stock	Charging station for VM2105-W.	0	0	0	0	0	0
	. 0039201 .	Stock	Power pack for VM2105-W.	0	0	0	0	0	0
	. 0039202 .	Stock	Power pack for VM2105-W.	0	0	0	0	0	0
	. 0039203 .	Stock	Plug adapter UK - VM2105-W.	0	0	0	0	0	0
	. 0039204 .	Stock	Plug adapter EU - VM2105-W	0	0	0	0	0	0
	. 0042103 .	Stock	Labour charge - Repair of VM2103 finger	0	0	0	0	0	0
	. 0092161 .	Stock	Quick Start Guide - VM 2103	0	0	0	0	0	0
	. 0092204 .	Stock	Leaflet - VM 2400 Series Mounting	0	0	0	0	0	0
	. 0092265 .	Stock	Packaging Insert - VM-2160 SMARtsat.	0	0	0	0	0	0
	. 0092791 .	Stock	Operator Manual (CD) - Viamed VM 2160	0	0	0	0	0	0
	. 0100111 .	Stock	AX300-I PCB assembly (Rev. 2)	0	0	0	0	0	0
	. 0100112 .	Stock	AX300-I PCB assembly (Rev. 2)	0	0	0	0	0	0
	. 0100113 .	Stock	AX300-I PCB assembly (Rev. 2)	0	0	0	0	0	0
	. 0100120 .	Stock	MX300-I PCB assembly (Rev. 2)	0	0	0	0	4	0
	. 0100121 .	Stock	MX300-I PCB assembly (Rev. 2)	0	0	0	0	0	0
	. 0100122 .	Stock	MX300-I PCB assembly (Rev. 2)	0	0	0	0	0	0
	. 0100123 .	Stock	MX300-I PCB assembly (Rev. 2)	0	0	0	0	0	0
	. 0100130 .	Stock	AN300 PCB assembly	0	0	0	0	5	0
	. 0100140 .	Stock	GB300 PCB assembly	0	0	0	0	4	0
	. 0100160 .	Stock	MX300-I PCB assembly	0	0	4.78	0	49	0
	. 0100168 .	Stock	Sub assembly - AX300	0	0	0	0	0	0
	. 0100169 .	Stock	Sub assembly - MX300	3	0	0	3	0	0
	. 0100174 .	Stock	Front panel assembly (Rev. 2) for AX300	3	0	0	3	0	0
	. 0100175 .	Stock	Front panel assembly (Rev. 2) for MX300	3	0	0	3	0	0
	. 0100192 .	Stock	Calibration pot assembly.	0	0	4.78	0	12	0
	. 0100200 .	Stock	TED 200T Front Panel Adapter.	0	0	0	0	0	0
	. 0110056 .	Stock	Oxygen sensor T-6	33.56	0	0	33.56	0	0
	. 0110096 .	Stock	Oxygen sensor E-2	0	0	0	0	0	0
	. 0110157 .	Stock	Oxygen sensor - Automotive R-17A-LVG	0	1.3	0	0	0	0
	. 0110167 .	Stock	Oxygen sensor - Automotive R-17AG	0	1.3	0	0	0	0
	. 0110172 .	Stock	Oxygen sensor - Automotive R-22AG	0	1.3	0	0	0	0
	. 0110208 .	Stock	Oxygen sensor R-10DN	0	0	0	0	0	0
	. 0110209 .	Stock	Oxygen sensor R-15D	0	0	0	0	0	0
	. 0110220 .	Stock	Oxygen sensor R-22OMS	0	0	0	0	0	0
	. 0110221 .	Stock	Oxygen sensor R-23DEM	0	0	0	0	0	0
	. 0110224 .	Stock	Oxygen sensor R-33DE	0	0	0	0	4	0
	. 0110225 .	Stock	Oxygen sensor R-22DEM	0	0	0	0	0	0
	. 0110227 .	Stock	Oxygen sensor R-22AEX	0	0	0	0	4	0
	. 0110228 .	Stock	Oxygen sensor R-22ADD	0	0	0	0	1	0
	. 0110230 .	Stock	Oxygen sensor R-22DAP	0	0	0	0	0	0
	. 0110233 .	Stock	Oxygen sensor R-22CSQ	0	0	0	0	0	0
	. 0110234 .	Stock	Oxygen sensor R-22EII	0	0	0	0	0	0
	. 0110235 .	Stock	Oxygen sensor R33VAN-4	0	0	0	0	0	0
	. 0110236 .	Stock	Oxygen sensor R-33S1 (RP)	0	0	0	0	0	0
	. 0110238 .	Stock	Oxygen sensor R-22AT	0	0	0	0	0	0
	. 0110239 .	Stock	Oxygen sensor R-33VAN (RP)	0	0	0	0	0	0
	. 0110240 .	Stock	Oxygen sensor D-40	0	0	0	0	0	0
	. 0110242 .	Stock	Oxygen sensor R-33VAN-3	0	0	0	0	0	0
	. 0110248 .	Stock	Oxygen sensor R-9507M	0	0	0	0	0	0
	. 0110250 .	Stock	Oxygen sensor R-22D. Pack of 3	0	0	0	0	0	0
	. 0110300 .	Stock	Oxygen sensor Type 17. P/N 3013	0	0	0	0	0	0
	. 0110323 .	Stock	Oxygen sensor R-23V - Teledyne	0	0	0	0	0	0
	. 0110324 .	Stock	Oxygen sensor R24SIE	16.87	0	4.78	17.68	0	0
	. 0110360 .	Stock	Oxygen sensor R-22AHJ Jikco OEM sensor	0	0	0	0	0	0
	. 0110362 .	Stock	Oxygen sensor - SOX-OXYS	0	0	0	0	0	0
	. 0110363 .	Stock	Oxygen sensor - SOX-OXY-AV	0	0	0	0	0	0
	. 0110364 .	Stock	Oxygen sensor - Automotive GOC5230	0	1.3	0	0	0	0
	. 0110370 .	Stock	Oxygen sensor WGA-01 Weldwide	0	0	0	0	0	0
	. 0110517 .	Stock	Oxygen sensor I-17	0	0	0	0	1	0
	. 0110611 .	Stock	Oxygen sensor	0	0	0	0	0	0
	. 0110660 .	Stock	Oxygen sensor OOI103	0	0	0	0	9	0
	. 0111200 .	Stock	Oxygen monitor with alarms - TED 200T7.	241.61	0	4.78	253.16	0	0
	. 0111232 .	Stock	Oxygen analyser w/o alarms - AX300-I.	118.02	0	4.78	123.66	0	0
	. 0111237 .	Stock	Oxygen monitor with alarms - MX300-I.	116.69	0	4.78	122.27	0	0
	. 0111249 .	Stock	Oxygen analyser with integral sensor.	0	0	0	0	0	0
	. 0111262 .	Stock	Oxygen analyser MAXO2+AE External sensor	0	0	0	0	0	0
	. 0111280 .	Stock	Oxygen analyser w/o alarms - AD300.	0	0	0	0	0	0
	. 0111281 .	Stock	Oxygen monitor with alarms - MD300.	0	0	0	0	0	0
	. 0111285 .	Stock	Helium & Oxygen Analyser - Mixchek HEO2	0	0	0	0	0	0
	. 0111286 .	Stock	Helium & Oxygen Analyser - Mixchek HEO2	0	0	0	0	0	0
	. 0111287 .	Stock	Helium Analyser - Mixchek HE	0	0	0	0	0	0
	. 0120087 .	Stock	Oxygen sensor O ring.	0	0	0	0	20	0
	. 0120088 .	Stock	Oxygen sensor O ring.	0	0	0	0	25	0
	. 0120089 .	Stock	Oxygen sensor O ring.	0	0	0	0	0	0
	. 0120090 .	Stock	Oxygen sensor O ring.	0	0	0	0	37	0
	. 0120094 .	Stock	Oxygen sensor flow diverter O ring 15 mm	0	0	0	0	0	0
	. 0120098 .	Stock	Oxygen sensor flow diverter O ring 15mm	0	0	0	0	166	0
	. 0120107 .	Stock	`T` adapter non rebreathing.	0.01	0	0	0.01	0	0
	. 0120110 .	Stock	Perfusion Circuit `T` Adapter.	0	0	0	0	0	0
	. 0120119 .	Stock	Clear Tubing	0	0	0	0	0	0
	. 0120125 .	Stock	Connector: 22mm I.D. - 22mm I.D.	0	0	0	0	35	0
	. 0120126 .	Stock	Connector 15mm I.D./22mm O.D.-22mm O.D.	0	0	0	0	42	0
	. 0120139 .	Stock	Adapter 15mm I.D. - 10mm I.D	0	0	9.2	0	49	0
	. 0120140 .	Stock	Adapter 15mm I.D. - 15mm I.D	0	0	9.2	0	49	0
	. 0120141 .	Stock	Adapter 15mm I.D./22mm O.D. -	0	0	9.2	0	100	0
	. 0120142 .	Stock	Adapter 15mm I.D./22mm O.D. -	0	0	0	0	1	0
	. 0120149 .	Stock	Adapter 15mm I.D. - 10mm I.D	0	0	0	0	0	0
	. 0120150 .	Stock	Adapter 15mm I.D. - 15mm I.D	0	0	0	0	0	0
	. 0120151 .	Stock	Adapter 15mm I.D./22mm O.D. -	0	0	0	0	0	0
	. 0120200 .	Stock	Adult MDI Adapter.	0	0	0	0	4	0
	. 0120202 .	Stock	Adult MDI Adapter.	0	0	0	0	6	0
	. 0120210 .	Stock	In-line Aerosol Tee Adapter	0	0	0	0	0	0
	. 0120212 .	Stock	In-line Aerosol Tee Adapter. Pack of 50.	0	0	0	0	0	0
	. 0120300 .	Stock	Wye Connector	0	0	0	0	0	0
	. 0120301 .	Stock	Wye Connector with pressure port.	0	0	0	0	0	0
	. 0120302 .	Stock	Wye Connector with temperature probe	0	0	0	0	0	0
	. 0120303 .	Stock	Wye Connector with temperature probe	0	0	0	0	0	0
	. 0120304 .	Stock	Temperature probe port cap.	0	0	0	0	0	0
	. 0120305 .	Stock	Wye connector 60 degrees.	0	0	0	0	0	0
	. 0120306 .	Stock	Wye connector 90 degrees.	0	0	0	0	0	0
	. 0120307 .	Stock	Wye connector 60 degrees.	0	0	0	0	0	0
	. 0120310 .	Stock	Auto PEEP measurement device.	0	0	0	0	0	0
	. 0121183 .	Stock	`V` mount pole clamp horizontal.	0	0	0	0	0	0
	. 0121192 .	Stock	Threaded Hand Wheel - for 0121196	0	0	0	0	5	0
	. 0121193 .	Stock	Threaded Hand Wheel - for 0121201	0	0	0	0	1	0
	. 0121208 .	Stock	Keypad membrane - MX300i.	0	0	0	0	15	0
	. 0121211 .	Stock	Battery door for AX300 & MX300	3	0	0	3	0	0
	. 0121215 .	Stock	Back panel (Rev. 2) for AX300 & MX300	3	0	0	3	0	0
	. 0121220 .	Stock	Back panel for AN300 & GB300	0	0	0	0	4	0
	. 0121223 .	Stock	Mounting plate for AN300 & GB300	0	0	0	0	0	0
	. 0121225 .	Stock	Universal mounting clamp (large).	0	0	0	0	0	0
	. 0121230 .	Stock	Interconnect Module	0	0	0	0	0	0
	. 0121305 .	Stock	Rubber Overmould - Blue	0	0	0	0	0	0
	. 0121306 .	Stock	MaxConnect T Adapter .	0	0	0	0	0	0
	. 0121318 .	Stock	Remote PSU for use with MAXO2 ME	0	0	0	0	0	0
	. 0121319 .	Stock	Remote PSU for use with MAXO2 ME	0	0	0	0	0	0
	. 0121320 .	Stock	Plug Adapter - US version	0	0	0	0	0	0
	. 0121321 .	Stock	Plug Adapter - UK version	0	0	0	0	0	0
	. 0121322 .	Stock	Plug Adapter - EU version	0	0	0	0	0	0
	. 0121323 .	Stock	Plug Adapter - AUS version	0	0	0	0	0	0
	. 0130100 .	Stock	Molex crimp terminal.	0	0	0	0	9	0
	. 0130110 .	Stock	Harwin M20 Series crimp housing 2 way.	0	0	0	0	20	0
	. 0130111 .	Stock	Harwin M20 Series crimp socket tin.	0	0	0	0	100	0
	. 0130122 .	Stock	male with lock ring``	0	0	0	0	40	0
	. 0130207 .	Stock	Battery holder drawer.	0	0	0	0	0	0
	. 0131195 .	Stock	Sensor cable. 3.5mm mono right angled	0	0	0	0	0	0
	. 0131196 .	Stock	Sensor cable. 3.5mm mono jack to	0	0	0	0	0	0
	. 0131199 .	Stock	Sensor cable. 3.5mm mono jack to	0	0	0	0	5	0
	. 0131200 .	Stock	Oxygen Sensor Cable Black.	5	0	0	5	0	0
	. 0131204 .	Stock	Oxygen Sensor Cable Yellow.	0	0	0	0	0	0
	. 0131206 .	Stock	Battery contacts set - AX300 & MX300	0	0	0	0	0	0
	. 0131207 .	Stock	Battery compartment seal - AX300 & MX300	0	0	0	0	0	0
	. 0131208 .	Stock	Case seal - AX300 & MX300	0	0	0	0	13	0
	. 0131210 .	Stock	AX300i Replacement Case	6.66	0	4.78	6.98	0	0
	. 0131600 .	Stock	Gasket for MAXO2+	0	0	0	0	0	0
	. 0131601 .	Stock	Pan head screw #4-40 for MAXO2+	0	0	0	0	0	0
	. 0131603 .	Stock	Rear assembly for MAXO2+	0	0	0	0	0	0
	. 0131604 .	Stock	Coiled cable for MAXO2+	0	0	0	0	1	0
	. 0131605 .	Stock	Coiled cable for MAXO2+	0	0	0	0	5	0
	. 0131606 .	Stock	Overlay for MAXO2+	0	0	0	0	0	0
	. 0131607 .	Stock	`V` mount assembly for use with	0	0	0	0	0	0
	. 0131620 .	Stock	Soft Cover for use with Maxtec UltraMax	0	0	0	0	0	0
	. 0131621 .	Stock	UltraMax Gas Sampling Tube.	0	0	0	0	0	0
	. 0140200 .	Stock	Oxygen Sensor Rework R-33S1 to R-33DE	0	0	0	0	0	0
	. 0140201 .	Stock	Oxygen Sensor Rework R-22AV to R-22AEX	0	0	0	0	0	0
	. 0150020 .	Stock	Oxygen sensor barrier bag 3 x 5``.``	0	0	0	0	0	0
	. 0150025 .	Stock	Oxygen sensor barrier bag 4 x 6``.``	0	0	0	0	0	0
	. 0150031 .	Stock	Oxygen sensor barrier bag 3.5 x 5``.``	0	0	0	0	0	0
	. 0150035 .	Stock	Oxygen sensor barrier bag 3 x 4``.``	0	0	0	0	0	0
	. 0191210 .	Stock	Maxtec Handi+ Instructions for Use.	0	0	0	0	0	0
	. 0191211 .	Stock	Maxtec Handi+ Instructions for Use.	0	0	0	0	0	0
	. 0191215 .	Stock	MaxO2+A & MAXO2+AE Instructions for Use.	0	0	0	0	0	0
	. 0191220 .	Stock	Maxtec UltraMax Instructions for Use.	0	0	0	0	0	0
	. 0210400 .	Stock	Temperature probe - paediatric	11.43	0	0	11.43	0	0
	. 0210403 .	Stock	Temperature probe - paediatric	11.43	0	0	11.43	0	0
	. 0210404 .	Stock	Temperature probe - adult surface/skin.	11.43	0	0	11.43	0	0
	. 0231120 .	Stock	37204 Thermistor Cable	10.51	0	1.8	10.7	0	0
	. 0250001 .	Stock	Disposable temperature probe covers	0	0	0	0	0	0
	. 0310002 .	Stock	Infant resuscitation cabinet.	0	0	0	0	0	0
	. 0310016 .	Stock	Resuscitation Bed 400mm x 540mm	0	0	0	0	0	0
	. 0310027 .	Stock	Tom Thumb Infant Resuscitator (Air).	0	0	0	0	0	0
	. 0310029 .	Stock	Tom Thumb Infant Resuscitator (Air).	0	0	0	0	0	0
	. 0310030 .	Stock	Tom Thumb Infant Resuscitator.	195	0	0	195	5	975
	. 0310031 .	Stock	Tom Thumb Infant Resuscitator (Oxygen).	197.75	0	0	197.75	2	395.5
	. 0310032 .	Stock	Tom Thumb Infant Resuscitator (Oxygen).	209.62	0	0	209.62	0	0
	. 0310034 .	Stock	Tom Thumb Infant Resuscitator (Oxygen).	209.62	0	0	209.62	0	0
	. 0310036 .	Stock	15mm Female Taper Outlet	0	0	0	0	0	0
	. 0310045 .	Stock	Radiant warmer without mounting bracket.	978.45	0	10.4	1080.21	0	0
	. 0310054 .	Stock	Infant resuscitation cabinet.	0	0	0	0	0	0
	. 0310055 .	Stock	Infant resuscitation cabinet.	0	0	0	0	0	0
	. 0310056 .	Stock	Infant resuscitation cabinet.	0	0	0	0	0	0
	. 0310072 .	Stock	Tom Thumb Infant Resuscitator.	209.62	0	0	209.62	0	0
	. 0310074 .	Stock	Tom Thumb Infant Resuscitator.	0	0	0	0	0	0
	. 0310075 .	Stock	Tom Thumb Infant Resuscitator.	0	0	0	0	0	0
	. 0310076 .	Stock	Tom Thumb Infant Resuscitator.	0	0	0	0	0	0
	. 0310093 .	Stock	Tom Thumb Infant Resuscitator.	195	0	0	195	0	0
	. 0310094 .	Stock	Tom Thumb Infant Resuscitator.	195	0	0	195	0	0
	. 0310096 .	Stock	Tom Thumb Oxygen Vent with Pole Mount	271.07	0	0	271.07	0	0
	. 0310097 .	Stock	Tom Thumb Infant Resuscitator (TG).	195	0	0	195	0	0
	. 0310098 .	Stock	Tom Thumb Oxygen Flow.	0	0	0	0	0	0
	. 0310099 .	Stock	Tom Thumb Oxygen Vent.	271.07	0	0	271.07	0	0
	. 0310100 .	Stock	APGAR Timer - Digital.	100.73	0	0	100.73	20	2014.6
	. 0310109 .	Stock	Low Suction Controller Filter Single.	0	0	0	0	8	0
	. 0310111 .	Stock	Low Suction Controller Filter Single.	0	0	0	0	28	0
	. 0310135 .	Stock	Low suction controller Series S8	0	0	0	0	0	0
	. 0310197 .	Stock	Low-Flow Blender air & oxygen.	0	0	0	0	0	0
	. 0310201 .	Stock	Low-Flow Blender air & oxygen.	680	0	0	680	0	0
	. 0310205 .	Stock	High-Flow Blender air & oxygen.	0	0	0	0	0	0
	. 0310206 .	Stock	High-Flow Blender air & oxygen.	0	0	0	0	0	0
	. 0310220 .	Stock	Blender Buddy with 15 lpm Flowmeter.	0	0	0	0	1	0
	. 0310221 .	Stock	Blender Buddy with 15 lpm Flowmeter &	0	0	0	0	0	0
	. 0310225 .	Stock	MaxVenturi (DISS) with pole mount.	0	0	0	0	0	0
	. 0310226 .	Stock	MaxVenturi (NIST) with pole mount.	0	0	0	0	0	0
	. 0310227 .	Stock	MaxVenturi (DISS) with locking pole	0	0	0	0	0	0
	. 0310228 .	Stock	MaxVenturi (NIST) with locking pole	0	0	0	0	0	0
	. 0310230 .	Stock	MaxVenturi High-Flow 0-120 LPM (DISS)	0	0	0	0	0	0
	. 0310232 .	Stock	MaxVenturi High-Flow 0-120 LPM (DISS)	0	0	0	0	0	0
	. 0310233 .	Stock	MaxVenturi High-Flow 0-120 LPM (NIST)	0	0	0	0	0	0
	. 0310240 .	Stock	DFB Flow Meter Low Flow 0-3 lpm	0	0	0	0	0	0
	. 0310241 .	Stock	DFB Flow Meter Low Flow 0-15 lpm	0	0	0	0	0	0
	. 0310242 .	Stock	DFB Flow Meter Low Flow 0-30 lpm	0	0	0	0	0	0
	. 0310245 .	Stock	DFB Flow Meter High Flow 0-70 lpm	0	0	0	0	0	0
	. 0310246 .	Stock	DFB Flow Meter Low Flow 0-15 lpm	0	0	0	0	0	0
	. 0310250 .	Stock	Tom Thumb Conversion Kit.	9.69	0	0	9.69	22	213.18
	. 0310260 .	Stock	MaxFlo2 Mini	0	0	0	0	0	0
	. 0310270 .	Stock	MaxBlend Lite - Low Flow 0-3 lpm.	0	0	0	0	0	0
	. 0310272 .	Stock	MaxBlend Lite - Low Flow 0-30 lpm.	0	0	0	0	0	0
	. 0310280 .	Stock	MaxBlend Lite - High Flow 0-70 lpm.	0	0	0	0	0	0
	. 0310292 .	Stock	MaxBlend II - Low Flow 0-30 lpm.	0	0	0	0	0	0
	. 0310293 .	Stock	MaxBlend II - High Flow 0-70 lpm.	0	0	0	0	0	0
	. 0310294 .	Stock	MaxBlend II - Low Flow 0-3 lpm.	0	0	0	0	0	0
	. 0310295 .	Stock	MaxBlend II - Low Flow 0-15 lpm.	0	0	0	0	0	0
	. 0310296 .	Stock	MaxBlend II - Low Flow 0-30 lpm.	0	0	0	0	0	0
	. 0310297 .	Stock	MaxBlend II - High Flow 0-70 lpm.	0	0	0	0	0	0
	. 0310298 .	Stock	MaxBlend II - Low Flow 0-30 lpm 60 PSI	0	0	0	0	0	0
	. 0310299 .	Stock	MaxBlend II - Low Flow 0-30 lpm AFNOR	0	0	0	0	0	0
	. 0310300 .	Stock	Radiant warmer without mounting bracket.	787.73	0	0	787.73	0	0
	. 0310305 .	Stock	Radiant warmer with double-jointed wall	0	0	0	0	0	0
	. 0310311 .	Stock	Fixed Wall Mounting Bracket.	0	0	0	0	0	0
	. 0310312 .	Stock	Double Jointed Arm & Wall Mounting	0	0	0	0	6	0
	. 0310313 .	Stock	Double Jointed Arm & Ceiling Anchorage	0	0	0	0	0	0
	. 0310314 .	Stock	Mobile Floor Stand with height	0	0	0	0	1	0
	. 0310315 .	Stock	Double Jointed Arm & Wall Mounting	0	0	0	0	0	0
	. 0320044 .	Stock	Mattress large - infant resuscitation.	0	0	0	0	0	0
	. 0320059 .	Stock	Rail mounted flowmeter with 1m hose and	0	0	0	0	0	0
	. 0320104 .	Stock	Rail Clamp for oxylitre suction hose	0	0	0	0	64	0
	. 0320200 .	Stock	Mounting bracket - Medirail. For use	68	0	0	68	0	0
	. 0320201 .	Stock	Mounting bracket - Medirail. Rev. 2.	68	0	0	68	4	272
	. 0320211 .	Stock	Flowmeter 0 - 70 lpm	0	0	0	0	0	0
	. 0320212 .	Stock	Pole Clamp.	0	0	0	0	0	0
	. 0320214 .	Stock	Rail Mount Bracket.	0	0	0	0	11	0
	. 0320215 .	Stock	Blender Bracket.	0	0	0	0	0	0
	. 0320218 .	Stock	Flowmeter Restricter 8 lpm.	0	0	0	0	0	0
	. 0320219 .	Stock	Flowmeter Restricter 40 lpm.	0	0	0	0	0	0
	. 0320220 .	Stock	Flowmeter tapered outlet connector.	0	0	0	0	8	0
	. 0320410 .	Stock	Oxygen Hose 10ft (NIST to BS probe).	0	0	0	0	0	0
	. 0320411 .	Stock	Air Hose 10ft (NIST to BS probe).	0	0	0	0	0	0
	. 0320412 .	Stock	Oxygen Hose 10ft (DISS to BS probe).	0	0	0	0	0	0
	. 0320413 .	Stock	Air Hose 10ft (DISS to BS probe).	0	0	0	0	0	0
	. 0320451 .	Stock	Blender Bracket - Pole Mount Adjustable	0	0	0	0	0	0
	. 0320453 .	Stock	Blender Bracket - Compact Wall Mount	0	0	0	0	0	0
	. 0320454 .	Stock	Blender Bracket - Wall Mount	0	0	0	0	0	0
	. 0320455 .	Stock	Do not use	0	0	0	0	0	0
	. 0320460 .	Stock	3-in-1 Tubing Adapter.	0	0	0	0	0	0
	. 0320462 .	Stock	3-in-1 Tubing Adapter. Pack of 50	0	0	0	0	0	0
	. 0320463 .	Stock	2-in-1 Tubing Adapter.	0	0	0	0	0	0
	. 0320464 .	Stock	2-in-1 Tubing Adapter. Pack of 5	0	0	0	0	0	0
	. 0320465 .	Stock	2-in-1 Tubing Adapter. Pack of 50	0	0	0	0	0	0
	. 0320466 .	Stock	2-in-1 Muffled Tubing Adapter.	0	0	0	0	0	0
	. 0320467 .	Stock	2-in-1 Muffled Tubing Adapter. Pack 20	0	0	0	0	0	0
	. 0320468 .	Stock	2-in-1 Muffled Tubing Adapter. Pack 50	0	0	0	0	0	0
	. 0330000 .	Stock	Ceratherm Casing Serial Number Label.	0	0	0	0	0	0
	. 0330007 .	Stock	Resuscitation Cabinet Door Hinge RHS.	0	0	0	0	5	0
	. 0330008 .	Stock	Resuscitation Cabinet Door Hinge LHS.	0	0	0	0	5	0
	. 0330011 .	Stock	Resuscitation Cabinet Door Catch	4.85	0	0	4.85	3	14.55
	. 0330022 .	Stock	Door Catch Washer M4	4.25	0	0	4.25	166	705.5
	. 0330030 .	Stock	Dovetail (male)	4.75	0	3.6	4.92	14	68.88
	. 0330035 .	Stock	Suction clear tubing (1m)	0.05	0	3.6	0.05	12	0.6
	. 0330037 .	Stock	Indirect rail mounting kit suction with	0	0	3.6	0	0	0
	. 0330064 .	Stock	Self Tapping Screw No. 6 x 0.5 inch	0	0	0	0	20	0
	. 0330121 .	Stock	Safety grill - for use with Ceratherm.	0	0	0	0	16	0
	. 0330122 .	Stock	Connecting piece complete with electrics	0	0	0	0	0	0
	. 0330129 .	Stock	Nose segment - Ceratherm 600-2.	0	0	0	0	11	0
	. 0330140 .	Stock	Metal Casing	0	0	0	0	0	0
	. 0330148 .	Stock	Ceratherm 600-2 casing screw	0	0	0	0	0	0
	. 0330150 .	Stock	Double hinged arm complete assembly	0	0	0	0	0	0
	. 0330152 .	Stock	Fixed Wall Mounting Bracket.	0	0	0	0	0	0
	. 0330153 .	Stock	Double Jointed Arm & Ceiling Anchorage	0	0	0	0	0	0
	. 0330154 .	Stock	Mobile Floor Stand with height	0	0	0	0	0	0
	. 0330155 .	Stock	Double Jointed Arm & Wall Mounting	0	0	0	0	0	0
	. 0330170 .	Stock	Ceratherm 600-2 Fuse 0.2 AT. Pack of 10.	0	0	0	0	0	0
	. 0330171 .	Stock	Ceratherm 600-2 Fuse 1.6 AT. Pack of 10.	0	0	0	0	0	0
	. 0330172 .	Stock	Ceratherm 600-2 Fuse 3.15 AT. Pack of 10	0	0	0	0	0	0
	. 0330173 .	Stock	Ceratherm 600-2 Chassis	0	0	0	0	0	0
	. 0330174 .	Stock	Ceratherm 600-2 Front Panel	0	0	0	0	0	0
	. 0330175 .	Stock	Ceratherm 600-2 Flat Gasket for Lamp	0	0	0	0	0	0
	. 0330210 .	Stock	Precision Valve	34.99	0	0	34.99	88	3079.12
	. 0330211 .	Stock	Adjustable Valve	43.51	0	0	43.51	91	3959.41
	. 0330216 .	Stock	Screws For Clamp M5	8.62	0	0	8.62	211	1818.82
	. 0330244 .	Stock	Screws For Clamp M6	0	0	0	0	0	0
	. 0330247 .	Stock	Blanking Bolt	0	0	0	0	0	0
	. 0330297 .	Stock	Clamp Spacer - dove tailed.	3.57	0	0	3.57	0	0
	. 0330315 .	Stock	1L Tin paint	0	0	0	0	0	0
	. 0330344 .	Stock	Ceratherm 600-2 Casing Mounting Screws.	0	0	0	0	12	0
	. 0330345 .	Stock	Ceratherm 600-2 Casing Mounting Screw.	0	0	0	0	0	0
	. 0330346 .	Stock	Ceratherm 600-3 Casing Mounting Screws.	0	0	0	0	18	0
	. 0330347 .	Stock	Ceratherm 600-3 Casing Mounting Screw.	0	0	0	0	0	0
	. 0330348 .	Stock	Ceratherm 600 Casing Spacer Sleeves.	0	0	0	0	0	0
	. 0330349 .	Stock	Ceratherm 600 Casing Spacer Sleeve.	0	0	0	0	4	0
	. 0330350 .	Stock	Ceratherm 600-2 & 600-3 Casing	0	0	0	0	0	0
	. 0330351 .	Stock	Ceratherm 600 Casing Warning Labels.	0	0	0	0	0	0
	. 0330352 .	Stock	Ceratherm 600-3 Casing Mounting Screws.	0	0	0	0	0	0
	. 0330353 .	Stock	Ceratherm 600-3 Casing Mounting Screw	0	0	0	0	0	0
	. 0330355 .	Stock	Ceratherm 600-3 Chassis.	0	0	0	0	0	0
	. 0330356 .	Stock	Ceratherm 600-3 Reflector.	0	0	0	0	0	0
	. 0330357 .	Stock	Ceratherm 600-3 Protection Bar. Pk of 2	0	0	0	0	0	0
	. 0330358 .	Stock	Ceratherm 600-3 Reflector Mounting Bolts	0	0	0	0	0	0
	. 0330359 .	Stock	Ceratherm 600-3 Reflector Mounting Bolt	0	0	0	0	0	0
	. 0330360 .	Stock	Ceratherm 600-3 Reflector Mounting	0	0	0	0	0	0
	. 0330361 .	Stock	Ceratherm 600-3 Reflector Mounting	0	0	0	0	0	0
	. 0330362 .	Stock	Ceratherm 600-3 Handle. Pack of 2.	0	0	0	0	0	0
	. 0330363 .	Stock	Ceratherm 600-3 Handle Mounting Screws	0	0	0	0	0	0
	. 0330364 .	Stock	Ceratherm 600-3 Handle Mounting Screw	0	0	0	0	0	0
	. 0330365 .	Stock	Ceratherm 600-3 Cable Holders. Pk of 12	0	0	0	0	0	0
	. 0330366 .	Stock	Ceratherm 600-3 Cable Holder.	0	0	0	0	0	0
	. 0330367 .	Stock	Ceratherm 600-3 LED Holder	0	0	0	0	0	0
	. 0330368 .	Stock	Ceratherm 600-3 LED Centering Plate	0	0	0	0	0	0
	. 0330369 .	Stock	Ceratherm 600-3 LED Mounting Screws.	0	0	0	0	0	0
	. 0330370 .	Stock	Ceratherm 600-3 LED Mounting Screw.	0	0	0	0	0	0
	. 0330371 .	Stock	Ceratherm 600-3 Spacer Sleeves.	0	0	0	0	0	0
	. 0330372 .	Stock	Ceratherm 600-3 Spacer Sleeve.	0	0	0	0	0	0
	. 0330373 .	Stock	Ceratherm 600-3 Lock Nuts M3/SW 5.5	0	0	0	0	0	0
	. 0330374 .	Stock	Ceratherm 600-3 Lock Nut M3/SW 5.5	0	0	0	0	0	0
	. 0330375 .	Stock	Ceratherm 600-3 Lock Nuts M4/SW 7.0	0	0	0	0	0	0
	. 0330376 .	Stock	Ceratherm 600-3 Lock Nut M4/SW 7.0	0	0	0	0	0	0
	. 0330377 .	Stock	Ceratherm 600-3 LED Base.	0	0	0	0	0	0
	. 0330378 .	Stock	Ceratherm 600-3 Power Board.	0	0	0	0	0	0
	. 0330380 .	Stock	Ceratherm 600-3 Mounting Screw.	0	0	0	0	0	0
	. 0330381 .	Stock	Ceratherm 600-3 Power Board Spacer	0	0	0	0	0	0
	. 0330382 .	Stock	Ceratherm 600-3 Power Board Spacer	0	0	0	0	0	0
	. 0330383 .	Stock	Ceratherm 600-3 CPU Board.	0	0	0	0	0	0
	. 0330384 .	Stock	Ceratherm 600-3 Front Panel.	0	0	0	0	0	0
	. 0330385 .	Stock	Isotherm 600-3 Front Panel.	0	0	0	0	0	0
	. 0330386 .	Stock	Ceratherm 600-3 Front Panel Spacer	0	0	0	0	0	0
	. 0330387 .	Stock	Ceratherm 600-3 Front Panel Spacer	0	0	0	0	0	0
	. 0330388 .	Stock	Ceratherm 600-3 Front Panel Mounting	0	0	0	0	0	0
	. 0330389 .	Stock	Ceratherm 600-3 Front Panel Mounting	0	0	0	0	0	0
	. 0330390 .	Stock	Ceratherm 600-3 Potential Equalization	0	0	0	0	0	0
	. 0330391 .	Stock	Ceratherm 600-3 Fuse (unit socket).	0	0	0	0	0	0
	. 0330392 .	Stock	Ceratherm 600-3 Fuse (unit socket).	0	0	0	0	0	0
	. 0330393 .	Stock	Ceratherm 600-3 Fuses (power board).	0	0	0	0	0	0
	. 0330394 .	Stock	Ceratherm 600-3 Fuse (power board)	0	0	0	0	0	0
	. 0330395 .	Stock	Ceratherm 600-3 Insulating Sleeve 1m.	0	0	0	0	0	0
	. 0330396 .	Stock	Isotherm 600-3 Reflector Frame.	0	0	0	0	0	0
	. 0330397 .	Stock	Ceratherm 600-3 Mains Power Cable (CH).	0	0	0	0	0	0
	. 0330398 .	Stock	Ceratherm 600-3 Mains Power Cable (EU)	0	0	0	0	0	0
	. 0330550 .	Stock	APGAR Timer Case Set.	0	0	0	0	0	0
	. 0330552 .	Stock	APGAR Timer Case Rear - Machined &.	0	0	0	0	0	0
	. 0330553 .	Stock	APGAR Timer Case End cap. Painted.	0	0	0	0	3	0
	. 0330554 .	Stock	APGAR Timer PCB v1.0 & LCD assembly.	0	0	0	0	0	0
	. 0330559 .	Stock	Battery Holder BE60 - Grey	0	0	0	0	54	0
	. 0330566 .	Stock	PCB Spacer - Single unit.	0	0	0	0	6	0
	. 0330567 .	Stock	M3 Hex Full Nut zinc plated.	0	0	0	0	402	0
	. 0330568 .	Stock	Screws for end caps.	0	0	0	0	221	0
	. 0330569 .	Stock	Screw caps - Black.	0	0	0	0	0	0
	. 0330571 .	Stock	APGAR timer - keypad membrane & upper	0	0	0	0	0	0
	. 0330581 .	Stock	Threaded socket for rear panel. Single	0	0	0	0	98	0
	. 0332011 .	Stock	Blender - Red Diaphragm	0	0	0	0	0	0
	. 0332016 .	Stock	PSPR024 Auxiliary Outlet.	0	0	0	0	0	0
	. 0332038 .	Stock	Resuscitation Cabinet Rail - Spacer 15mm	0	0	0	0	0	0
	. 0332039 .	Stock	Resuscitation Cabinet Rail - Spacer 20mm	0	0	0	0	0	0
	. 0332041 .	Stock	Resuscitation Cabinet Rail - Screw 35mm	0	0	0	0	921	0
	. 0332042 .	Stock	Resuscitation Cabinet Rail - Screw 35mm	0	0	0	0	3	0
	. 0332043 .	Stock	Resuscitation Cabinet Rail - Lock nut	0	0	0	0	905	0
	. 0332044 .	Stock	Resuscitation Cabinet Rail - Lock nut	0	0	0	0	6	0
	. 0332045 .	Stock	Resuscitation Cabinet Rail - Washer	0	0	0	0	33	0
	. 0332050 .	Stock	Modura Dovetail Rail - 1.5m length	0	0	0	0	0	0
	. 0332052 .	Stock	Modura Solid Rail - 3.0m length	0	0	0	0	0	0
	. 0332057 .	Stock	Resuscitation Cabinet Rail - 0.4m length	0	0	0	0	0	0
	. 0332060 .	Stock	Resuscitation Cabinet MediRail ENDCAP	0	0	0	0	24	0
	. 0332100 .	Stock	Resuscitation Cabinet Door Catch	0	0	0	0	0	0
	. 0339951 .	Stock	MaxBlend High Flow Label	0	0	0	0	0	0
	. 0340012 .	Stock	Training - Resuscitation Cabinet.	0	0	0	0	0	0
	. 0350000 .	Stock	MolyKote PG-54 Plastislip Grease	0	0	0	0	0	0
	. 0350001 .	Stock	Molykote PG-54 Plastislip Grease	0	0	0	0	0	0
	. 0360010 .	Stock	Service Test Cover for use with	0	0	0	0	4	0
	. 0380-0800-11 .	Stock	Ohmeda 3740 Front Panel	0	0	0	0	0	0
	. 0380016 .	Stock	Viamed digital APGAR Timer - Certificate	0	0	0	0	0	0
	. 0380030 .	Stock	Tom Thumb Infant Resuscitator.	195	0	0	195	5	975
	. 0380100 .	Stock	Test & Calibration Check - Bird Blender.	0	0	0	0	0	0
	. 0380101 .	Stock	Bird Blender Overhaul Service Return to	0	0	0	0	0	0
	. 0380400 .	Stock	MaxVenturi Annual Service	0	0	0	0	0	0
	. 0380401 .	Stock	MaxVenturi Overhaul Service	0	0	0	0	0	0
	. 0390058 .	Stock	Label: SteriTouch	0	0	0	0	0	0
	. 0390059 .	Stock	Information sheet booklet: SteriTouch	0	0	0	0	0	0
	. 0390070 .	Stock	Tom Thumb Instruction Manual (Italian)	0	0	0	0	0	0
	. 0391021 .	Stock	Operator manual - Ceratherm 600-3	0	0	0	0	0	0
	. 0391022 .	Stock	Service manual - Ceratherm 600-3	0	0	0	0	0	0
	. 0391023 .	Stock	CD - Ceratherm 600-3	0	0	0	0	0	0
	. 0392002 .	Stock	APGAR Timer Technical Manual	0	0	0	0	0	0
	. 1011001 .	Stock	Press stud 60cm DIN 42 802 (black)	2.67	0	0	2.67	0	0
	. 1011190 .	Stock	Pinch 130cm (shielded) VR set of 5	0	0	0	0	3	0
	. 1011655 .	Stock	ECG cable 3 lead one piece with pinch	0	0	0	0	4	0
	. 1011813 .	Stock	Compatible ECG fly lead cable	0	0	0	0	10	0
	. 1011885 .	Stock	ECG trunk cable 3 lead unshielded	0	0	0	0	0	0
	. 1011886 .	Stock	ECG trunk cable 3 lead unshielded	0	0	0	0	0	0
	. 1012050 .	Stock	ECG trunk cable 3 lead shielded VR	0	0	0	0	0	0
	. 1012051 .	Stock	ECG trunk cable 3 lead shielded VR	0	0	0	0	0	0
	. 1012052 .	Stock	ECG trunk cable 3 lead shielded VR	0	0	0	0	0	0
	. 1012055 .	Stock	ECG cable shielded 3 lead	0	0	0	0	5	0
	. 1012926 .	Stock	ECG leadwire press stud shielded VR	0	0	0	0	0	0
	. 1012927 .	Stock	ECG leadwire press stud shielded VR	0	0	0	0	0	0
	. 1030050 .	Stock	Connector ECG 6 way.	0	0	0	0	10	0
	. 10302-01 .	Stock	White screen for Ventronics	0	0	0	0	0	0
	. 1114020 .	Stock	Phototherapy Masks Type B - Large	0	0	0	0	0	0
	. 1114021 .	Stock	Phototherapy Masks Type B - Medium	0	0	0	0	0	0
	. 1114022 .	Stock	Phototherapy Masks Type B - Small	0	0	0	0	0	0
	. 1114025 .	Stock	Phototherapy Masks Type C - Large	0	0	0	0	0	0
	. 1114026 .	Stock	Phototherapy Masks Type C - Medium	0	0	0	0	0	0
	. 1114027 .	Stock	Phototherapy Masks Type C - Small	0	0	0	0	0	0
	. 1114030 .	Stock	Phototherapy Masks Type D - Large	0	0	0	0	0	0
	. 1114031 .	Stock	Phototherapy Masks Type D - Medium	0	0	0	0	0	0
	. 1114032 .	Stock	Phototherapy Masks Type D - Small	0	0	0	0	0	0
	. 1114050 .	Stock	Viamed IV Armboard - Small.	0	0	0	0	0	0
	. 1114051 .	Stock	Viamed IV Armboard - Medium.	0	0	0	0	0	0
	. 1114052 .	Stock	Viamed IV Armboard - Large	0	0	0	0	0	0
	. 1122503 .	Stock	ECG 3 leadwire set.	0	0	0	0	0	0
	. 1123103 .	Stock	Oxydome recyclable accessory pack	0	0	0	0	0	0
	. 1131050 .	Stock	Silicone curtain/flap.	0	0	0	0	6	0
	. 1131080 .	Stock	Silicone curtain/flap.	0	0	0	0	0	0
	. 1132000 .	Stock	Nascor 2B-M3 - Main PCB	0	0	0	0	1	0
	. 1132001 .	Stock	Nascor 2B-M3 - SpO2 PCB	0	0	0	0	0	0
	. 1132002 .	Stock	Nascor 2B-M3 - Display PCB	0	0	0	0	0	0
	. 1132003 .	Stock	Nascor 2B-M3 - Keypad Membrane	0	0	0	0	0	0
	. 1132004 .	Stock	Nascor 2B-M3 - Rear Panel	0	0	0	0	1	0
	. 1132010 .	Stock	Nascor 2B-M3 - Upper Casing Label	0	0	0	0	2	0
	. 1132011 .	Stock	Nascor 2B-M3 - Upper Casing	0	0	0	0	2	0
	. 1132012 .	Stock	Nascor 2B-M3 - Lower Casing includes	0	0	0	0	0	0
	. 1132013 .	Stock	Nascor 2B-M3 - Lower Casing Label	0	0	0	0	0	0
	. 1132014 .	Stock	Nascor 2B-M3 - Suction Cup Foot.	0	0	0	0	3	0
	. 1132015 .	Stock	Nascor 2B-M3 - Casing Screw Set	0	0	0	0	1	0
	. 1132021 .	Stock	Nascor 2B-M3 - Oxygen Sensor Input Skt.	0	0	0	0	0	0
	. 1132022 .	Stock	Nascor 2B-M3 - Calibration control knob	0	0	0	0	0	0
	. 1134006 .	Stock	EyeMax 2 Neonatal Phototherapy Mask.	0	2.9	0	0	4	0
	. 1134007 .	Stock	EyeMax 2 Neonatal Phototherapy Mask.	0	2.9	0	0	25	0
	. 1134010 .	Stock	Sample Pack. EyeMax 2	1.25	2.9	0	1.29	0	0
	. 1134011 .	Stock	Sample Pack. EyeMax 2	1.89	2.9	0	1.94	22	42.68
	. 1134020 .	Stock	Phototherapy Mask Type B - Large	0	0	0	0	0	0
	. 1134021 .	Stock	Phototherapy Mask Type B - Medium	0	0	0	0	0	0
	. 1134022 .	Stock	Phototherapy Mask Type B - Small	0	0	0	0	0	0
	. 1134025 .	Stock	Phototherapy Mask Type C - Large	0	0	0	0	0	0
	. 1134026 .	Stock	Phototherapy Mask Type C - Medium	0	0	0	0	0	0
	. 1134027 .	Stock	Phototherapy Mask Type C - Small	0	0	0	0	0	0
	. 1134030 .	Stock	Phototherapy Mask Type D - Large	0	0	0	0	0	0
	. 1134031 .	Stock	Phototherapy Mask Type D - Medium	0	0	0	0	0	0
	. 1134032 .	Stock	Phototherapy Mask Type D - Small	0	0	0	0	0	0
	. 1134050 .	Stock	Viamed IV Armboard - Small	0	0	0	0	0	0
	. 1134051 .	Stock	Viamed IV Armboard - Medium	0	0	0	0	0	0
	. 1134052 .	Stock	Viamed IV Armboard - Large	0	0	0	0	0	0
	. 1134053 .	Stock	Viamed IV Armboard - Sample Pack.	0	0	0	0	0	0
	. 1410000 .	Stock	Foetal Heart Simulator model V1000.	295	0	0	295	2	590
	. 1430301 .	Stock	V1000 Transducer Mount.	3.35	0	3	3.45	199	686.55
	. 1430309 .	Stock	V1000 Transducer interface cushion.	0	0	0	0	-3	0
	. 1430313 .	Stock	Ribbon Cable 10 core 28 AWG. 30.5m	0	0	0	0	0	0
	. 1430319 .	Stock	V1000 Transducer interface cushion (v2).	0	0	0	0	0	0
	. 1430325 .	Stock	Label - Warranty void if broken	0	0	0	0	193	0
	. 1430326 .	Stock	Label - Tamper Evident	0	0	0	0	0	0
	. 1490003 .	Stock	V1000 Technical Manual	0	0	0	0	0	0
	. 1920010 .	Stock	Amecosy test box temeperature simulation	0	0	0	0	0	0
	. 1920011 .	Stock	Amecosy service kit	0	0	0	0	0	0
	. 192010 .	Stock	Amecosy test box temeperature simulation	0	0	0	0	0	0
	. 192011 .	Stock	Amecosy service kit	0	0	0	0	0	0
	. 1993 .	Stock	Fixed elbow 22M/15F-15M * 7.6mm port.	0	0	0	0	119	0
	. 2030001 .	Stock	DryMax Neo 330mm 280mm.	0	0	0	0	149	0
	. 2030005 .	Stock	DryMax Neo 330mm 280mm. Sample pack.	0.11	0	0	0.11	1	0.11
	. 224-911 .	Stock	DCPP3 Plug DC POWER 1.3mm	0	0	0	0	9	0
	. 2310006 .	Stock	Oxygen hood/tent - standard.	26.95	0	47	39.62	0	0
	. 2310013 .	Stock	Oxygen hood/tent - standard.	36.32	0	47	53.39	19	1014.41
	. 2330001 .	Stock	Oxygen hood/tent - standard.	0	0	0	0	0	0
	. 2330003 .	Stock	Oxygen hood/tent - standard.	0	0	0	0	3	0
	. 2330006 .	Stock	Oxygen hood/tent - standard.	0	0	0	0	0	0
	. 2330010 .	Stock	Oxygen hood/tent - standard.	0	0	0	0	0	0
	. 2330011 .	Stock	Oxygen hood/tent - standard.	0	0	0	0	0	0
	. 2330013 .	Stock	Oxygen hood/tent - standard.	0	0	0	0	0	0
	. 2330014 .	Stock	Oxygen hood/tent - standard.	0	0	0	0	0	0
	. 2330075 .	Stock	Oxygen hood/tent - NICU.	0	0	0	0	1	0
	. 2330100 .	Stock	Low birthweight tenthouse	0	0	0	0	1	0
	. 2330140 .	Stock	Babyshield - infant heat shield	0	0	0	0	7	0
	. 2510001 .	Stock	Microstim DB3 - Supramaximal Nerve	35.37	0	0	35.37	0	0
	. 2510005 .	Stock	Microstim DB3 Tester	0	0	0	0	3	0
	. 2510010 .	Stock	Microstim DB3 (Vet) - Supramaximal Nerve	35.37	0	0	35.37	3	106.11
	. 2520010 .	Stock	Patient Lead - Red.	0	0	0	0	0	0
	. 2520011 .	Stock	Patient Lead - Black.	0	0	0	0	0	0
	. 2520020 .	Stock	Microstim DB3 - Patient Lead.	2.85	0	0	2.85	6	17.1
	. 2520021 .	Stock	Microstim DB3 - Patient Lead.	2.85	0	0	2.85	2	5.7
	. 2530000 .	Stock	Microstim DB3 - PCB (unpopulated)	0	0	0	0	0	0
	. 2530021 .	Stock	Microstim DB3 - PIC Processor	0	0	0	0	0	0
	. 2530022 .	Stock	Microstim DB3 - DIP Socket 18 Contacts	0	0	0	0	0	0
	. 2530026 .	Stock	Microstim DB3 - Transformer BW-1416	0	0	0	0	0	0
	. 2530054 .	Stock	Microstim DB3 - PIC Processor	0	0	0	0	50	0
	. 2530091 .	Stock	Microstim DB3 - Mode Switch & Bezel.	0	0	0	0	101	0
	. 2530109 .	Stock	Microstim DB3 Tester - Resistor 1K	0	0	0	0	0	0
	. 2550004 .	Stock	Microstim DB3 - Electrodes. Box of 300.	30.15	0	0	30.15	0	0
	. 2580001 .	Stock	Annual Service Contract - Microstim DB3	0	0	0	0	0	0
	. 2590011 .	Stock	Microstim DB3 Output Specifications	0	0	0	0	0	0
	. 2590014 .	Stock	Microstim DB3 - Technical Manual.	0	0	0	0	0	0
	. 2590022 .	Stock	Operator manual - Microstim DB3.	0	0	0	0	0	0
	. 2590100 .	Stock	Label for 2510001	0	0	0	0	0	0
	. 2590101 .	Stock	Label for 2510001	0	0	0	0	0	0
	. 2590102 .	Stock	Label for 2510001	0	0	0	0	0	0
	. 2710449 .	Stock	Light Cloud Donut Head Positioner.	0	0	0	0	0	0
	. 2710500 .	Stock	Bean Bag 10 (l) x 20`` (w).``	0	0	0	0	0	0
	. 2710501 .	Stock	Bean Bag with gel overlay.	0	0	0	0	0	0
	. 2710502 .	Stock	Bean Bag 20 (l) x 20`` (w).``	0	0	0	0	0	0
	. 2710503 .	Stock	Bean Bag with gel overlay.	0	0	0	0	0	0
	. 2710507 .	Stock	Bean Bag extra large with cut-out.	0	0	0	0	0	0
	. 2710509 .	Stock	Bean Bag vac pac gel overlay with	0	0	0	0	0	0
	. 2710532 .	Stock	Bean Bag - with gel layer	0	0	0	0	0	0
	. 2730521 .	Stock	Disposable Covers - Steep Trendelenburg	0	0	0	0	2	0
	. 2810017 .	Stock	MD300-A Pulse Oximeter Hand Held.	0	0	0	0	0	0
	. 2810030 .	Stock	PulseOx 5500 Finger Pulse Oximeter.	0	0	0	0	0	0
	. 2810031 .	Stock	ChekMate Finger Pulse Oximeter.	0	0	0	0	0	0
	. 2810035 .	Stock	PulseOx 7500F Pulse Oximeter.	0	0	0	0	0	0
	. 2810040 .	Stock	MD300-C41 - Green Finger Pulse Oximeter	0	0	0	0	0	0
	. 2810041 .	Stock	MD300-C41 - Grey Finger Pulse Oximeter	0	0	0	0	9	0
	. 2810042 .	Stock	MD300C41 - Pink Finger Pulse Oximeter	0	0	0	0	0	0
	. 2810043 .	Stock	MD300C41 - Purple Finger Pulse Oximeter	0	0	0	0	1	0
	. 2810305 .	Stock	Adult sensor for use with MD300W	0	0	0	0	0	0
	. 2810700 .	Stock	MD2000A Pulse Oximeter.	0	0	0	0	0	0
	. 2810701 .	Stock	MD2000A Pulse Oximeter & Chart Recorder.	0	0	0	0	1	0
	. 2810710 .	Stock	MD2000A-E Pulse Oximeter.	0	0	0	0	0	0
	. 2810711 .	Stock	MD2000A-E Pulse Oximeter & Chart	0	0	0	0	0	0
	. 2819009 .	Stock	MD300C5 Paediatric Finger Pulse Oximeter	0	0	0	0	5	0
	. 2819010 .	Stock	MD300-C Finger Pulse Oximeter.	0	0	0	0	0	0
	. 2819011 .	Stock	MD300-D Finger Pulse Oximeter.	0	0	0	0	9	0
	. 2819015 .	Stock	MD300-C22 Finger Pulse Oximeter.	0	0	0	0	5	0
	. 2820012 .	Stock	Silicone cover - clear for MD300-D	0	0	0	0	506	0
	. 2820030 .	Stock	Case for PulseOx 5500	0	0	0	0	0	0
	. 2820031 .	Stock	Case for ChekMate Finger Pulse Oximeter.	0	0	0	0	0	0
	. 2820050 .	Stock	SpO2 finger sensor - hard shell adult.	0	0	0	0	0	0
	. 2820051 .	Stock	SpO2 extension cable - Beijing Choice.	0	0	0	0	1	0
	. 2820710 .	Stock	Protective Carrying Case - for use with	0	0	0	0	1	0
	. 2820715 .	Stock	Power Inverter - for use with	0	0	0	0	1	0
	. 2830043 .	Stock	Hinge button - yellow for MD300C Finger	0	0	0	0	0	0
	. 2830048 .	Stock	Hinge button - grey for MD300F Finger	0	0	0	0	0	0
	. 2830052 .	Stock	Hinge cover for MD300 C/D/F Series	0	0	0	0	0	0
	. 2830053 .	Stock	Hinge cover for MD300 C/D/F Series	0	0	0	0	23	0
	. 2830056 .	Stock	Function button for MD300E Series Finger	0	0	0	0	0	0
	. 2830057 .	Stock	Function button for MD300F Series Finger	0	0	0	0	0	0
	. 2830060 .	Stock	Lanyard for MD300 C/D/F Series Finger	0	0	0	0	22	0
	. 2830100 .	Stock	Function button - pink (red) for MD300C5	0	0	0	0	89	0
	. 2830101 .	Stock	Function button - blue for MD300C5	0	0	0	0	2	0
	. 2830110 .	Stock	Display cover - pink (red) for MD300C5	0	0	0	0	89	0
	. 2830111 .	Stock	Display cover - blue for MD300C5	0	0	0	0	1	0
	. 2850000 .	Stock	Battery 1.5V AAA. Pack of 2.	0	0	0	0	43	0
	. 2850001 .	Stock	Battery 1.5V AAA. Pack of 40.	0	0	0	0	7	0
	. 2850700 .	Stock	Chart Paper - Single Roll.	0	0	0	0	2	0
	. 2850701 .	Stock	Chart Paper - Pack of 4 Rolls.	0	0	0	0	2	0
	. 2890105 .	Stock	Leaflet - MD300-C4 Finger Pulse	0	0	0	0	0	0
	. 2890106 .	Stock	Leaflet - MD300-C22 Finger Pulse	0	0	0	0	0	0
	. 2890107 .	Stock	Leaflet - MD300-C63 Finger Pulse	0	0	0	0	0	0
	. 2890120 .	Stock	Leaflet - MD300 Series	0	0	0	0	0	0
	. 3020065 .	Stock	Protective boot (purple) for use with	0	0	0	0	0	0
	. 3210011 .	Stock	NeoPEEP neonatal single patient use	0	0	0	0	5	0
	. 3210012 .	Stock	NeoPEEP neonatal single patient use	0	0	0	0	0	0
	. 3210013 .	Stock	NeoPEEP neonatal single patient use	0	0	0	0	19	0
	. 3210014 .	Stock	NeoPEEP neonatal single patient use	0	0	0	0	0	0
	. 3210015 .	Stock	Soft Adaptor - Neonatal Patient Circuit	0	0	0	0	141	0
	. 3210022 .	Stock	NeoPEEP neonatal single patient use	0	0	0	0	0	0
	. 3210023 .	Stock	NeoPEEP neonatal single patient use	0	0	0	0	-1	0
	. 3210030 .	Stock	Classic latex free single patient use	0	0	0	0	0	0
	. 3210031 .	Stock	Classic latex free single patient use	0	0	0	0	0	0
	. 3210032 .	Stock	Classic latex free single patient use	0	0	0	0	0	0
	. 3210040 .	Stock	BVM PEEP valve & adapter single use.	0	0	0	0	0	0
	. 3210050 .	Stock	PVC Clearview latex free single patient	0	0	0	0	0	0
	. 3210051 .	Stock	PVC Clearview latex free single patient	0	0	0	0	0	0
	. 3210052 .	Stock	PVC Clearview latex free single patient	0	0	0	0	0	0
	. 3210060 .	Stock	Reusable silicone round facemask	0	0	0	0	0	0
	. 3210061 .	Stock	Reusable silicone round facemask	0	0	0	0	0	0
	. 3210062 .	Stock	Reusable silicone round facemask	0	0	0	0	0	0
	. 3210067 .	Stock	Single use silicone round facemask	0	0	0	0	0	0
	. 3210068 .	Stock	Single use silicone round facemask	0	0	0	0	0	0
	. 3210069 .	Stock	Single use silicone round facemask	0	0	0	0	0	0
	. 3210073 .	Stock	Single use silicone round facemask	0	0	0	0	0	0
	. 3210074 .	Stock	Single use silicone round facemask	0	0	0	0	16	0
	. 3210075 .	Stock	Single use silicone round facemask	0	0	0	0	0	0
	. 3210076 .	Stock	Single use silicone round facemask	0	0	0	0	2	0
	. 3210077 .	Stock	Single use silicone round facemask	0	0	0	0	7	0
	. 3210078 .	Stock	Single use silicone round facemask	0	0	0	0	0	0
	. 3210080 .	Stock	KTL cushion mask #1 neonate	0	0	0	0	0	0
	. 3210081 .	Stock	KTL cushion mask #2 infant	0	0	0	0	0	0
	. 3210082 .	Stock	KTL cushion mask #3 paediatric with	0	0	0	0	0	0
	. 3330050 .	Stock	NIBP connector - Datex monitor.	0	0	0	0	4	0
	. 3410000 .	Stock	Barkey Plasmatherm.	0	0	0	0	0	0
	. 3410010 .	Stock	Barkey Warming Center II.	0	0	0	0	0	0
	. 3410011 .	Stock	Barkey Warming Center III.	0	0	0	0	0	0
	. 3410020 .	Stock	Barkey Autocontrol 3XPT.	0	0	0	0	0	0
	. 3410030 .	Stock	Barkey Autoline 1 XPT.	0	0	0	0	0	0
	. 3410031 .	Stock	Barkey Autoline 2 XPT.	0	0	0	0	0	0
	. 3410032 .	Stock	Barkey Autoline 3 XPT.	0	0	0	0	0	0
	. 3410033 .	Stock	Barkey Autoline 4 XPT.	0	0	0	0	0	0
	. 3410035 .	Stock	Barkey Autoline 4R.	0	0	0	0	0	0
	. 3410040 .	Stock	Barkey Paddytherm I XPT.	0	0	0	0	0	0
	. 3410041 .	Stock	Barkey Paddytherm II XPT.	0	0	0	0	0	0
	. 3410050 .	Stock	Barkey Handytherm II XPT.	0	0	0	0	0	0
	. 3410060 .	Stock	Barkey Autotherm 1 XPT.	0	0	0	0	0	0
	. 3410061 .	Stock	Barkey Autotherm 2 XPT.	0	0	0	0	0	0
	. 3410062 .	Stock	Barkey Autotherm 3 XPT.	0	0	0	0	0	0
	. 3410063 .	Stock	Barkey Autotherm 4 XPT.	0	0	0	0	0	0
	. 3410064 .	Stock	Barkey Autotherm 5 XPT.	0	0	0	0	0	0
	. 3410065 .	Stock	Barkey Autotherm 6 XPT.	0	0	0	0	0	0
	. 3410066 .	Stock	Barkey Autotherm 7 XPT.	0	0	0	0	0	0
	. 3410067 .	Stock	Barkey Autotherm 8 XPT.	0	0	0	0	0	0
	. 3410068 .	Stock	Barkey Autotherm 9 XPT.	0	0	0	0	0	0
	. 3410069 .	Stock	Barkey Autotherm 12 XPT.	0	0	0	0	0	0
	. 3410070 .	Stock	Barkey Autotherm 13 XPT.	0	0	0	0	0	0
	. 3410080 .	Stock	Barkey Thermcare Plus XPT	0	0	0	0	0	0
	. 3410100 .	Stock	Rescuetherm I with magnetic plug.	0	0	0	0	0	0
	. 3410101 .	Stock	Rescuetherm I with vehicle adapter plug	0	0	0	0	0	0
	. 3410102 .	Stock	Rescuetherm II.	0	0	0	0	0	0
	. 3410103 .	Stock	Rescuetherm III.	0	0	0	0	0	0
	. 3410104 .	Stock	Rescuetherm IV.	0	0	0	0	0	0
	. 3410110 .	Stock	Rescuecase I.	0	0	0	0	0	0
	. 3410111 .	Stock	Rescuecase warming backpack.	0	0	0	0	0	0
	. 3410112 .	Stock	Rescuecase backpack I for warming	0	0	0	0	0	0
	. 3410113 .	Stock	Rescuebag I. Rescue warming neck bag.	0	0	0	0	0	0
	. 3410114 .	Stock	Rescuebag II. Rescue warming belt bag.	0	0	0	0	0	0
	. 3410120 .	Stock	Plug connection 12 V for rescue case.	0	0	0	0	0	0
	. 3410121 .	Stock	Plug connection 12 V for rescue case.	0	0	0	0	0	0
	. 3410130 .	Stock	Hot water bottle warmer 12 V with	0	0	0	0	0	0
	. 3410131 .	Stock	Hot water bottle warmer 12 V with	0	0	0	0	0	0
	. 3410132 .	Stock	Hot water bottle warmer car plug	0	0	0	0	0	0
	. 3410135 .	Stock	Hot water bottle 0.8 l.	0	0	0	0	0	0
	. 3410136 .	Stock	Hot water bottle 2.0 l.	0	0	0	0	0	0
	. 3410140 .	Stock	Power supply 230 V 50 Hz to 12 V 40 W	0	0	0	0	0	0
	. 3410141 .	Stock	Extension lead. 4 m 12 V	0	0	0	0	0	0
	. 3410142 .	Stock	Extension lead. 4 m 12 V	0	0	0	0	0	0
	. 3410150 .	Stock	Envelope I rapid packing aid for	0	0	0	0	0	0
	. 3410151 .	Stock	Envelope II rapid packing aid for	0	0	0	0	0	0
	. 3410152 .	Stock	Envelope III rapid packing aid for	0	0	0	0	0	0
	. 3410160 .	Stock	Thermcare Rescue I.	0	0	0	0	0	0
	. 3410161 .	Stock	Thermcare Rescue II.	0	0	0	0	0	0
	. 3410170 .	Stock	Protection cover for all infusion sets.	0	0	0	0	0	0
	. 3410171 .	Stock	Infusion tube warmer 12 v 39 degrees C	0	0	0	0	0	0
	. 3410180 .	Stock	Universal belt for attaching infusions.	0	0	0	0	0	0
	. 3420000 .	Stock	Protocol printer.	0	0	0	0	0	0
	. 3420001 .	Stock	Bar code scanner.	0	0	0	0	0	0
	. 3420020 .	Stock	External temperature sensor XPT.	0	0	0	0	0	0
	. 3420021 .	Stock	Room temperature sensor XPT.	0	0	0	0	0	0
	. 3420022 .	Stock	Standard rail with stand clamp for	0	0	0	0	0	0
	. 3420023 .	Stock	Stand with deposition basket.	0	0	0	0	0	0
	. 3420050 .	Stock	Rod holder for Barkey Handytherm.	0	0	0	0	0	0
	. 3450000 .	Stock	Barkey dry paper for Plasmatherm.	0	0	0	0	0	0
	. 3480000 .	Stock	Annual full service - Barkey Plasmatherm	0	0	0	0	0	0
	. 3610020 .	Stock	Stethoscope - Nurse Stethoscope	0	0	0	0	0	0
	. 3610021 .	Stock	Stethoscope - Nurse Stethoscope	0	0	0	0	0	0
	. 3610030 .	Stock	Stethoscope - Dual Head.	0	0	0	0	0	0
	. 3610031 .	Stock	Stethoscope - Dual Head.	0	0	0	0	0	0
	. 3610041 .	Stock	Stethoscope - Dual Head Paediatric.	0	0	0	0	0	0
	. 3610081 .	Stock	Stethoscope - Stainless Steel	0	0	0	0	0	0
	. 3610095 .	Stock	Stethoscope - Stainless Steel	0	0	0	0	0	0
	. 3710011 .	Stock	Sonotrax Basic A - Ultrasonic Pocket	0	0	0	0	1	0
	. 3810002 .	Stock	Removable I.D. Bracelets Newborn.	0	0	0	0	0	0
	. 3810003 .	Stock	Removable I.D. Bracelets Premie.	0	0	0	0	0	0
	. 3810004 .	Stock	Removable I.D. Bracelets Newborn.	0	0	0	0	0	0
	. 3810005 .	Stock	Removable I.D. Bracelets Premie.	0	0	0	0	0	0
	. 3810035 .	Stock	Posey SecureSleeve - Small Soft	0	0	0	0	0	0
	. 3810036 .	Stock	Posey SecureSleeve - Medium Soft	0	0	0	0	0	0
	. 3810037 .	Stock	Posey SecureSleeve - Large Soft	0	0	0	0	0	0
	. 3810038 .	Stock	Posey SecureSleeve - X-Large Soft	0	0	0	0	0	0
	. 3810063 .	Stock	Posey Foam Trach Ties X-Large	0	0	0	0	0	0
	. 3810070 .	Stock	Posey Secure Ties Small	0	0	0	0	0	0
	. 3810071 .	Stock	Posey Secure Ties Medium	0	0	0	0	0	0
	. 3810072 .	Stock	Posey Secure Ties Large	0	0	0	0	0	0
	. 3810079 .	Stock	Delete	0	0	0	0	0	0
	. 3810080 .	Stock	Posey Cufflator Endotracheal Tube	0	0	0	0	0	0
	. 3810090 .	Stock	Posey Phototherapy Eye Protector - Small	0	0	0	0	0	0
	. 3810091 .	Stock	Posey Phototherapy Eye Protector -	0	0	0	0	0	0
	. 3810092 .	Stock	Posey Phototherapy Eye Protector -	0	0	0	0	0	0
	. 3830000 .	Stock	Removable I.D. Bracelet Newborn.	0	0	0	0	10	0
	. 3830001 .	Stock	Removable I.D. Bracelet Premie.	0	0	0	0	0	0
	. 3830005 .	Stock	Removable I.D. Bracelets - Sample Pack.	0	0	0	0	10	0
	. 3830010 .	Stock	Posey IV Armboard - Infant	0	0	0	0	0	0
	. 3830011 .	Stock	Posey IV Armboard - Paediatric	0	0	0	0	0	0
	. 3830013 .	Stock	Posey IV Armboard - Sample Pack.	0	0	0	0	17	0
	. 3830020 .	Stock	Posey IV Shield.	0	0	0	0	11	0
	. 3830021 .	Stock	Posey IV Shield - sample pack.	0	0	0	0	10	0
	. 3830041 .	Stock	Posey SecureSleeve - Attachment Clip	0	0	0	0	0	0
	. 3830042 .	Stock	Posey SecureSleeve - Attachment Clip	0	0	0	0	0	0
	. 3830060 .	Stock	Posey Foam Trach Tie Small	0	0	0	0	0	0
	. 3830061 .	Stock	Posey Foam Trach Tie - Sample Pack	0	0	0	0	4	0
	. 3833-007-1 .	Stock	Tapered connector.	0	0	0	0	21	0
	. 401AC .	Stock	Temperature probe - Esophageal/rectal	0	0	0	0	7	0
	. 4130050 .	Stock	Diaphragm Protector for use with	0	0	0	0	18	0
	. 4210011 .	Stock	Duoscope Adult - Macintosh 3 & Child -	0	0	0	0	0	0
	. 4210012 .	Stock	Duoscope Adult - Macintosh 4 & Child -	0	0	0	0	0	0
	. 4210013 .	Stock	Duoscope Adult - Macintosh 4 & Adult -	0	0	0	0	0	0
	. 4210021 .	Stock	Duoscope Adult - Macintosh 3 & Child -	0	0	0	0	0	0
	. 4210022 .	Stock	Duoscope Adult - Macintosh 4 & Child -	0	0	0	0	0	0
	. 4210023 .	Stock	Duoscope Adult - Macintosh 4 & Adult -	0	0	0	0	0	0
	. 4310063 .	Stock	Flowsensor SpiroTrue D with 2.2m double	0	0	0	0	0	0
	. 4310065 .	Stock	Flowsensor SpiroTrue E with 2.0m double	0	0	0	0	0	0
	. 4310070 .	Stock	Flowsensor SpiroTrue PED with 2.2m	0	0	0	0	0	0
	. 4310101 .	Stock	OEM Flow A-F Module 5V DC 12 bit 500Hz	0	0	0	0	0	0
	. 4310110 .	Stock	OEM Flow H Module 5V DC	0	0	0	0	0	0
	. 4310120 .	Stock	OEM Temperature Module 5 - 24 V DC	0	0	0	0	0	0
	. 4330001 .	Stock	Flowsensor SpiroTrue A.	0	0	0	0	6	0
	. 4330002 .	Stock	Flowsensor SpiroTrue A (PC).	0	0	0	0	0	0
	. 4330003 .	Stock	Flowsensor SpiroTrue H.	0	0	0	0	0	0
	. 4330014 .	Stock	Adapter for SpiroTrue D/H.	0	0	0	0	500	0
	. 4330015 .	Stock	Hook for SpiroTrue D/H.	0	0	0	0	500	0
	. 4330063 .	Stock	Flowsensor SpiroTrue D with 2.2m double	0	0	0	0	0	0
	. 4330064 .	Stock	Flowsensor SpiroTrue D with 3.2m double	0	0	0	0	0	0
	. 4390004 .	Stock	Instructions Flowsensor - APC	0	0	0	0	0	0
	. 4400010 .	Stock	Upper Case Assembly	0	0	0	0	0	0
	. 4400020 .	Stock	Upper Case Assembly	0	0	0	0	0	0
	. 4400030 .	Stock	Upper Case Assembly	0	0	0	0	0	0
	. 4400040 .	Stock	Lower Case Assembly rev.0	0	0	0	0	0	0
	. 4400041 .	Stock	Lower Case Assembly rev.1	0	0	0	0	0	0
	. 4400042 .	Stock	Lower Case Assembly rev.2 with Battery	0	0	0	0	1	0
	. 4400050 .	Stock	Lower Case Assembly rev.0	0	0	0	0	0	0
	. 4400051 .	Stock	Lower Case Assembly rev.1	0	0	0	0	0	0
	. 4400052 .	Stock	Lower Case Assembly rev.2 with Battery	0	0	0	0	0	0
	. 4400060 .	Stock	Case Housing Screw Kit	0	0	0	0	0	0
	. 4400090 .	Stock	Complete VM-2500-MG Case Housing rev.2	0	0	0	0	0	0
	. 4400100 .	Stock	Main PCB Assembly includes OLED display	0	0	0	0	0	0
	. 4400110 .	Stock	Main PCB Assembly includes OLED display	0	0	0	0	0	0
	. 4400120 .	Stock	Main PCB Assembly includes OLED display	0	0	0	0	0	0
	. 4400130 .	Stock	Power PCB Assembly	0	0	0	0	0	0
	. 4410521 .	Stock	Capnograph VM-2500-S	0	0	0	0	0	0
	. 44201100 .	Stock	Do not use	0	0	0	0	0	0
	. 44201109 .	Stock	Do not use	0	0	0	0	0	0
	. 44201122 .	Stock	Do not use.	0	0	0	0	0	0
	. 4420173 .	Stock	Delete	0	0	0	0	0	0
	. 4420506 .	Stock	IRMA AX+ analyzer for use with Multi-Gas	0	0	0	0	1	0
	. 4420512 .	Stock	IRMA airway adapter - adult/paediatric	0	0	0	0	0	0
	. 4420522 .	Stock	IRMA airway adapter - infant adapter.	0	0	0	0	7	0
	. 4420527 .	Stock	Nomoline PhaseIn.	0	0	0	0	0	0
	. 4420529 .	Stock	Nomoline for use with VM-2500-S.	0	0	0	0	0	0
	. 4420530 .	Stock	Nomoline for use with VM-2500-S. Box 25	0	0	0	0	0	0
	. 4420590 .	Stock	Rechargeable Li-Poly battery CT-2500 for	0	0	0	0	5	0
	. 4420597 .	Stock	USB cable for use with Viamed	0	0	0	0	0	0
	. 4420598 .	Stock	Power supply for use with VM-2500 Series	0	0	0	0	0	0
	. 4420614 .	Stock	ISA Medirail Holder	0	0	0	0	10	0
	. 4420616 .	Stock	IRMA Medirail Holder	0	0	0	0	0	0
	. 4420617 .	Stock	ISA Medirail Holder Insert	0	0	0	0	0	0
	. 4420630 .	Stock	Carrying case - custom version.	0	0	0	0	1	0
	. 4420670 .	Stock	15mm adapter I.D. 2.0 mm.	0	0	0	0	0	0
	. 4420671 .	Stock	15mm adapter I.D. 2.5 mm.	0	0	0	0	0	0
	. 4420672 .	Stock	15mm adapter I.D. 3.0 mm.	0	0	0	0	0	0
	. 4420673 .	Stock	15mm adapter I.D. 3.5 mm.	0	0	0	0	0	0
	. 4420674 .	Stock	15mm adapter I.D. 4.0 mm.	0	0	0	0	0	0
	. 4420675 .	Stock	15mm adapter I.D. 5.0 mm.	0	0	0	0	0	0
	. 4420676 .	Stock	15mm adapter I.D. 6.0 mm.	0	0	0	0	0	0
	. 4420677 .	Stock	15mm adapter I.D. 7.0 mm.	0	0	0	0	0	0
	. 4420678 .	Stock	15mm adapter I.D. 8.0 mm.	0	0	0	0	0	0
	. 4420679 .	Stock	15mm adapter I.D. 9.0 mm.	0	0	0	0	0	0
	. 4420680 .	Stock	15mm adapter I.D. 10.0 mm.	0	0	0	0	18	0
	. 4421180 .	Stock	Delete	0	0	0	0	0	0
	. 4421181 .	Stock	Delete	0	0	0	0	0	0
	. 4430000 .	Stock	FLOCAP CO2 & Flow Indicator	0	0	0	0	0	0
	. 4430001 .	Stock	FLOCAP - sample pack.	0	0	0	0	21	0
	. 4430002 .	Stock	FLOCAP CO2 & Flow Indicator	0	0	0	0	0	0
	. 4430600 .	Stock	Delete	0	0	0	0	0	0
	. 4430601 .	Stock	Delete	0	0	0	0	0	0
	. 4430602 .	Stock	Delete	0	0	0	0	0	0
	. 4440011 .	Stock	Labour - IRMA AX+ Analyzer	0	0	0	0	0	0
	. 4480500 .	Stock	Calibration check - Capnograph VM-2500-M	0	0	0	0	0	0
	. 4490011 .	Stock	Quick start guide - VM-2500-MG	0	0	0	0	0	0
	. 4490021 .	Stock	Operating Manual - VM-2500-MG	0	0	0	0	0	0
	. 4490050 .	Stock	Operator manual (CD) - Viamed VM-2500.	0	0	0	0	0	0
	. 4490055 .	Stock	Operator manual (CD) - Viamed VM-2500-MG	0	0	0	0	0	0
	. 4490094 .	Stock	Leaflet - Capnograph Accessories	0	0	0	0	0	0
	. 4490113 .	Stock	Leaflet - Sampling Lines Chart	0	0	0	0	0	0
	. 4490114 .	Stock	Leaflet - LLM Sampling Lines Options	0	0	0	0	0	0
	. 4490115 .	Stock	Leaflet - Viamed Sampling Lines Options	0	0	0	0	0	0
	. 4490120 .	Stock	Instructions for Use - VersaStream	0	0	0	0	0	0
	. 4490121 .	Stock	Instructions for Use - VersaStream	0	0	0	0	0	0
	. 4510010 .	Stock	Patient Monitor - Aria	0	0	0	0	0	0
	. 4510011 .	Stock	Patient Monitor - Aria	0	0	0	0	0	0
	. 4510015 .	Stock	Charging Base - for use with Aria	0	0	0	0	0	0
	. 4510050 .	Stock	Auxiliary Display - 19	0	0	0	0	0	0
	. 4510051 .	Stock	Auxiliary Display - 20	0	0	0	0	0	0
	. 4510052 .	Stock	Auxiliary Display - 21	0	0	0	0	0	0
	. 4510063 .	Stock	Auxiliary Display - 23	0	0	0	0	0	0
	. 4510090 .	Stock	Display mounting arm - small THINSTALL	0	0	0	0	0	0
	. 4510091 .	Stock	Display mounting arm - Kontour	0	0	0	0	0	0
	. 4520020 .	Stock	IRMA CO2 analyzer	0	0	0	0	0	0
	. 4710011 .	Stock	AlcoTrue P Professional Breathalyser	0	0	0	0	0	0
	. 4710015 .	Stock	AlcoTrue C Breathalyser	0	0	0	0	1	0
	. 4710021 .	Stock	AlcoPrint Printer Set - EU	0	0	0	0	1	0
	. 4710030 .	Stock	AlcoTrue M Breathalyser Kit - UK	0	0	0	0	0	0
	. 4710031 .	Stock	AlcoTrue M Breathalyser Kit - EU	0	0	0	0	0	0
	. 4710032 .	Stock	AlcoTrue P Breathalyser Kit - UK	0	0	0	0	0	0
	. 4710033 .	Stock	AlcoTrue P Breathalyser Kit - EU	0	0	0	0	0	0
	. 4720020 .	Stock	AlcoTrue Carrying Case - Small	0	0	0	0	1	0
	. 4720022 .	Stock	USB Li-Poly Battery Charger Mains Power	0	0	0	0	1	0
	. 4730010 .	Stock	AlcoTrue Mouthpiece 1 piece	0	0	0	0	0	0
	. 4730011 .	Stock	AlcoPrint Paper Roll	0	0	0	0	0	0
	. 4730012 .	Stock	AlcoTrue Battery Holder (4 x AA)	0	0	0	0	0	0
	. 4730013 .	Stock	AlcoTrue USB Cable	0	0	0	0	0	0
	. 4730014 .	Stock	AlcoPrint Printer	0	0	0	0	0	0
	. 4730015 .	Stock	AlcoPrint Printer Cable	0	0	0	0	0	0
	. 4730016 .	Stock	AlcoPrint Mains Power Supply - UK	0	0	0	0	0	0
	. 4730017 .	Stock	AlcoPrint Mains Power Supply - EU	0	0	0	0	0	0
	. 4730018 .	Stock	AlcoPrint Power Adapter - Vehicle	0	0	0	0	0	0
	. 4730019 .	Stock	AlcoTrue USB Li-Poly Battery Charger	0	0	0	0	0	0
	. 4730020 .	Stock	AlcoTrue USB Li-Poly Battery Charger	0	0	0	0	0	0
	. 4730021 .	Stock	AlcoTrue M/P PC Software CD	0	0	0	0	0	0
	. 4730030 .	Stock	AlcoTrue A319 Electrochemical Sensor	0	0	0	0	0	0
	. 4780010 .	Stock	AlcoTrue - Calibration.	0	0	0	0	0	0
	. 4790010 .	Stock	Instructions for Use - AlcoTrue (M)	0	0	0	0	0	0
	. 4790011 .	Stock	Instructions for Use - AlcoTrue P	0	0	0	0	0	0
	. 4790012 .	Stock	Instructions for Use - AlcoTrue C	0	0	0	0	0	0
	. 4790022 .	Stock	Leaflet - AlcoTrue P	0	0	0	0	0	0
	. 4790023 .	Stock	Leaflet - AlcoTrue P Technical Sheet	0	0	0	0	0	0
	. 4790024 .	Stock	Leaflet - AlcoTrue C	0	0	0	0	0	0
	. 4850001 .	Stock	Stat-Padz II - Single	0	0	0	0	0	0
	. 4850002 .	Stock	Pedi-Padz II (Paediatric) - Single	0	0	0	0	0	0
	. 4850003 .	Stock	CPR Stat-Padz - Zoll Defibrillator	0	0	0	0	0	0
	. 4850004 .	Stock	CPR Stat-Padz - Single Zoll	0	0	0	0	0	0
	. 4850005 .	Stock	CPR-D Padz & First Responder Kit Single	0	0	0	0	0	0
	. 5110010 .	Stock	NeoFlow Neonatal Resuscitaion Circuit.	0	0	0	0	0	0
	. 5110011 .	Stock	NeoFlow Neonatal Resuscitaion Circuit.	0	0	0	0	0	0
	. 5110012 .	Stock	NeoFlow Neonatal Resuscitaion Circuit.	0	0	0	0	0	0
	. 5110015 .	Stock	NeoFlow Neonatal Resuscitaion Circuit.	0	0	0	0	0	0
	. 5110016 .	Stock	NeoFlow Neonatal Resuscitaion Circuit.	0	0	0	0	0	0
	. 5110017 .	Stock	NeoFlow Neonatal Resuscitaion Circuit.	0	0	0	0	0	0
	. 5110027 .	Stock	NeoFlow Neonatal Resuscitaion Circuit.	0	0	0	0	0	0
	. 5212000 .	Stock	NIBP OEM Module	0	0	0	0	0	0
	. 5212020 .	Stock	NIBP Viamed VM-2020	0	0	0	0	0	0
	. 5310010 .	Stock	CO Screen CO Breath Monitor	0	0	0	0	0	0
	. 5310020 .	Stock	CO Check + Baby CO Breath Monitor.	0	0	0	0	0	0
	. 5310021 .	Stock	CO Check Pro Baby CO Breath Monitor.	0	0	0	0	0	0
	. 5320000 .	Stock	Soft Shell Carry Case for CO Breath	0	0	0	0	0	0
	. 5320001 .	Stock	Hard Shell Carry Case for CO Breath.	0	0	0	0	0	0
	. 5330010 .	Stock	CO2 Sensor for CO Screen	0	0	0	0	0	0
	. 5330011 .	Stock	CO2 Sensor for CO Check Baby	0	0	0	0	0	0
	. 5350010 .	Stock	SafeBreath Filtered Mouthpieces 22mm	0	0	0	0	0	0
	. 5350020 .	Stock	12 Litre Can - 100ppm CO balance air.	0	0	0	0	0	0
	. 5350021 .	Stock	Control Valve for 12 Litre Can.	0	0	0	0	0	0
	. 5350030 .	Stock	Bacterial Cleansing Wipes (125 per tub).	0	0	0	0	0	0
	. 5350031 .	Stock	Bacterial Cleansing Wipes (125 per tub).	0	0	0	0	0	0
	. 5380001 .	Stock	CO Monitor - Calibration Certificate	0	0	0	0	0	0
	. 5410010 .	Stock	Novin S1600 (M) Portable/Bedside Patient	0	0	0	0	0	0
	. 5410011 .	Stock	Novin S1600 (M) Portable/Bedside Patient	0	0	0	0	0	0
	. 5410020 .	Stock	Novin S1800 (M) Portable/Bedside Patient	0	0	0	0	0	0
	. 5410021 .	Stock	Novin S1800 (M) Portable/Bedside Patient	0	0	0	0	0	0
	. 5410022 .	Stock	Novin S1800 S/Zagros (M) 12 Slim``	0	0	0	0	0	0
	. 5410030 .	Stock	Alborz B5 (M) Bedside Patient Monitor.	0	0	0	0	0	0
	. 5410031 .	Stock	Alborz B9 (M) Bedside Patient Monitor.	0	0	0	0	0	0
	. 5410032 .	Stock	Alborz B9 Modular without Module.	0	0	0	0	0	0
	. 5410040 .	Stock	Aria 4.3 (M) with F1 Charger.``	0	0	0	0	0	0
	. 5410041 .	Stock	Aria 5 (M) with F1 Charger.``	0	0	0	0	0	0
	. 5410050 .	Stock	SAHAND Central Station.	0	0	0	0	0	0
	. 5410060 .	Stock	Dena 650 Electrocardiograph 4 display.`	0	0	0	0	0	0
	. 5410061 .	Stock	Dena 650 Electrocardiograph 5 display.`	0	0	0	0	0	0
	. 543-248 .	Stock	Foot screw fixing grey.	0	0	0	0	76	0
	. 5610010 .	Stock	PM5300SO Oxygen Analyzer	0	0	0	0	0	0
	. 5610050 .	Stock	PM5300 Series Low Flow Air/O2 Blender.	0	0	0	0	0	0
	. 5610100 .	Stock	Oxygen Flowmeter Compact (0-15 L/min)	0	0	0	0	0	0
	. 5610110 .	Stock	Oxygen Flowmeter 1MFA Series Chrome	0	0	0	0	0	0
	. 5610120 .	Stock	Oxygen Flowmeter Compact (0-15 L/min)	0	0	0	0	0	0
	. 5610130 .	Stock	Oxygen Flowmeter 1MFA Series Chrome	0	0	0	0	0	0
	. 5610300 .	Stock	Vac Check Digital	0	0	0	0	0	0
	. 5610310 .	Stock	PM9000 Vac Trap Base Model.	0	0	0	0	0	0
	. 5610311 .	Stock	PM9001 Vac Trap Ohmeda Style Bottle	0	0	0	0	0	0
	. 5610312 .	Stock	PM9002 Vac Trap DISS Hex	0	0	0	0	0	0
	. 5610313 .	Stock	PM9003 Vac Trap DISS Hand Tight.	0	0	0	0	0	0
	. 5610314 .	Stock	PM9004 Vac Trap DISS Male.	0	0	0	0	0	0
	. 5610315 .	Stock	PM9005 Vac Trap 90 degree Ohmeda.	0	0	0	0	0	0
	. 5610316 .	Stock	PM9006 Vac Trap 90 degree Chemetron.	0	0	0	0	0	0
	. 5610317 .	Stock	PM9007 Vac Trap 90 degree Puritan	0	0	0	0	0	0
	. 5610318 .	Stock	PM9008 Vac Trap 90 degree Oxequip.	0	0	0	0	0	0
	. 5610319 .	Stock	PM9009 Vac Trap 90 degree DISS	0	0	0	0	0	0
	. 5610330 .	Stock	Vac Trap Reusable.	0	0	0	0	0	0
	. 5610351 .	Stock	Tracheostomy Tube Guard case of 25.	0	0	0	0	0	0
	. 5610360 .	Stock	Endotracheal Tube Holder case of 10.	0	0	0	0	0	0
	. 5620001 .	Stock	Oxygen Sensor & Flow Diverter - 504877	0	0	0	0	0	0
	. 5620002 .	Stock	Oxygen Sensor Cable - 504937	0	0	0	0	0	0
	. 5620003 .	Stock	PM5900 V Mount Bracket - 505010	0	0	0	0	0	0
	. 56200033 .	Stock	Delete	0	0	0	0	0	0
	. 5620004 .	Stock	PM5900 V Mount Bracket Screw - 505120	0	0	0	0	0	0
	. 5620005 .	Stock	Wall Mount with Screws (2) - 505189	0	0	0	0	0	0
	. 5620006 .	Stock	Vertical Pole Mount - 505013	0	0	0	0	0	0
	. 5620007 .	Stock	Horizontal Pole Mount - 505014	0	0	0	0	0	0
	. 5620008 .	Stock	Rail Mount - Horizontal.	0	0	0	0	0	0
	. 5620009 .	Stock	Oxygen Monitor/Analyzer Bracket	0	0	0	0	0	0
	. 5620010 .	Stock	SensO2 Oxygen Sensor Supply	0	0	0	0	0	0
	. 5620011 .	Stock	T Piece - 505126T	0	0	0	0	0	0
	. 5620012 .	Stock	Flow Diverter - 505344	0	0	0	0	0	0
	. 5620060 .	Stock	Blender Condensation Trap - PM15-45	0	0	0	0	0	0
	. 5620065 .	Stock	Primary Outlet Fitting Kit DISS	0	0	0	0	0	0
	. 5620066 .	Stock	Auxiliary Outlet Fitting Kit DISS	0	0	0	0	0	0
	. 5620071 .	Stock	Sensor Tee	0	0	0	0	0	0
	. 5620074 .	Stock	Flowmeter Output Connector - Plastic	0	0	0	0	0	0
	. 5620083 .	Stock	Flowmeter 0-15 lpm with DISS inlet.	0	0	0	0	0	0
	. 5620084 .	Stock	Flowmeter 0-15 lpm with DISS inlet.	0	0	0	0	0	0
	. 5620085 .	Stock	Flowmeter 0-15 lpm with DISS inlet.	0	0	0	0	0	0
	. 5620090 .	Stock	Flowmeter 0-1 lpm with DISS inlet.	0	0	0	0	0	0
	. 5620091 .	Stock	Flowmeter 0-1 lpm with DISS inlet.	0	0	0	0	0	0
	. 5620112 .	Stock	Air Hose Assembly NIST - NIST.	0	0	0	0	0	0
	. 5620123 .	Stock	Oxygen Hose Assembly NIST - DIN.	0	0	0	0	0	0
	. 5620124 .	Stock	Air Hose Assembly NIST - DIN.	0	0	0	0	0	0
	. 5620125 .	Stock	Air Hose Assembly NIST - DIN.	0	0	0	0	0	0
	. 5620132 .	Stock	Oxygen Hose Assembly NIST - AFNOR.	0	0	0	0	0	0
	. 5620133 .	Stock	Air Hose Assembly NIST - AFNOR.	0	0	0	0	0	0
	. 5620134 .	Stock	Air Hose Assembly NIST - AFNOR.	0	0	0	0	0	0
	. 5620135 .	Stock	Air Hose Assembly NIST - AFNOR.	0	0	0	0	0	0
	. 5620140 .	Stock	Oxygen Hose Assembly NIST - BS.	0	0	0	0	0	0
	. 5620141 .	Stock	Air Hose Assembly NIST - BS.	0	0	0	0	0	0
	. 5620142 .	Stock	Air Hose Assembly NIST - BS.	0	0	0	0	0	0
	. 5620143 .	Stock	Oxygen Hose Assembly NIST - BS.	0	0	0	0	0	0
	. 5620144 .	Stock	Air Hose Assembly NIST - BS.	0	0	0	0	0	0
	. 5620145 .	Stock	Air Hose Assembly NIST - BS.	0	0	0	0	0	0
	. 5620150 .	Stock	Oxygen Hose Assembly NIST - AGA.	0	0	0	0	0	0
	. 5620151 .	Stock	Air Hose Assembly NIST - AGA.	0	0	0	0	0	0
	. 5620152 .	Stock	Air Hose Assembly NIST - AGA.	0	0	0	0	0	0
	. 5620153 .	Stock	Oxygen Hose Assembly NIST - AGA.	0	0	0	0	0	0
	. 5620154 .	Stock	Air Hose Assembly NIST - AGA.	0	0	0	0	0	0
	. 5620155 .	Stock	Air Hose Assembly NIST - AGA.	0	0	0	0	0	0
	. 5620162 .	Stock	Do not use.	0	0	0	0	0	0
	. 5620165 .	Stock	Do not use.	0	0	0	0	0	0
	. 5620181 .	Stock	Flowmeter 0-15 lpm with DISS inlet.	0	0	0	0	0	0
	. 5620192 .	Stock	Flowmeter 0-3 lpm with DISS inlet.	0	0	0	0	0	0
	. 5620203 .	Stock	Oxygen Hose Assembly NIST - AGA.	0	0	0	0	0	0
	. 5620210 .	Stock	Flowmeter 0-70 lpm with DISS inlet.	0	0	0	0	0	0
	. 5630000 .	Stock	Delete	0	0	0	0	0	0
	. 5630001 .	Stock	Battery Cover for PM5900.	0	0	0	0	0	0
	. 5630002 .	Stock	Rubber Feet (qty 4) for PM5900.	0	0	0	0	0	0
	. 5630003 .	Stock	Monitor Wall Mount.	0	0	0	0	0	0
	. 5630004 .	Stock	Monitor Wall Mount Screws (2).	0	0	0	0	0	0
	. 5630050 .	Stock	Blender Service Kit PM5300 Low Flow NIST	0	0	0	0	0	0
	. 5630051 .	Stock	Blender Service Kit PM5300 Low Flow DISS	0	0	0	0	0	0
	. 5690000 .	Stock	PM5900 Oxygen Monitor User Manual	0	0	0	0	0	0
	. 5690050 .	Stock	Blender Service Manual - PM5300 Series	0	0	0	0	0	0
	. 5690100 .	Stock	Leaflet - PM5900 Oxygen Monitor	0	0	0	0	0	0
	. 5700000 .	Stock	S063 Pressure Control Unit ref. 1228	0	0	0	0	0	0
	. 5710000 .	Stock	S063 Peristaltic Pump	0	0	0	0	0	0
	. 5730000 .	Stock	S063 Control PCB ref. 1226	0	0	0	0	0	0
	. 5730001 .	Stock	S063 Interface Card ref. MNA2022A	0	0	0	0	0	0
	. 5730002 .	Stock	S063 Pump Head ref. 033.3451.00K	0	0	0	0	0	0
	. 5730003 .	Stock	Label set	0	0	0	0	0	0
	. 5750000 .	Stock	S063 Lubricant Grease 10ml	0	0	0	0	0	0
	. 5780000 .	Stock	Inspection & Service - S063 Pump	0	0	0	0	0	0
	. 7900000 .	Stock	Oxygen Analyzer without sensor -	0	0	0	0	0	0
	. 7930121 .	Stock	VN202 Mk2 Display PCB Assembly.	0	0	0	0	0	0
	. 7930295 .	Stock	NM-Argon Display Window	0	0	0	0	0	0
	. 7930328 .	Stock	Sampling Line Luer Lock	0	0	0	0	0	0
	. 7930329 .	Stock	Sampling Line Luer Lock	0	0	0	0	0	0
	. 7930331 .	Stock	Aluminium Tubing 3.97mm 30cm length.	0	0	0	0	0	0
	. 7930332 .	Stock	Aluminium Tubing 3.97mm 10cm length.	0	0	0	0	0	0
	. 7930333 .	Stock	Self Adhesive Fixing Clips. Pack of 50	0	0	0	0	0	0
	. 7930334 .	Stock	Self Adhesive Fixing Clips.	0	0	0	0	0	0
	. 7930335 .	Stock	Sensor Input Cap Tubing Connector -	0	0	0	0	0	0
	. 7930336 .	Stock	Sensor Input Cap Tubing Connector -	0	0	0	0	0	0
	. 7930337 .	Stock	Grommets - 4.0mm. Pack of 100	0	0	0	0	0	0
	. 7930338 .	Stock	Grommet - 4.0mm.	0	0	0	0	0	0
	. 7930346 .	Stock	Velcor heavy duty (hook & fastener)	0	0	0	0	0	0
	. 7930348 .	Stock	Pump Box Black - unmachined.	0	0	0	0	0	0
	. 7930349 .	Stock	Pump Box Black - machined.	0	0	0	0	0	0
	. 7930350 .	Stock	Bumper Feet - Stick On Black	0	0	0	0	0	0
	. 7930352 .	Stock	Sensor Cable	0	0	0	0	0	0
	. 7930353 .	Stock	Sensor Cable	0	0	0	0	0	0
	. 7930354 .	Stock	Sensor Cable Jack Plug	0	0	0	0	0	0
	. 7940290 .	Stock	Production labour - Thermoseal NM-Argon	0	0	0	0	0	0
	. 89000001 .	Stock	Front ring- mounted plug(DPK1)	0	0	0	0	131	0
	. 89000005 .	Stock	Shell w/o tongue- mounted plug	0	0	0	0	63	0
	. 89000008 .	Stock	Screw M2.5x10- mounted plug	0	0	0	0	102	0
	. 89000010 .	Stock	SocketHousingMountedPlug(DPK1)	0	0	0	0	61	0
	. 9700010 .	Stock	VN202 PCB sub assembly - populated &	0	0	0	0	31	0
	. 9710017 .	Stock	Oxygen Sensor - Diving R17VAN	0	0	0	0	0	0
	. 9710100 .	Stock	Oxygen Analyser - VN202 instrument only.	0	0	0	0	0	0
	. 9710101 .	Stock	Oxygen Analyser - VN202 with sensor.	0	0	0	0	0	0
	. 9710102 .	Stock	Oxygen Analyser - VN202 with sensor &	0	0	0	0	0	0
	. 9710103 .	Stock	Oxygen Analyser - VN202 with sensor &	0	0	0	0	0	0
	. 9710110 .	Stock	Quick-Ox	0	0	0	0	0	0
	. 9710111 .	Stock	DIN Kit	0	0	0	0	0	0
	. 9720010 .	Stock	Wall mount for VN202	0	0	0	0	0	0
	. 9720011 .	Stock	A clamp for VN202	0	0	0	0	0	0
	. 9730014 .	Stock	Delete	0	0	0	0	0	0
	. 9730180 .	Stock	Conversion Cable:	0	0	0	0	0	0
	. 9730181 .	Stock	R-22AT Adapter Cap	0	0	0	0	0	0
	. 9732000 .	Stock	TEK-OX. Raw From Justec	0	0	0	0	0	0
	. 9910-340S .	Stock	1l VacSax standard bore liner - Single	1.25	0	0	1.25	13	16.25
	. 9910001 .	Stock	EU Certificate of Origin	0	0	0	0	0	0
	. 9910002 .	Stock	Arab-British Certificate of Origin	0	0	0	0	0	0
	. 9910121 .	Stock	Viamed Promotional Coaster.	0	0	0	0	0	0
	. 9910122 .	Stock	Viamed Promotional Mug Pack.	0	0	0	0	0	0
	. 9910500 .	Stock	Mains cable. Schuko to IEC C13 socket.	4.25	0	0	4.25	0	0
	. 9919990 .	Stock	Replaced by Viamed VersaStream range.	0	0	0	0	0	0
	. 9930128 .	Stock	Split ring for lanyard.	0	0	0	0	7	0
	. 9940100 .	Stock	SBRI project subcontractor costs for:	0	0	0	0	0	0
	. 9940110 .	Stock	SBRI project travel & susbsistence	0	0	0	0	0	0
	. 9940111 .	Stock	SBRI project group & susbsistence	0	0	0	0	0	0
	. 9940120 .	Stock	SBRI project - focus groups attendance	0	0	0	0	0	0
	. 9940121 .	Stock	SBRI project - focus groups travel	0	0	0	0	0	0
	. 9940130 .	Stock	SBRI project costs:	0	0	0	0	0	0
	. 9950046 .	Stock	Battery 1.5V AAA 1175 mAh.	0	0	0	0	323	0
	. 9950050 .	Stock	Battery 1.5V AA 2700 mAh.	0.66	0	0	0.66	0	0
	. 9950055 .	Stock	Battery Alkaline Manganese 9V 550 mAh.	2.5	0	0	2.5	84	210
	. 9950060 .	Stock	Battery 1.5V C 7750 mAh.	0	0	0	0	0	0
	. 9950061 .	Stock	Battery 1.5V C 7750 mAh.	0	0	0	0	0	0
	. 9950065 .	Stock	Battery 1.5V D 18000 mAh	0	0	0	0	0	0
	. 9950090 .	Stock	Battery - rechargeable 1.5V AAA.	0	0	0	0	18	0
	. 9950091 .	Stock	Batteries - rechargeable 1.5V AAA.	0	0	0	0	2	0
	. 9950095 .	Stock	Battery - rechargeable 1.5V AA.	0	0	0	0	0	0
	. 9950097 .	Stock	Batteries - rechargeable 1.5V AA.	0	0	0	0	0	0
	. 9950098 .	Stock	Battery charger for 1.5 V AA & AAA	0	0	0	0	0	0
	. 9950099 .	Stock	Battery charger for 1.5 V AA & AAA	0	0	0	0	0	0
	. 9950450 .	Stock	TECcare Control - Surface Wipes	0	0	0	0	0	0
	. 9950452 .	Stock	TECcare Control - Surface Wipes	0	0	0	0	0	0
	. 9950454 .	Stock	TECcare Control - Textured Surface Wipes	0	0	0	0	0	0
	. 9950460 .	Stock	TECcare Control - Fluid Trigger Spray	0	0	0	0	0	0
	. 9950490 .	Stock	TECcare Protect - Hand Sanitiser 50ml	0	0	0	0	0	0
	. 9950492 .	Stock	TECcare Protect - Hand Sanitiser 600ml	0	0	0	0	0	0
	. 9990120 .	Stock	Viamed UK Catalogue - Pulse Oximetry	0	0	0	0	0	0
	. A70642 .	Stock	Battery Cover TED60T.	4	0	0	4	0	0
	. B-551 .	Stock	Battery drawer TED200T7 oxygen monitor	23.39	0	4.78	24.51	0	0
	. B40578B .	Stock	TED 60T PCB	0	0	0	0	0	0
	. DB37 .	Stock	10K Potentiometer	6.6	0	0	6.6	0	0
	. DB65 .	Stock	Drilled/Labelled Case	5.29	0	0	5.29	0	0
	. DB66 .	Stock	Battery lead	0	0	0	0	0	0
	. I-47 .	Stock	7126	0	0	0	0	0	0
	. L-189 .	Stock	LED TED200	0	0	0	0	0	0
	. M5702103 .	Stock	DL3000 Case back raw	0	0	0	0	0	0
	. O-211 .	Stock	O Ring For Flow Divertor	0.58	0	0	0.58	0	0
	. PAYPAL .	Stock	Paypal Charges	0	0	0	0	0	0
	. PP8533/SF .	Stock	Sliding Front for use with PP8533	0	0	0	0	0	0
	. PP8562/SF .	Stock	Sliding Front for use with PP8562	0	0	0	0	0	0
	. PP8662/1 .	Stock	Side Port for use with PP8020 Oxygen	0	0	0	0	0	0
	. PP8662/2 .	Stock	Side Port for use with PP8055 Oxygen	0	0	0	0	0	0
	. PP8772 .	Stock	Oxygen hood - special.	0	0	0	0	0	0
	. PP8773 .	Stock	Oxygen hood - special.	0	0	0	0	0	0
	. PP8776 .	Stock	Hoskins Cot Lid - One Piece	0	0	0	0	0	0
	. PP8780 .	Stock	Oxygen Hood - Size 1 without sliding	0	0	0	0	0	0
	. PP8783 .	Stock	Oxygen Hood - Size 1 without sliding	0	0	0	0	0	0
	. PP8784 .	Stock	Oxygen Hood - Size 2 without sliding	0	0	0	0	0	0
	. PP8785 .	Stock	Oxygen Hood - Size 3 without sliding	0	0	0	0	0	0
	. PP8789 .	Stock	Arjo-Huntleigh Cot Lid	0	0	0	0	0	0
	. PP8790 .	Stock	Arjo-Huntleigh Cot Lid - One Piece	0	0	0	0	0	0
	. PPEBAY .	Stock	Delivery Charge	0	0	0	0	0	0
	. PPUPSV1 .	Stock	Courier delivery - EXW (Incoterms 2010)	0	0	0	0	0	0
	. PPUPSV2 .	Stock	Courier delivery - EXW (Incoterms 2010)	0	0	0	0	0	0
	. PPUPSV3 .	Stock	Courier delivery - EXW (Incoterms 2010)	0	0	0	0	0	0
	. R100P17-001 .	Stock	Keypad (grey) for MaxBlend High-Flow.	0	0	0	0	0	0
	. R212P10 .	Stock	LCD for OM25-ME	0	0	0	0	0	0
	. R212P30-001 .	Stock	Main PCB assembly for OM25-ME	0	0	0	0	0	0
	. R885 .	Stock	Radiolucent leadwires. 2mm snap lock pin	0	0	0	0	8	0
	. TC402 .	Stock	Heating Element Fixing Assembly for	0	0	0	0	20	0
	. TESTITEM .	Stock	test	0	0	0	0	0	0
	. 0010111 .	Stock_writeoff 2018	Bottom shell (white). Pack of 25	0.225	0	0	0.23	171		39.33
	. 0010112 .	Stock_writeoff 2018	SpO2 finger probe - top shell (white).	0.01	0	0	0.01	141		1.41
	. 0010130 .	Stock_writeoff 2018	Viamed SpO2 finger probe top pad	0.0531	0	0	0.05	186		9.3
	. 0010131 .	Stock_writeoff 2018	Viamed SpO2 finger probe bottom pad	0.0443	0	0	0.04	188		7.52
	. 0010140 .	Stock_writeoff 2018	Viamed SpO2 finger probe spring.	0.126	0	0	0.13	2		0.26
	. 0010150 .	Stock_writeoff 2018	Viamed SpO2 finger probe strain reliefs	0.0164	0	0	0.02	181		3.62
	. 0010160 .	Stock_writeoff 2018	Pad mounting (white). Pack of 50	0.02	0	0	0.02	270		5.4
	. 0010180 .	Stock_writeoff 2018	Button (white). Pack of 50	0.185	0	0	0.19	319		60.61
	. 0010602 .	Stock_writeoff 2018	12 pin cable plug kit grey.	6.34	0	3.8	6.58	25		164.5
	. 0010618 .	Stock_writeoff 2018	Connector strain reliefs black.	3.724	0	0	3.72	64		238.08
	. 0010710 .	Stock_writeoff 2018	Compu-shield modular plug kit black	1.95	0	0	1.95	156		304.2
	. 0010727 .	Stock_writeoff 2018	Sub miniature D connector receptacle kit	1.33	0	0	1.33	222		295.26
	. 0019688 .	Stock_writeoff 2018	SpO2 extension cable P968E8.	20.6	0	0	20.6	11		226.6
	. 0019968 .	Stock_writeoff 2018	SpO2 extension cable P996E8.	0	0	0	0	3		0
	. 0030940 .	Stock_writeoff 2018	Detector - Ceramic 3.90mm2	4.77	0	4	4.96	0		0
	. 0030982 .	Stock_writeoff 2018	Emitters - Ceramic. 2DL 660/905nm	1.2	0	1.2	1.21	4		4.84
	. 0210401 .	Stock_writeoff 2018	Temperature probe - adult	11.43	0	0	11.43	2		22.86
	. 0210701 .	Stock_writeoff 2018	Temperature probe - adult	11.43	0	0	11.43	1		11.43
	. 0320025 .	Stock_writeoff 2018	1/2 litre suction jar holder.	12	0	0	12	1		12
	. 1011002 .	Stock_writeoff 2018	Press Stud 60cm DIN 42 802 (white)	0	0	0	0	3		0
	. 1011644 .	Stock_writeoff 2018	3 lead one piece ECG cable press stud	0	0	0	0	3		0
	. 1011856 .	Stock_writeoff 2018	Hewlett-Packard Style 3 Unshielded	0	0	0	0	5		0
	. 1011920 .	Stock_writeoff 2018	S+W Style 3 lead shielded cable	0	0	0	0	5		0
	. 1012015 .	Stock_writeoff 2018	Datex Style 3 Lead Shielded Cable	0	0	0	0	2		0
	. 10549-01 .	Stock_writeoff 2018	Cable ret.	0	0	0	0	9		0
	. 1230061 .	Stock_writeoff 2018	Luer - lock nut white.	0	0	0	0	12		0
	. A-11088 .	Stock_writeoff 2018	Non Conductive Tee (Tele)	0	0	0	0	22		0
	. A-46974 .	Stock_writeoff 2018	Anode Pin	0	0	0	0	50		0
	. A-52175 .	Stock_writeoff 2018	IC (TED200T)	0	0	0	0	3		0
	. DB26 .	Stock_writeoff 2018	Switching Diode 1N4148	0	0	0	0	384		0
	. MS1027 .	Stock_writeoff 2018	3.3M Resistor 0.33w 5%	0.02	0	0	0.02	35		0.7
	. OXY-SL3 .	Stock_writeoff 2018	SpO2 interconnect cable Ohmeda OxyTip+.	0	0	0	0	1		0
	. Z10005520-04 .	Stock_writeoff 2018		0	0	0	0	0		0
	. Z10008509-01 .	Stock_writeoff 2018	Marquette Hellige Diagnostic ECG Cable	0	0	0	0	1		0
Totals					£17,189.61	£1,407.92
Nascor Pty Ltd
Supplier	Reference	TAG	Description	Raw Cost	Duty Tax(s) %	Freight %	Use Cost	Quantity	Stock Value	Write Off
7032	. 1110113 .	Stock	Oxypod II Oxygen Hood. Model NOD-113DAP.	63.77	0	3.6	66.07	0	0
7032	. 1112003 .	Stock	Igloo Heatshield System. Model IG-003.	68.36	0	3.6	70.82	0	0
7032	. 1112560 .	Stock	Nascor Series 2B-M3 patient monitor.	914.54	0	0	914.54	0	0
Totals					£0.00	£0.00
EnviteC-Wismar GmbH
Supplier	Reference	TAG	Description	Raw Cost	Duty Tax(s) %	Freight %	Use Cost	Quantity	Stock Value	Write Off
7282	. 0110014 .	Stock	Oxygen sensor R-15V	0	0	0	0	0	0
7282	. 0110018 .	Stock	Oxygen sensor R-17V	18.14	0	0	18.14	130	2358.2
7282	. 0110019 .	Stock	Oxygen sensor R-17Vi	17.56	0	0	17.56	66	1158.96
7282	. 0110020 .	Stock	Oxygen sensor R-22Vi	18.53	0	0	18.53	2	37.06
7282	. 0110021 .	Stock	Oxygen sensor R-22MEDV	14.83	0	0	14.83	300	4449
7282	. 0110023 .	Stock	Oxygen sensor R-23V	16.86	0	0	16.86	303	5108.58
7282	. 0110025 .	Stock	Oxygen sensor R-23Vi	22.35	0	0	22.35	10	223.5
7282	. 0110039 .	Stock	Oxygen sensor R-22VA.	19.17	0	0	19.17	43	824.31
7282	. 0110040 .	Stock	Oxygen sensor R-30V	31.21	0	0	31.21	11	343.31
7282	. 0110041 .	Stock	Oxygen sensor R-41V	17.65	0	0	17.65	32	564.8
7282	. 0110042 .	Stock	Oxygen sensor R-42V	17.83	0	0	17.83	19	338.77
7282	. 0110043 .	Stock	Oxygen sensor R-43V. Pack of 2 sensors.	40.6	0	0	40.6	44	1786.4
7282	. 0110044 .	Stock	Oxygen sensor R-44V	16.33	0	0	16.33	20	326.6
7282	. 0110045 .	Stock	Oxygen sensor R-45V	16.86	0	0	16.86	83	1399.38
7282	. 0110046 .	Stock	Oxygen sensor R-46V	0	0	0	0	0	0
7282	. 0110047 .	Stock	Oxygen sensor R-47V	37.45	0	0	37.45	18	674.1
7282	. 0110048 .	Stock	Oxygen sensor R-48V	17.83	0	0	17.83	53	944.99
7282	. 0110049 .	Stock	Oxygen sensor R-49V	17.44	0	0	17.44	48	837.12
7282	. 0110058 .	Stock	Oxygen sensor T-7V	17.27	0	0	17.27	31	535.37
7282	. 0110071 .	Stock	Oxygen sensor R-22MEDV. Pack of 2	0	0	0	0	5	0
7282	. 0110072 .	Stock	Oxygen sensor R-22Vi. Pack of 2	0	0	0	0	35	0
7282	. 0110073 .	Stock	Oxygen sensor R-22VA. Pack of 2	0	0	0	0	4	0
7282	. 0110075 .	Stock	Oxygen sensor R-75V	0	0	0	0	13	0
7282	. 0110177 .	Stock	Oxygen sensor - Automotive R-17AVG	12.7	1.3	0	12.87	130	1673.1
7282	. 0110182 .	Stock	Oxygen sensor - Automotive R-22AVG	11.59	1.3	0	11.74	132	1549.68
7282	. 0110351 .	Stock	Oxygen sensor R-22AVG HAIK. OEM Sensor	11.45	0	0	11.45	100	1145
7282	. 0110365 .	Stock	Oxygen sensor - Automotive GOC5223	11.39	1.3	0	11.54	0	0
7282	. 0110560 .	Stock	Oxygen sensor OOM111	43.47	0	0	43.47	25	1086.75
7282	. 0111275 .	Stock	Oxygen analyser OxiQuant S	87.87	0	0	87.87	3	263.61
7282	. 0120080 .	Stock	Oxygen Sensor Input Protection Cap	0.09	0	0	0.09	700	63
7282	. 0120091 .	Stock	Oxygen sensor O ring for R-30V	0.17	0	0	0.17	184	31.28
7282	. 0120092 .	Stock	Oxygen sensor flow diverter 15 mm.	12.65	0	0	12.65	67	847.55
7282	. 0132001 .	Stock	Sensor Case 7mm (RAL 7040)	0.42	0	0	0.42	0	0
7282	. 0132002 .	Stock	Sensor Case Threaded Ring Z (RAL 7040)	0.19	0	0	0.19	0	0
7282	. 0132003 .	Stock	Sensor Cap A for OOA101 (RAL 7040)	0.16	0	0	0.16	0	0
7282	. 0132004 .	Stock	Sensor Cap B for OOA101-1 (RAL 7040)	0.16	0	0	0.16	0	0
Totals					£28,570.42	£0.00
Nivaco Medical Ltd.
Supplier	Reference	TAG	Description	Raw Cost	Duty Tax(s) %	Freight %	Use Cost	Quantity	Stock Value	Write Off
7305	. 0014072 .	Stock	Nellcor OEM-10 SpO2 sensor/extension	33.87	0	4.34	35.34	2	70.68
7305	. 0024010 .	Stock	Nellcor D-YSE ear clip	14.51	0	4.34	15.14	0	0
Totals					£70.68	£0.00
Inspiration Healthcare Limited
Supplier	Reference	TAG	Description	Raw Cost	Duty Tax(s) %	Freight %	Use Cost	Quantity	Stock Value	Write Off
7317	. 0310200 .	Stock	Low-Flow Blender air & oxygen.	720	0	0	720	9	6480
7317	. 0310207 .	Stock	Low-Flow Blender air & oxygen.	720	0	0	720	0	0
7317	. 0320210 .	Stock	Flowmeter 0 - 15 lpm	22	0	0	22	0	0
7317	. 0320213 .	Stock	Pole Mount Bracket.	30	0	0	30	6	180
7317	. 0320216 .	Stock	NIST Hose with MKIV Oxygen Probe.	45	0	0	45	1	45
7317	. 0320217 .	Stock	NIST Hose with MKIV Air Probe.	45	0	0	45	3	135
7317	. 0320221 .	Stock	Pole Clamp without slide bracket.	16	0	0	16	0	0
7317	. 0332000 .	Stock	Blender - Annual service kit.	52.5	0	0	52.5	1	52.5
7317	. 0332001 .	Stock	Blender - Overhaul kit.	140	0	0	140	3	420
7317	. 0332010 .	Stock	Blender - port blanking cap.	4.5	0	0	4.5	0	0
7317	. 0332012 .	Stock	PSPR016 Ball Valve	2	0	0	2	0	0
7317	. 0332013 .	Stock	PSPR017 Low Pressure Check Valve.	2	0	0	2	0	0
7317	. 0332014 .	Stock	PSPR018 Low Pressure Alarm Adjust.	2.5	0	0	2.5	0	0
7317	. 0332015 .	Stock	PSPR023 Primary Outlet.	2.5	0	0	2.5	0	0
7317	. 0332020 .	Stock	NIST hose with MKIV air probe 1.5m.	42.75	0	0	42.75	0	0
7317	. 0332021 .	Stock	NIST hose with MKIV oxygen probe 1.5m.	42.75	0	0	42.75	0	0
7317	. 0332022 .	Stock	NIST hose with MKIV air probe 2m.	45	0	0	45	0	0
7317	. 0332023 .	Stock	NIST hose with MKIV oxygen probe 2m.	45	0	0	45	0	0
7317	. 0332024 .	Stock	NIST hose with MKIV air probe 6m.	75	0	0	75	0	0
7317	. 0332025 .	Stock	NIST hose with MKIV oxygen probe 6m.	75	0	0	75	0	0
Totals					£7,312.50	£0.00
Nufer Medical AG
Supplier	Reference	TAG	Description	Raw Cost	Duty Tax(s) %	Freight %	Use Cost	Quantity	Stock Value	Write Off
7785	. 0310025 .	Stock	Radiant warmer with double hinged arm	1250.17	0	10.4	1380.19	0	0
7785	. 0310040 .	Stock	Radiant warmer on mobile floor stand.	1532.86	0	10.4	1692.28	1	1692.28
7785	. 0310301 .	Stock	Radiant warmer with fixed wall mounting	1037.05	0	0	1037.05	0	0
7785	. 0310302 .	Stock	Radiant warmer with double hinged arm	1427.69	0	0	1427.69	0	0
7785	. 0310303 .	Stock	Radiant warmer ceiling mounted with	1759.18	0	0	1759.18	0	0
7785	. 0310304 .	Stock	Radiant warmer on mobile floor stand.	1692.84	0	0	1692.84	0	0
7785	. 0330001 .	Stock	Ceratherm 600-2 & 600-3 Casing.	57.58	0	10.4	63.57	5	317.85
7785	. 0330002 .	Stock	Ceratherm 600-2 Lens Cover (frosted)	6.97	0	10.4	7.69	8	61.52
7785	. 0330120 .	Stock	Ceratherm 600-2 Ceramic Heating Element	94.28	0	10.4	104.09	0	0
7785	. 0330124 .	Stock	Ceratherm 600-3 LED light.	44.96	0	0	44.96	6	269.76
7785	. 0330125 .	Stock	Ceratherm 600-2 Halogen Lamp 12V 20W	16.61	0	28	21.26	5	106.3
7785	. 0330128 .	Stock	Ceratherm 600-2 Controller Board	226.29	0	10.4	249.82	0	0
7785	. 0330139 .	Stock	Electrical control unit for use with	226.82	0	0	226.82	0	0
7785	. 0330141 .	Stock	Castors for use with Ceratherm 600-2	23.13	0	0	23.13	1	23.13
7785	. 0330143 .	Stock	Ceratherm 600-2 Lamp Socket	12.44	0	0	12.44	4	49.76
7785	. 0330145 .	Stock	Ceratherm 600-2 Ceramic Terminal Block.	4.2	0	0	4.2	0	0
7785	. 0330146 .	Stock	Circlips for use with Ceratherm 600-2.	0	0	0	0	0	0
7785	. 0330147 .	Stock	Ceratherm 600 Casing Spacer Sleeves	2.03	0	0	2.03	21	42.63
7785	. 0330149 .	Stock	Ceratherm 600-2 casing screws set of 6	4.76	0	0	4.76	0	0
7785	. 0330151 .	Stock	Double Jointed Arm & Wall Mounting	398.99	0	0	398.99	0	0
7785	. 0330160 .	Stock	Ceratherm 600-2 Light Switch	5.27	0	0	5.27	0	0
7785	. 0330161 .	Stock	Ceratherm 600-2 On/Off Switch	5.86	0	0	5.86	8	46.88
7785	. 0330162 .	Stock	Plastic Bracket Cover	32.75	0	0	32.75	0	0
7785	. 0330163 .	Stock	Wall Mounting Cover	99.49	0	0	99.49	0	0
7785	. 0330164 .	Stock	Ceratherm 600 Securing Sleeve - Ondal	29.08	0	0	29.08	1	29.08
7785	. 0330354 .	Stock	Ceratherm 600-3 Ceramic Heating Element	222.78	0	0	0	1	0
7785	. 0330379 .	Stock	Ceratherm 600-3 Mounting Screws.	12	0	0	12	1	12
Totals					£2,651.19	£0.00
Medical Concepts
Supplier	Reference	TAG	Description	Raw Cost	Duty Tax(s) %	Freight %	Use Cost	Quantity	Stock Value	Write Off
7823	. OXY-OL3 .	Stock_writeoff 2018	SpO2 interconnect cable Ohmeda OxyTip+.	38.15	0	3.5	39.49	34		1342.66
Totals					£0.00	£1,342.66
Key Health Solutions Ltd
Supplier	Reference	TAG	Description	Raw Cost	Duty Tax(s) %	Freight %	Use Cost	Quantity	Stock Value	Write Off
9008	. 0332051 .	Stock	Modura Dovetail Rail - 1.5m length x 10	227.2	0	0	227.2	0	0
9008	. 0332053 .	Stock	Modura Solid Rail - 3.0m length x 10	593.82	0	0	593.82	0	0
Totals					£0.00	£0.00
Ardo UK
Supplier	Reference	TAG	Description	Raw Cost	Duty Tax(s) %	Freight %	Use Cost	Quantity	Stock Value	Write Off
9011	. 1930022 .	Stock	Mattress cover for NC3 (330x650x40mm)	54	0	0	54	0	0
Totals					£0.00	£0.00
Digital Music Players
Supplier	Reference	TAG	Description	Raw Cost	Duty Tax(s) %	Freight %	Use Cost	Quantity	Stock Value	Write Off
9017	. 0022169 .	Stock	Armband for use with Viamed VM2160	9	0	0	9	3	27
Totals					£27.00	£0.00
Tanda Engineering Ltd
Supplier	Reference	TAG	Description	Raw Cost	Duty Tax(s) %	Freight %	Use Cost	Quantity	Stock Value	Write Off
9022	. 0310015 .	Stock	Resuscitation Bed 12 angled.``	65	0	0	65	6	390
9022	. 0320019 .	Stock	Resuscitation Bed 12 Flat.``	83.25	0	0	83.25	1	83.25
9022	. 0320021 .	Stock	Resuscitation Bed 14 flat.``	118.55	0	0	118.55	1	118.55
9022	. 0320022 .	Stock	Resuscitation Bed 18 flat.``	0	0	0	0	1	0
9022	. 0320103 .	Stock	Tom Thumb Rectangular Mounting Block.	15	0	0	15	1	15
9022	. 0332055 .	Stock	Resuscitation Cabinet Rail - 0.3m length	2.6	0	0	2.6	0	0
9022	. PP8020 .	Stock	Oxygen Hood - Size 1 with sliding front	88.08	0	0	88.08	7	616.56
9022	. PP8050 .	Stock	Oxygen Hood - Size 2 with sliding front	77.26	0	0	77.26	0	0
9022	. PP8050/SF .	Stock	Sliding Front for use with PP8050/PP8055	20	0	0	20	0	0
9022	. PP8055 .	Stock	Oxygen Hood - Size 2 with sliding front	95.46	0	0	95.46	0	0
9022	. PP8060 .	Stock	Oxygen Hood - Size 3 with sliding front	91.91	0	0	91.91	0	0
9022	. PP8060/SF .	Stock	Sliding Front for use with PP8060/PP8065	0	0	0	0	2	0
9022	. PP8065 .	Stock	Oxygen Hood - Size 3 with sliding front	141.19	0	0	141.19	0	0
9022	. PP8301 .	Stock	Spare Front Cover For Chair *	19.99	0	0	19.99	0	0
9022	. PP8302 .	Stock	Replacement Perspex for Chair*	64.38	0	0	64.38	0	0
9022	. PP8510 .	Stock	Phototherapy Light Shield - Size 1.	38.85	0	0	38.85	0	0
9022	. PP8533 .	Stock	Phototherapy Light Shield/Oxygen Hood.	90.58	0	0	90.58	0	0
9022	. PP8559 .	Stock	Phototherapy Light Shield - Size 2.	48.84	0	0	48.84	0	0
9022	. PP8563 .	Stock	Phototherapy Light Shield - Size 3.	0	0	0	0	3	0
9022	. PP8589 .	Stock	Oxygen Hood - Size 4 with sliding front	127.65	0	0	127.65	6	765.9
9022	. PP8633 .	Stock	Heat Shield	68	0	0	68	0	0
9022	. PP8662/4 .	Stock	Side Port for use with PP8715 Oxygen	11.99	0	0	11.99	0	0
9022	. PP8689 .	Stock	Phototherapy Light Shield - Size 1b.	38.85	0	0	38.85	0	0
9022	. PP8715 .	Stock	Oxygen Hood - Size 4 with sliding front	168.72	0	0	168.72	0	0
9022	. PP8726 .	Stock	Ventilator Tubing Holder 8 Slots	51.06	0	0	51.06	0	0
9022	. PP8743 .	Stock	Port cover for use with PP8744	9.99	0	0	9.99	0	0
9022	. PP8748 .	Stock	Oxygen hood - special.	145	0	0	145	0	0
9022	. PP8761 .	Stock	Heat Shield Both Ends Open	47.73	0	0	47.73	0	0
9022	. PP8763 .	Stock	Ventilator Tubing Holder 10 Slots	46	0	0	46	0	0
9022	. PP8769 .	Stock	Ventilator Tubing Holder	46	0	0	46	0	0
9022	. PP8771 .	Stock	Oxygen Hood - Special	122.1	0	0	122.1	0	0
9022	. PP8774 .	Stock	Oxygen Hood - special.	147.65	0	0	147.65	0	0
9022	. PP8775 .	Stock	Oxygen Hood - special.	177.1	0	0	177.1	0	0
9022	. PP8777 .	Stock	Bristol Maid Cot Lid - One Piece	89.94	0	0	89.94	0	0
9022	. PP8778 .	Stock	Nesbit Evans Cot Lid - One Piece	75.47	0	0	75.47	0	0
9022	. PP8781 .	Stock	Oxygen Hood - Size 2 without sliding	52	0	0	52	0	0
9022	. PP8782 .	Stock	Oxygen Hood - Size 3 without sliding	64	0	0	64	0	0
9022	. PP8786 .	Stock	Heat Shield	0	0	0	0	0	0
9022	. PP8787 .	Stock	Bristol Maid Cot Lid	102.56	0	0	102.56	2	205.12
9022	. PP8791 .	Stock	Oxygen Hood - Special	0	0	0	0	0	0
9022	. 0320023 .	Stock_writeoff 2018	Resuscitation Bed rotating.	208	0	0	208	3		624
9022	. PP8000 .	Stock_writeoff 2018	Oxygen Hood - Size 1 with sliding front	62.81	0	0	62.81	2		125.62
9022	. PP8066 .	Stock_writeoff 2018	Sliding Front Retaining Knob	1.22	0	0	1.22	25		30.5
9022	. PP8400 .	Stock_writeoff 2018	Phototherapy Light Shield - Size 1.	29.97	0	0	29.97	1		29.97
9022	. PP8526 .	Stock_writeoff 2018	Ventilator Tube Holder 14 Slots	41.07	0	0	41.07	10		410.7
9022	. PP8589/SF .	Stock_writeoff 2018	Sliding Front for use with PP8589/PP8715	0	0	0	0	6		0
9022	. PP8662/8 .	Stock_writeoff 2018	Screw for use with side port hinge.	0	0	0	0	6		0
9022	. PP8711 .	Stock_writeoff 2018	Hoskins Cot Lid	102.56	0	0	102.56	2		205.12
9022	. PP8713 .	Stock_writeoff 2018	Nesbit Evans Cot Lid	85.47	0	0	85.47	3		256.41
9022	. PP8716 .	Stock_writeoff 2018	Ventilator Tubing Holder 14 slots	58.61	0	0	58.61	1		58.61
9022	. PP8779 .	Stock_writeoff 2018	Heat Shield Open Ends	0	0	0	0	2		0
9022	. PP8788 .	Stock_writeoff 2018	Bristol Maid Cot Lid - One Piece	74.95	0	0	74.95	3		224.85
Totals					£2,194.38	£1,965.78
R & L Enterprises Ltd
Supplier	Reference	TAG	Description	Raw Cost	Duty Tax(s) %	Freight %	Use Cost	Quantity	Stock Value	Write Off
9032	. 0121181 .	Stock	`V` mount pole clamp - small	15.26	0	0	15.26	27	412.02
9032	. 0121182 .	Stock	`V` mount pole clamp - large	17.1	0	0	17.1	29	495.9
9032	. 0121184 .	Stock	`V` mount rail clamp.	18.98	0	0	18.98	26	493.48
9032	. 0121190 .	Stock	Threaded Hand Wheel - M6	4.42	0	0	4.42	50	221
9032	. 0121191 .	Stock	Threaded Hand Wheel - M10	6.37	0	0	6.37	50	318.5
9032	. 0330185 .	Stock	Wing Nut Screw Black 25mm Thread	0.17	0	0	0.17	1044	177.48
9032	. 0330190 .	Stock	Universal clamp - 44mm horizontal	7.23	0	0	7.23	210	1518.3
9032	. 0330191 .	Stock	Clamp Spacer	4	0	0	4	178	712
9032	. 0330201 .	Stock	TT480/490 MAIN Body Block	36.68	0	0	36.68	130	4768.4
9032	. 0330205 .	Stock	Flowmeter Meter Bolt	4.39	0	0	4.39	125	548.75
9032	. 0330206 .	Stock	Blocking Bolt And Nut	4.48	0	0	4.48	207	927.36
9032	. 0330208 .	Stock	Inlet 10 mm	2.98	0	0	2.98	231	688.38
9032	. 0330209 .	Stock	Outlet 15mm	2.97	0	0	2.97	258	766.26
9032	. 0330224 .	Stock	Precision Valve Body	3.59	0	0	3.59	0	0
9032	. 0330225 .	Stock	Precision/Adjustable Valve Seating	3.62	0	0	3.62	0	0
9032	. 0330227 .	Stock	Precision/Adjustable Valve Seat	3.45	0	0	3.45	16	55.2
9032	. 0330228 .	Stock	Precision Valve Adjustment Screw	2.24	0	0	2.24	37	82.88
9032	. 0330229 .	Stock	Adjustable Valve Body	5.37	0	0	5.37	0	0
9032	. 0330230 .	Stock	Adjustable Valve Screw	4.59	0	0	4.59	0	0
9032	. 0330231 .	Stock	Adjustable Valve Internal Stop	3.12	0	0	3.12	0	0
9032	. 0330232 .	Stock	Adjustable Valve Collar	2.96	0	0	2.96	75	222
9032	. 0330233 .	Stock	Adjustable Valve Centre Screw	0.38	0	0	0.38	60	22.8
9032	. 0330234 .	Stock	Adjustable Valve Side Screw	2.29	0	0	2.29	50	114.5
9032	. 0330242 .	Stock	Medirail Mounting Bracket	10.8	0	0	10.8	83	896.4
9032	. 0332056 .	Stock	Resuscitation Cabinet Rail - 0.4m length	7.02	0	0	7.02	20	140.4
9032	. 0332058 .	Stock	Resuscitation Cabinet Rail - 0.3m length	6.38	0	0	6.38	72	459.36
9032	. 0332059 .	Stock	Resuscitation Cabinet Rail - 0.4m length	7.4	0	0	7.4	30	222
9032	. 0360011 .	Stock	Valve Collar Insertion Tool.	17	0	0	17	7	119
Totals					£14,382.37	£0.00
Combined Precision Comp - CPC
Supplier	Reference	TAG	Description	Raw Cost	Duty Tax(s) %	Freight %	Use Cost	Quantity	Stock Value	Write Off
9042	. 0050090 .	Stock	Extra glue 33ml tube.	1.06	0	0	1.06	3	3.18
9042	. 0121203 .	Stock	AX/MX300 0-1 V DC interface cable.	1.03	0	4.78	1.08	0	0
9042	. 1130010 .	Stock	Battery 6 V for use with Nascor 2B.	9.25	0	28	11.84	0	0
Totals					£3.18	£0.00
Essentra Components
Supplier	Reference	TAG	Description	Raw Cost	Duty Tax(s) %	Freight %	Use Cost	Quantity	Stock Value	Write Off
9045	. 0332037 .	Stock	Resuscitation Cabinet Rail - Spacer 15mm	0.18	0	0	0.18	360	64.8
9045	. 0030690 .	Stock_writeoff 2018	Strain relief - for use with Masimo	0.15	0	0	0.15	2150		322.5
Totals					£64.80	£322.50
Angel Healthcare Solutions Ltd
Supplier	Reference	TAG	Description	Raw Cost	Duty Tax(s) %	Freight %	Use Cost	Quantity	Stock Value	Write Off
9054	. 0320043 .	Stock	Mattress large - infant resuscitation.	32	0	0	32	16	512
Totals					£512.00	£0.00
Electrospeed
Supplier	Reference	TAG	Description	Raw Cost	Duty Tax(s) %	Freight %	Use Cost	Quantity	Stock Value	Write Off
9057	. 0032100 .	Stock	Resistor - 39K2 metal film.	1.34	0	0	1.34	0	0
Totals					£0.00	£0.00
Farnell
Supplier	Reference	TAG	Description	Raw Cost	Duty Tax(s) %	Freight %	Use Cost	Quantity	Stock Value	Write Off
9061	. 0032087 .	Stock	Resistor - 16K2 metal film.	0.004	0	0	0	1018	0
9061	. 0032090 .	Stock	Resistor - 20K metal film.	0.023	0	0	0.02	264	5.28
9061	. 0032110 .	Stock	Resistor - 47K5 metal film.	0.01	0	0	0.01	0	0
9061	. 0032130 .	Stock	Resistor - 60K4 metal film.	0.0638	0	0	0.06	69	4.14
9061	. 0032185 .	Stock	Resistor - 43K metal film.	0.023	0	0	0.02	41	0.82
9061	. 0032190 .	Stock	Resistor - 18k7 metal film.	0.001	0	0	0	258	0
9061	. 0032194 .	Stock	Resistor - 2K 0.6W 1%	0.0134	0	0	0.01	77	0.77
9061	. 0032195 .	Stock	Resistor - 12K7 metal film	0.051	0	0	0.05	100	5
9061	. 0032300 .	Stock	Re-usable twist tie 7-10mm.	2.37	0	0	2.37	0	0
9061	. 0032301 .	Stock	Re-usable twist tie 10-13mm.	2	0	0	2	1	2
9061	. 0032302 .	Stock	Re-usable twist tie 13-16.5mm.	4.64	0	0	4.64	1	4.64
9061	. 0032303 .	Stock	Re-usable twist tie 16.5-20mm.	8.66	0	0	8.66	3	25.98
9061	. 0032304 .	Stock	Re-usable twist tie 20-26mm.	4.68	0	0	4.68	2	9.36
9061	. 0050042 .	Stock	Syringe 20ml.	12.01	0	0	12.01	179	2149.79
9061	. 0050056 .	Stock	Silastic RTV Silicone Rubber 744 310ml	15.04	0	0	15.04	0	0
9061	. 0050061 .	Stock	RTV Silicone 3140 clear 310ml.	69.38	0	0	69.38	0	0
9061	. 0050070 .	Stock	Polyolefin primer 10g bottle.	16.33	0	0	16.33	1	16.33
9061	. 0050081 .	Stock	Cyanoacrylate superglue toughened C737	14.77	0	0	14.77	0	0
9061	. 0100194 .	Stock	Calibration potentiometer.	0.89	0	0	0.89	18	16.02
9061	. 0111400 .	Stock	Multimeter assembly.	19	0	0	19	1	19
9061	. 0130101 .	Stock	Molex crimp terminal pack of 100.	4.15	0	0	4.15	0	0
9061	. 0130105 .	Stock	Molex 2.54mm pitch KK connector 3 way.	0.016	0	0	0.02	167	3.34
9061	. 0131215 .	Stock	Input connector - AX300 & MX300	0.53	0	0	0.53	155	82.15
9061	. 0131216 .	Stock	Output connector - AX300 & MX300	2.11	0	0	2.11	8	16.88
9061	. 0131245 .	Stock	RS232 Transceiver.	1.58	0	0	1.58	47	74.26
9061	. 0131246 .	Stock	Capacitor 100uF 10V.	0.95	0	0	0.95	31	29.45
9061	. 0131334 .	Stock	Oxycal Ref	0.84	0	0	0.84	10	8.4
9061	. 0131336 .	Stock	Oxycal LED Red	0.09	0	0	0.09	20	1.8
9061	. 0131338 .	Stock	Oxycal LED Green	0.09	0	0	0.09	20	1.8
9061	. 0131348 .	Stock	Battery holder	1.1	0	0	1.1	10	11
9061	. 0131354 .	Stock	Oxycal 3.5mm jack socket	0.67	0	0	0.67	0	0
9061	. 0131356 .	Stock	Oxycal 3.5mm jack plug	0.6	0	0	0.6	19	11.4
9061	. 0231001 .	Stock	6.35mm (1/4) jack - plug straight	0.44	0	0	0.44	63	27.72
9061	. 0231011 .	Stock	6.35mm (1/4) panel - socket	0	0	0	0	0	0
9061	. 0231015 .	Stock	3.5mm jack - plug straight	0	0	0	0	5	0
9061	. 0310019 .	Stock	Storage bins size 3 blue. Pack of 10	11.35	0	0	11.35	0	0
9061	. 0310020 .	Stock	Storage bins size 3 blue.	30.76	0	0	30.76	155	4767.8
9061	. 0330006 .	Stock	Door pad - for use with resus cabinet	8.48	0	0	8.48	4	33.92
9061	. 0330065 .	Stock	Self Tapping Screws No. 6 x 0.5 inch	3.49	0	0	3.49	5	17.45
9061	. 0330565 .	Stock	PCB Spacer - Pack of 25.	4.29	0	0	4.29	5	21.45
9061	. 0332046 .	Stock	Resuscitation Cabinet Rail - Washer	3.84	0	0	3.84	0	0
9061	. 1430100 .	Stock	Resistor - 2R2 0.125W.	0.022	0	0	0.02	0	0
9061	. 1430200 .	Stock	IC - Power Amp LM384N.	3	0	0	3	0	0
9061	. 2530018 .	Stock	Microstim DB3 - Voltage Regulator	0.13	0	0	0.13	0	0
9061	. 2530019 .	Stock	Microstim DB3 - Transistor BD237G	0.15	0	0	0.15	0	0
9061	. 2530020 .	Stock	Microstim DB3 - PIC Processor	2.12	0	0	2.12	1	2.12
9061	. 2530023 .	Stock	Microstim DB3 - DIP Socket 18 Contacts	11.4	0	0	11.4	0	0
9061	. 2530050 .	Stock	Microstim DB3 - Mode Switch.	6.57	0	0	6.57	103	676.71
9061	. 2530051 .	Stock	Microstim DB3 - Mode Switch Rocker-Green	0.89	0	0	0.89	4	3.56
9061	. 2530052 .	Stock	Microstim DB3 - Mode Switch Bezel-Black	0.57	0	0	0.57	88	50.16
9061	. 2530099 .	Stock	Microstim DB3 Tester BNC Cable	4.33	0	0	4.33	7	30.31
9061	. 2530103 .	Stock	Microstim DB3 Tester - LED holder.	1.47	0	0	1.47	23	33.81
9061	. 2530104 .	Stock	Microstim DB3 Tester - Diode	0.07	0	0	0.07	156	10.92
9061	. 2530105 .	Stock	Microstim DB3 Tester - LED	0.13	0	0	0.13	73	9.49
9061	. 2530106 .	Stock	Microstim DB3 Tester - Resistor 1K0	0.01	0	0	0.01	450	4.5
9061	. 2530107 .	Stock	Microstim DB3 Tester - Resistor 10R	0.01	0	0	0.01	200	2
9061	. 2530108 .	Stock	Microstim DB3 Tester - Resistor 22K	0.01	0	0	0.01	100	1
9061	. 2530112 .	Stock	Microstim DB3 Tester Capacitor C1	0.02	0	0	0.02	100	2
9061	. 521-838 .	Stock	310ml SILASTIC SILICONE RUBBER	9.28	0	0	9.28	0	0
9061	. 7930339 .	Stock	Battery Holder	0.97	0	0	0.97	0	0
9061	. 7930351 .	Stock	Bumper Feet - Stick On Black	4.7	0	0	4.7	0	0
9061	. 9910511 .	Stock	Mains cable. Schuko to free end.	3.46	0	0	3.46	0	0
9061	. 9950052 .	Stock	Batteries 1.5V AA. Bulk pack of 638.	159.5	0	0	159.5	0	0
9061	. DB44 .	Stock	Switch DPDT CO Momm	11.22	0	0	11.22	0	0
9061	. DB45 .	Stock	Switch Bezel	0.7	0	0	0.7	0	0
9061	. DB61 .	Stock	IC PIC 16F84	3.47	0	0	3.47	0	0
Totals					£8,194.53	£0.00
Smiths Medical Int. Ltd.
Supplier	Reference	TAG	Description	Raw Cost	Duty Tax(s) %	Freight %	Use Cost	Quantity	Stock Value	Write Off
9062	. 4110000 .	Stock	LogiCal - Reusable pressure transducer.	45.64	0	0	45.64	0	0
9062	. 4110007 .	Stock	LogiCal - cable single line w/o plug.	31.25	0	0	31.25	0	0
9062	. 4110008 .	Stock	LogiCal - Cable Datascope	38.71	0	0	38.71	0	0
9062	. 4110055 .	Stock	Novatrans II - Cable.	58.55	0	0	58.55	0	0
9062	. 4120001 .	Stock	LogiCal - Clamp for one transducer	10.61	0	0	10.61	0	0
9062	. 4120012 .	Stock	LogiCal - DPS bracket for two transducer	4.82	0	0	4.82	0	0
9062	. 4150000 .	Stock	LogiCal - Disposable domes with	63	0	0	63	0	0
9062	. 4150050 .	Stock	Novatrans II - Novadome disposable	88.5	0	0	88.5	0	0
Totals					£0.00	£0.00
Modern Screws
Supplier	Reference	TAG	Description	Raw Cost	Duty Tax(s) %	Freight %	Use Cost	Quantity	Stock Value	Write Off
9073	. 0330243 .	Stock	Adjustable Valve Side Screw. Bag 100	18.5	0	0	18.5	0	0
Totals					£0.00	£0.00
Sunnycare Medical Supply Co
Supplier	Reference	TAG	Description	Raw Cost	Duty Tax(s) %	Freight %	Use Cost	Quantity	Stock Value	Write Off
9080	. 1114015 .	Stock	NeoMask Phototherapy Eye Masks - Large	15.49	0	0	15.49	0	0
9080	. 1114016 .	Stock	NeoMask Phototherapy Eye Masks - Medium	15.49	0	0	15.49	17	263.33
9080	. 1114017 .	Stock	NeoMask Phototherapy Eye Masks - Small	15.49	0	0	15.49	110	1703.9
9080	. 1134014 .	Stock	NeoMask Sample Pack	0	0	0	0	0	0
9080	. 1134015 .	Stock	NeoMask Phothotherapy Eye Mask - Large	0	0	0	0	2	0
9080	. 1134016 .	Stock	NeoMask Phototherapy Eye - Medium	0	0	0	0	5	0
9080	. 1134017 .	Stock	NeoMask Phototherapy Eye Mask - Small	0	0	0	0	10	0
Totals					£1,967.23	£0.00
Intersurgical Ltd
Supplier	Reference	TAG	Description	Raw Cost	Duty Tax(s) %	Freight %	Use Cost	Quantity	Stock Value	Write Off
9082	. 0350040 .	Stock	Patient circuit (single patient use).	6.25	0	16	7.25	0	0
9082	. 0350045 .	Stock	Patient circuit - CPAP	6.43	0	16	7.46	0	0
9082	. 1967 .	Stock	Connector - 22mm I.D. to 22mm I.D.	34	0	16	39.44	0	0
9082	. 1969 .	Stock	Connector: 15mm I.D./22mm O.D.-22mm O.D.	41.6	0	16	48.26	2	96.52
9082	. 1970 .	Stock	Connector: 22mm O.D. - 30mm O.D.	50.05	0	0	50.05	0	0
9082	. 1974 .	Stock	Connector 22mm I.D./15mm I.D. Box of 45	56.25	0	16	65.25	0	0
9082	. 1979 .	Stock	Oxygen connector - 15mm I.D./22mm I.D.	41.25	0	0	41.25	0	0
Totals					£96.52	£0.00
Industrial Revolution Inc.
Supplier	Reference	TAG	Description	Raw Cost	Duty Tax(s) %	Freight %	Use Cost	Quantity	Stock Value	Write Off
9084	. 0121200 .	Stock	Universal mounting clamp.	12.1	0	4.78	12.68	39	494.52
Totals					£494.52	£0.00
Zoll Medical UK Ltd
Supplier	Reference	TAG	Description	Raw Cost	Duty Tax(s) %	Freight %	Use Cost	Quantity	Stock Value	Write Off
9091	. 4850000 .	Stock	Stat-Padz II - Zoll Defibrillator Pads	161	0	0	161	0	0
Totals					£0.00	£0.00
Beaumanor Engineering Ltd
Supplier	Reference	TAG	Description	Raw Cost	Duty Tax(s) %	Freight %	Use Cost	Quantity	Stock Value	Write Off
9092	. 0121250 .	Stock	Adapter for tyre chucks.	1.31	0	0	1.31	21	27.51
9092	. 0121251 .	Stock	Tyre chuck 8v. For use with cars.	5.74	0	0	5.74	22	126.28
Totals					£153.79	£0.00
GNW - Gauges North West Ins
Supplier	Reference	TAG	Description	Raw Cost	Duty Tax(s) %	Freight %	Use Cost	Quantity	Stock Value	Write Off
9097	. 0330193 .	Stock	Pressure gauge: 63mm dial -5 to +60 cmWG	52.5	0	0	52.5	37	1942.5
9097	. 0330194 .	Stock	Replacement Gauge Face.	2	0	0	2	21	42
Totals					£1,984.50	£0.00
JNK Tooling
Supplier	Reference	TAG	Description	Raw Cost	Duty Tax(s) %	Freight %	Use Cost	Quantity	Stock Value	Write Off
9117	. 0330235 .	Stock	Inlet Restrictor	3	0	0	3	18	54
Totals					£54.00	£0.00
Galemed (Xiamen) Co. Ltd.
Supplier	Reference	TAG	Description	Raw Cost	Duty Tax(s) %	Freight %	Use Cost	Quantity	Stock Value	Write Off
9119	. 4420690 .	Stock	Disposable Connector 22/15mm. 15mm O.D.	0.21	0	0	0.21	970	203.7
Totals					£203.70	£0.00
RS Components Ltd
Supplier	Reference	TAG	Description	Raw Cost	Duty Tax(s) %	Freight %	Use Cost	Quantity	Stock Value	Write Off
9123	. 0032030 .	Stock	Resistor - 1K3 metal film.	0.02	0	0	0.02	124	2.48
9123	. 0032060 .	Stock	Resistor - 2K2 metal film.	0.02	0	0	0.02	468	9.36
9123	. 0032070 .	Stock	Resistor - 3K3 metal film.	0.02	0	0	0.02	465	9.3
9123	. 0032080 .	Stock	Resistor - 7K5 metal film.	0.024	0	0	0.02	135	2.7
9123	. 0032196 .	Stock	Resistor - 45K3	0.015	0	0	0.02	313	6.26
9123	. 0032250 .	Stock	Capacitor 150pf.	0.15	0	0	0.15	95	14.25
9123	. 0032310 .	Stock	Heatshrink tubing - black 1.6mm 25m reel	7.6	0	0	7.6	3	22.8
9123	. 0050007 .	Stock	Multicore solder. 0.56mm 250g reel.	33.27	0	0	33.27	0	0
9123	. 0050012 .	Stock	Multicore solder. 0.56mm 500g reel.	27.4	0	8.3	29.67	0	0
9123	. 0050069 .	Stock	Activator Loctite 7457. 150ml can.	14.28	0	0	14.28	2	28.56
9123	. 0100193 .	Stock	Calibration knob assembly.	13.69	0	0	13.69	1	13.69
9123	. 0131197 .	Stock	Sensor cable. 3.5mm stereo right angled	5.81	0	0	5.81	2	11.62
9123	. 0131525 .	Stock	Connector 2 pole black socket 1mm	2.06	0	0	2.06	59	121.54
9123	. 0131526 .	Stock	Connector hood black.	1.11	0	0	1.11	79	87.69
9123	. 0150001 .	Stock	Anti-static bags pack of 100.	7.55	0	0	7.55	0	0
9123	. 0330012 .	Stock	Edging Grommet Strip 1.6mm to 2.0mm.	3.23	0	0	3.23	0	0
9123	. 0330021 .	Stock	Door Catch Countersunk Screw M4 x 12mm	6.69	0	0	6.69	3	20.07
9123	. 0330023 .	Stock	Door Catch Self Locking Nut M4	11.48	0	0	11.48	19	218.12
9123	. 0330024 .	Stock	Door Catch Plate Screw No. 6 x 12.7mm	5.68	0	0	5.68	10	56.8
9123	. 0330144 .	Stock	Ceratherm 600-2 Fuse Holder	10.84	0	0	10.84	0	0
9123	. 0330213 .	Stock	O Ring Thick	8.45	0	0	8.45	690	5830.5
9123	. 0330214 .	Stock	O Ring Thin	5.22	0	0	5.22	350	1827
9123	. 0330220 .	Stock	Fomblin OT20 Grease 100g tube	133.7	0	0	133.7	0	0
9123	. 0330239 .	Stock	Hexagonal Socket Cap Head Screws	11.39	0	0	11.39	110	1252.9
9123	. 0330240 .	Stock	Knurled Torque Knob	1.68	0	0	1.68	99	166.32
9123	. 0330296 .	Stock	Blanking Bolt	0.54	0	0	0.54	155	83.7
9123	. 1430320 .	Stock	V1000 Transducer v2.	6.76	0	0	6.76	39	263.64
9123	. 2530013 .	Stock	Microstim DB3 - Potentiometer.	6.3	0	0	6.3	23	144.9
9123	. 2530024 .	Stock	Microstim DB3 - Crystal 4 MHz.	0.22	0	0	0.22	20	4.4
9123	. 2530060 .	Stock	Microstim DB3 - Crocodile Clip - Red	0.21	0	0	0.21	41	8.61
9123	. 2530061 .	Stock	Microstim DB3 - Crocodile Clip - Black	0.21	0	0	0.21	41	8.61
9123	. 2530102 .	Stock	Microstim DB3 Tester - BNC connector.	1.85	0	0	1.85	13	24.05
9123	. 2530110 .	Stock	Microstim DB3 Tester - Thyristor	0.41	0	0	0.41	42	17.22
9123	. 569-341 .	Stock	Foam Cleaner	2.22	0	0	2.22	0	0
9123	. 9910492 .	Stock	Mains cable. BS1363 to unterminated	4.34	0	0	4.34	21	91.14
9123	. 9952050 .	Stock	Disposable Nitrile gloves. Box of 100.	24.15	0	0	24.15	1	24.15
9123	. DB33 .	Stock	Undrilled Case	5.37	0	0	5.37	0	0
9123	. 0030679 .	Stock_writeoff 2018	Connector - 20 way solder plug-shielded	3.61	0	0	3.61	134		483.74
9123	. 0030680 .	Stock_writeoff 2018	Connector - 14 way solder plug-shielded	4.04	0	0	4.04	28		113.12
9123	. 0032312 .	Stock_writeoff 2018	Heatshrink tubing - black 3.2mm 25m reel	15.35	0	0	15.35	2		30.7
9123	. 0032331 .	Stock_writeoff 2018	Heatshrink tubing - clear 6.0mm 7m reel	7.65	0	0	7.65	2		15.3
9123	. 0032332 .	Stock_writeoff 2018	Heatshrink tubing - clear 9.0mm 5m reel	5.61	0	0	5.61	4		22.44
9123	. DB30 .	Stock_writeoff 2018	Regulator 5V.100mA	0.19	0	0	0.19	470		89.3
Totals					£10,372.38	£754.60
Carlisle Asia - LHI Technology
Supplier	Reference	TAG	Description	Raw Cost	Duty Tax(s) %	Freight %	Use Cost	Quantity	Stock Value	Write Off
9132	. 2520000 .	Stock	Microstim DB3 - Patient Lead.	4.06	0	3.63	4.21	123	517.83
9132	. 2520001 .	Stock	Microstim DB3 - Patient Lead.	4.38	0	3.63	4.54	686	3114.44
Totals					£3,632.27	£0.00
Technomed Europe
Supplier	Reference	TAG	Description	Raw Cost	Duty Tax(s) %	Freight %	Use Cost	Quantity	Stock Value	Write Off
9146	. 1011003 .	Stock	Press Stud 60cm DIN 42 802 (red)	2.18	0	11	2.42	0	0
9146	. 1011125 .	Stock	ECG leadwires set of 5 unshielded	11.87	0	11	13.18	0	0
9146	. 1011128 .	Stock	Press stud 110cm DIN 42 802 set of 7	15.99	0	11	17.75	0	0
9146	. 1011700 .	Stock	Datex Style 3 lead - one piece(p) cable	34.91	0	11	38.75	0	0
9146	. 1011909 .	Stock	3 lead ECG trunk cable RYG	30.57	0	11	33.93	0	0
9146	. 1012625 .	Stock	Compatible ECG fly lead cable	69.16	0	11	76.77	0	0
Totals					£0.00	£0.00
Teledyne Analytical Instrument
Supplier	Reference	TAG	Description	Raw Cost	Duty Tax(s) %	Freight %	Use Cost	Quantity	Stock Value	Write Off
9147	. 0100152 .	Stock	AX300-I PCB assembly	50.66	0	4.78	53.08	1	53.08
9147	. 0100170 .	Stock	Front panel assembly for AX300	3	0	0	3	17	51
9147	. 0100171 .	Stock	Front panel assembly for MX300	3	0	0	3	8	24
9147	. 0100172 .	Stock	Mounting stand for AX300 & MX300	0.01	0	0	0.01	249	2.49
9147	. 0100173 .	Stock	Mounting stand base plate for AX300 &	1	0	0	1	65	65
9147	. 0100180 .	Stock	Case - bottom assembly complete with	17.51	0	4.78	18.35	0	0
9147	. 0100181 .	Stock	Case - top assembly.	5.12	0	4.78	5.36	0	0
9147	. 0100182 .	Stock	Buzzer assembly.	9.33	0	4.78	9.78	1	9.78
9147	. 0100185 .	Stock	Rear panel with battery contact PCB.	11.16	0	4.78	11.69	0	0
9147	. 0100191 .	Stock	Rocker switch assembly.	3.59	0	4.78	3.76	0	0
9147	. 0110006 .	Stock	Oxygen sensor C-6	20.1	0	4.78	21.06	0	0
9147	. 0110013 .	Stock	Oxygen sensor R-13	18.3	0	4.78	19.17	0	0
9147	. 0110015 .	Stock	Oxygen sensor R-15	17.24	0	4.78	18.06	16	288.96
9147	. 0110016 .	Stock	Oxygen sensor R-17MEDV	18.97	0	0	18.97	12	227.64
9147	. 0110017 .	Stock	Oxygen sensor R-17MED	14.09	0	4.78	14.76	1041	15365.16
9147	. 0110022 .	Stock	Oxygen sensor R-22MED	14.09	0	4.78	14.76	45	664.2
9147	. 0110024 .	Stock	Oxygen sensor R-24MED	18.74	0	4.78	19.64	168	3299.52
9147	. 0110026 .	Stock	Oxygen sensor R-26MED	27.39	0	4.78	28.7	50	1435
9147	. 0110029 .	Stock	Oxygen sensor R-29MED	32.81	0	4.78	34.38	0	0
9147	. 0110030 .	Stock	Oxygen sensor R-30MED	38.78	0	4.78	40.63	0	0
9147	. 0110031 .	Stock	Oxygen sensor R-31MED	90.12	0	4.78	94.43	0	0
9147	. 0110032 .	Stock	Oxygen sensor R-32MED	90.12	0	4.78	94.43	0	0
9147	. 0110035 .	Stock	Oxygen sensor R-29IMED	34.5	0	4.78	36.15	0	0
9147	. 0110036 .	Stock	Oxygen sensor R-36MED	14.09	0	4.78	14.76	53	782.28
9147	. 0110051 .	Stock	Oxygen sensor T-1	20.69	0	4.78	21.68	114	2471.52
9147	. 0110052 .	Stock	Oxygen sensor T-2	18.44	0	4.78	19.32	1	19.32
9147	. 0110057 .	Stock	Oxygen sensor T-7	16.86	0	4.78	17.67	202	3569.34
9147	. 0110080 .	Stock	Oxygen sensor UFO 130	71.2	0	4.78	74.6	0	0
9147	. 0110081 .	Stock	Oxygen sensor UFO 130-2	81.73	0	4.78	85.64	0	0
9147	. 0110107 .	Stock	Oxygen sensor - Automotive R-17A-LV	12.78	1.3	0	12.95	87	1126.65
9147	. 0110117 .	Stock	Oxygen sensor - Automotive R-17A	12.52	1.3	4.78	13.28	52	690.56
9147	. 0110121 .	Stock	Oxygen sensor - Automotive R-21A	12.52	1.3	4.78	13.28	132	1752.96
9147	. 0110122 .	Stock	Oxygen sensor - Automotive R-22A	12.26	1.3	4.78	13.01	2431	31627.31
9147	. 0110127 .	Stock	Oxygen sensor - Automotive R-17AV	12.52	1.3	4.78	13.28	49	650.72
9147	. 0110131 .	Stock	Oxygen sensor - Automotive R-21AV	13.02	1.3	0	13.19	1	13.19
9147	. 0110132 .	Stock	Oxygen sensor - Automotive R-22AV	12.39	1.3	4.78	13.14	1530	20104.2
9147	. 0110137 .	Stock	Oxygen sensor - Automotive R-17AH	12.14	1.3	4.78	12.88	135	1738.8
9147	. 0110142 .	Stock	Oxygen sensor - Automotive R-22AH	12.5	1.3	4.78	13.26	47	623.22
9147	. 0110349 .	Stock	Oxygen sensor R21AV. HAIK OEM sensor.	12.3	0	0	12.3	60	738
9147	. 0110350 .	Stock	Oxygen sensor R22AV. HAIK OEM sensor.	11.75	0	0	11.75	0	0
9147	. 0110361 .	Stock	Oxygen sensor R-22AHJR Jikco OEM sensor	12.91	0	0	12.91	26	335.66
9147	. 0111002 .	Stock	UFO 130-2 PCB	102.64	0	0	102.64	1	102.64
9147	. 0111205 .	Stock	Nitrogen analyser - AN300.	121.53	0	4.78	127.34	6	764.04
9147	. 0111211 .	Stock	Oxygen analyser w/o alarms - GB300.	111.95	0	4.78	117.3	1	117.3
9147	. 0111230 .	Stock	Oxygen analyser w/o alarms - AX300-I.	89.86	0	4.78	94.16	27	2542.32
9147	. 0111235 .	Stock	Oxygen monitor with alarms - MX300-I.	147.96	0	4.78	155.03	47	7286.41
9147	. 0120101 .	Stock	Oxygen sensor adapter cap 22mm I.D.	2.4	0	4.78	2.51	6	15.06
9147	. 0121204 .	Stock	AX/MX300 RS232 interface cable	14.24	0	4.78	14.92	4	59.68
9147	. 0121205 .	Stock	Calibration assembly for AX/MX300.	7.27	0	4.78	7.62	12	91.44
9147	. 0121209 .	Stock	Case screws for AX300 & MX300 set of 5	0.05	0	0	0.05	146	7.3
9147	. 0121212 .	Stock	Battery door lock for AX300 & MX300	0.05	0	0	0.05	144	7.2
9147	. 0121213 .	Stock	Mounting plate for AX300 & MX300	0.05	0	4.78	0.05	198	9.9
9147	. 0121216 .	Stock	AX300 Case Upgrade Kit Rev.1 to Rev.2	3	0	0	3	3	9
9147	. 0121217 .	Stock	MX300 Case Upgrade Kit Rev.1 to Rev.2	3	0	0	3	5	15
9147	. 0121221 .	Stock	Battery door for AN300 & GB300	0.01	0	0	0.01	7	0.07
9147	. 0131209 .	Stock	Output seal/plug - AX300 & MX300	0.67	0	0	0.67	59	39.53
9147	. 0131211 .	Stock	AX300-I Replacement Case (Rev. 2)	20.25	0	0	20.25	39	789.75
9147	. 0131212 .	Stock	MX300i Replacement Case	15.96	0	4.78	16.72	0	0
9147	. 0131214 .	Stock	Input connector - AX300 & MX300 (Rev. 2)	0.59	0	0	0.59	0	0
9147	. 0131240 .	Stock	Battery Contact Foil Detail Negative.	0	0	0	0	0	0
9147	. 0131241 .	Stock	Battery Contacts Foil Detail.	0	0	0	0	1	0
9147	. 0131242 .	Stock	Battery Contact Foil Detail Positive.	0	0	0	0	4	0
9147	. A67452 .	Stock	Rear Panel TED200T7 (English)	0.59	0	4.78	0.62	0	0
9147	. B-34102 .	Stock	Ted Bracket mounting clamp	26.1	0	4.78	27.35	0	0
9147	. B-55014 .	Stock	Case for TED200T7	18.4	0	4.78	19.28	0	0
9147	. B-66024 .	Stock	Sensor Cable TED 60T SCN	14.02	0	4.78	14.69	0	0
9147	. C-41541 .	Stock	Keypad panel assembly TED200T	29.26	0	0	29.26	0	0
9147	. C-885 .	Stock	Sensor cable - for use with T7	15.59	0	4.78	16.34	4	65.36
9147	. D-319 .	Stock	TED60TD LCD (3rd Digit)	21.16	0	4.78	22.17	0	0
9147	. A63416 .	Stock_writeoff 2018	TED 200 Battery Holder Black	0	0	4.78	0	52		0
9147	. J-23 .	Stock_writeoff 2018	Teledyne Sensor SKT Phone JACK	4.23	0	4.78	4.43	5		22.15
9147	. K-39 .	Stock_writeoff 2018	Calibration control knob - TED 60	5.55	0	4.78	5.82	4		23.28
Totals					£99,651.56	£45.43
Therapy Equipment Ltd
Supplier	Reference	TAG	Description	Raw Cost	Duty Tax(s) %	Freight %	Use Cost	Quantity	Stock Value	Write Off
9150	. 0310048 .	Stock	Rail Mounted Low Suction Controller	172.34	0	0	172.34	0	0
9150	. 0310049 .	Stock	Rail mounted low suction controller	206.72	0	0	206.72	0	0
9150	. 0310110 .	Stock	Low Suction Controller Filter Box of 10	19.13	0	3.6	19.82	2	39.64
9150	. 0310112 .	Stock	Low Suction Controller Filter Box of 10	27.63	0	0	27.63	0	0
9150	. 0320010 .	Stock	Universal rail clamp with `V`	14.88	0	3.6	15.42	2	30.84
9150	. 0320015 .	Stock	1/2 litre suction jar.	31	0	3.6	32.12	0	0
9150	. 0320060 .	Stock	Flowmeter (Oxygen) 0-15 Lpm.	41.44	0	3.6	42.93	9	386.37
9150	. 0330025 .	Stock	`V` Wall bracket	4.67	0	0	4.67	1	4.67
9150	. 0330033 .	Stock	3m suction hose assembly w/o rail clamp.	36.55	0	0	36.55	2	73.1
9150	. 0330034 .	Stock	Suction clear tubing (30m)	26.78	0	3.6	27.74	3	83.22
9150	. 0330204 .	Stock	Flowmeter (air) 0-15 Lpm	29.9	0	3.6	30.98	43	1332.14
9150	. 0330212 .	Stock	Gauge Seal	1.28	0	3.6	1.33	82	109.06
9150	. 0330217 .	Stock	Oxygen hose 1m. C/W indirect probe &	25.08	0	3.6	25.98	0	0
9150	. 0330218 .	Stock	Oxygen Hose 3m. C/W indirect probe &	30.18	0	3.6	31.27	0	0
9150	. 0330250 .	Stock	Oxygen hose 1.5m. C/W DIN fitting:	43.05	0	3.6	44.6	0	0
9150	. 0330251 .	Stock	Oxygen hose 3.0m. C/W DIN fitting:	46.58	0	3.6	48.26	0	0
9150	. 0330262 .	Stock	Oxygen Hose 1.5m. C/W indirect probe &	28.05	0	0	28.05	0	0
9150	. 0330263 .	Stock	Oxygen Hose 2m. C/W indirect probe &	30.18	0	0	30.18	2	60.36
9150	. 0330265 .	Stock	Oxygen Hose 5m. C/W indirect probe &	38.25	0	0	38.25	0	0
9150	. 0310037 .	Stock_writeoff 2018	Rail mounted low suction controller	206.13	0	3.6	213.55	0		0
9150	. 0330055 .	Stock_writeoff 2018	Universal clamp - 44mm horizontal	7.23	0	3.6	7.49	0		0
Totals					£2,119.40	£0.00
Vital Bio-Systems Pvt. Ltd
Supplier	Reference	TAG	Description	Raw Cost	Duty Tax(s) %	Freight %	Use Cost	Quantity	Stock Value	Write Off
9151	. 0020110 .	Stock	Extension Cable Length 2.4m (8ft)	42.2	0	4.8	44.23	0	0
9151	. 0020120 .	Stock	Extension Cable Length 0.9m (3ft)	32.46	0	4.8	34.02	0	0
9151	. 0020210 .	Stock	Dolphin SpO2 Finger Sensor Adult.	49.9	0	4.8	52.3	0	0
9151	. 0050560 .	Stock	Dolphin SpO2 Disposable Sensor	171.41	0	4.8	179.64	0	0
Totals					£0.00	£0.00
Tenacore UK Ltd
Supplier	Reference	TAG	Description	Raw Cost	Duty Tax(s) %	Freight %	Use Cost	Quantity	Stock Value	Write Off
9156	. 0332003 .	Stock	Bird Blender - Overhaul kit.	69.23	0	0	69.23	1	69.23
Totals					£69.23	£0.00
Medu-Scientific Ltd
Supplier	Reference	TAG	Description	Raw Cost	Duty Tax(s) %	Freight %	Use Cost	Quantity	Stock Value	Write Off
9166	. 2500000 .	Stock	Microstim DB3 - PCB Assembly.	10.65	0	3.63	11.04	498	5497.92
9166	. 2510000 .	Stock	Microstim DB3 - Supramaximal Nerve	15.86	0	3.63	16.44	833	13694.52
9166	. 2530001 .	Stock	Microstim DB3 - Upper Case.	0.19	0	3.63	0.2	522	104.4
9166	. 2530002 .	Stock	Microstim DB3 - Lower Case.	0.19	0	3.63	0.2	542	108.4
9166	. 2530004 .	Stock	Microstim DB3 - Battery Cover .	0.23	0	3.63	0.24	593	142.32
9166	. 2530005 .	Stock	Microstim DB3 - Battery contact +ve.	0.18	0	3.63	0.19	557	105.83
9166	. 2530006 .	Stock	Microstim DB3 - Battery contact -ve.	0.18	0	3.63	0.19	556	105.64
9166	. 2530007 .	Stock	Microstim DB3 - Cable Battery Contacts	0.03	0	3.63	0.03	807	24.21
9166	. 2530008 .	Stock	Microstim DB3 - Case Screw.	0.05	0	3.63	0.05	2900	145
9166	. 2530010 .	Stock	Microstim DB3 - Output Connector.	0.82	0	3.63	0.85	539	458.15
9166	. 2530011 .	Stock	Microstim DB3 - Mode Switch & Bezel.	0.55	0	3.63	0.57	1097	625.29
9166	. 2530012 .	Stock	Microstim DB3 - Intensity Control Knob.	0.25	0	3.63	0.26	418	108.68
9166	. 2530014 .	Stock	Microstim DB3 - Audio Transducer.	0.05	0	3.63	0.05	1140	57
9166	. 2530016 .	Stock	Microstim DB3 - LED	0.05	0	0	0.05	1000	50
9166	. 2530025 .	Stock	Microstim DB3 - Transformer BW-0586B	0.319632	0	0	0.32	5000	1600
Totals					£22,827.36	£0.00
Solaris Medical Technology Inc
Supplier	Reference	TAG	Description	Raw Cost	Duty Tax(s) %	Freight %	Use Cost	Quantity	Stock Value	Write Off
9167	. 0015521 .	Stock	SpO2 extension/adapter cable Philips/HP	24.86	0	2	25.36	0	0
Totals					£0.00	£0.00
Analytical Industries Inc.
Supplier	Reference	TAG	Description	Raw Cost	Duty Tax(s) %	Freight %	Use Cost	Quantity	Stock Value	Write Off
9168	. 0110616 .	Stock	Oxygen sensor	49.73	0	3.66	51.55	0	0
Totals					£0.00	£0.00
Medestime S.A.
Supplier	Reference	TAG	Description	Raw Cost	Duty Tax(s) %	Freight %	Use Cost	Quantity	Stock Value	Write Off
9169	. 2110100 .	Stock	Intensive BiliCrystal I.V. 2	1677.57	0	0	1677.57	0	0
9169	. 2110102 .	Stock	Phototherapy BiliCrystal Duo 2	850.84	0	0	850.84	0	0
Totals					£0.00	£0.00
Ali Noorali Somerford + Saadat
Supplier	Reference	TAG	Description	Raw Cost	Duty Tax(s) %	Freight %	Use Cost	Quantity	Stock Value	Write Off
9175	. 0014522 .	Stock	Masimo PC12 Cable 12ft patient cable.	52.78	0	3.48	54.62	8	436.96
9175	. 0014526 .	Stock	Masimo LC-10 Cable 10ft LNCS patient	47.22	0	0	47.22	51	2408.22
9175	. 0014543 .	Stock_writeoff 2018	Masimo LNOP NeoPt disposable neonatal	0	0	3.48	0	1		0
Totals					£2,845.18	£0.00
W.AG Funktion + design
Supplier	Reference	TAG	Description	Raw Cost	Duty Tax(s) %	Freight %	Use Cost	Quantity	Stock Value	Write Off
9182	. 1430330 .	Stock	V1000 - Plastic Carrying Case	3.79	0	0	3.79	0	0
9182	. 2530049 .	Stock	Microstim DB3 - Carrying Case	3.72	0	0	3.72	10	37.2
Totals					£37.20	£0.00
Trionara Technologies AB
Supplier	Reference	TAG	Description	Raw Cost	Duty Tax(s) %	Freight %	Use Cost	Quantity	Stock Value	Write Off
9184	. 4420504 .	Stock	ISA CO2 analyzer	523.51	0	0	523.51	59	30887.09
9184	. 4420528 .	Stock	Nomoline PhaseIn. Box of 25	117.79	0	0	117.79	0	0
9184	. 5410122 .	Stock	Vitus 12	936.28	0	0	936.28	2	1872.56
9184	. 5410131 .	Stock	Vitus 18	985.25	0	0	985.25	2	1970.5
9184	. 5410140 .	Stock	Vitus 4	835.45	0	0	835.45	2	1670.9
Totals					£36,401.05	£0.00
Precision Medical
Supplier	Reference	TAG	Description	Raw Cost	Duty Tax(s) %	Freight %	Use Cost	Quantity	Stock Value	Write Off
9187	. 5610000 .	Stock	PM5900 Oxygen Monitor	201.44	0	0	201.44	2	402.88
9187	. 5610051 .	Stock	PM5300 Series Low Flow Air/O2 Blender.	399.15	0	0	399.15	1	399.15
9187	. 5610052 .	Stock	PM5300 Series Low Flow Air/O2 Blender.	406.69	0	0	406.69	0	0
9187	. 5610061 .	Stock	PM5200 Series High Flow Air/O2 Blender.	435.02	0	0	435.02	0	0
9187	. 5610350 .	Stock	Tracheostomy Tube Guard 1 pk.	2.25	0	0	2.25	5	11.25
9187	. 5620051 .	Stock	Blender Wall Mount - 504776	12.57	0	0	12.57	0	0
9187	. 5620052 .	Stock	Blender Pole Mount	23.14	0	0	23.14	1	23.14
9187	. 5620053 .	Stock	Blender Rail Mount - 507267	36.3	0	0	36.3	1	36.3
9187	. 5620054 .	Stock	Blender DIN Rail Mount - 505976	31.23	0	0	31.23	1	31.23
9187	. 5620070 .	Stock	High Flow Helper - 3 in 1	12.66	0	0	12.66	0	0
9187	. 5620075 .	Stock	Flowmeter Output Connector - Plastic	0.36	0	0	0.36	10	3.6
9187	. 5620076 .	Stock	Flowmeter Output Connector	2.12	0	0	2.12	10	21.2
9187	. 5620077 .	Stock	Flowmeter Output Connector	2.29	0	0	2.29	20	45.8
9187	. 5620080 .	Stock	Flowmeter 0-15 lpm with DISS inlet.	21.17	0	0	21.17	1	21.17
9187	. 5620081 .	Stock	Flowmeter 0-15 lpm with DISS inlet.	21.48	0	0	21.48	1	21.48
9187	. 5620082 .	Stock	Flowmeter 0-15 lpm with DISS inlet.	21.07	0	0	21.07	1	21.07
9187	. 5620089 .	Stock	Flowmeter 0-1 lpm with DISS inlet.	72.07	0	0	72.07	0	0
9187	. 5620100 .	Stock	Oxygen Hose Assembly DISS - DISS.	22.08	0	0	22.08	0	0
9187	. 5620101 .	Stock	Air Hose Assembly DISS - DISS.	22.08	0	0	22.08	0	0
9187	. 5620110 .	Stock	Oxygen Hose Assembly NIST - NIST.	31.89	0	0	31.89	0	0
9187	. 5620111 .	Stock	Air Hose Assembly NIST - NIST.	31.89	0	0	31.89	0	0
9187	. 5620120 .	Stock	Oxygen Hose Assembly NIST - DIN.	31.93	0	0	31.93	1	31.93
9187	. 5620121 .	Stock	Air Hose Assembly NIST - DIN.	47.46	0	0	47.46	0	0
9187	. 5620122 .	Stock	Air Hose Assembly NIST - DIN.	31.93	0	0	31.93	0	0
9187	. 5620130 .	Stock	Oxygen Hose Assembly NIST - AFNOR.	41.77	0	0	41.77	0	0
9187	. 5620131 .	Stock	Air Hose Assembly NIST - AFNOR.	46.25	0	0	46.25	0	0
9187	. 5620211 .	Stock	Flowmeter 0-70 lpm with DISS inlet.	36.32	0	0	36.32	0	0
9187	. 5620212 .	Stock	Flowmeter 0-70 lpm with DISS inlet.	38.51	0	0	38.51	0	0
Totals					£1,070.20	£0.00
Vandagraph
Supplier	Reference	TAG	Description	Raw Cost	Duty Tax(s) %	Freight %	Use Cost	Quantity	Stock Value	Write Off
9190	. 0110219 .	Stock	Oxygen sensor R17D-VG	30	0	0	30	0	0
9190	. 0110226 .	Stock	Oxygen sensor R-33VAN	30	0	0	30	0	0
9190	. 9710500 .	Stock	BVM Resuscitator	14	0	0	14	0	0
Totals					£0.00	£0.00
KKC Cases GmbH
Supplier	Reference	TAG	Description	Raw Cost	Duty Tax(s) %	Freight %	Use Cost	Quantity	Stock Value	Write Off
9193	. 9730100 .	Stock	Carrying Case - Black	10.9	0	0	10.9	10	109
Totals					£109.00	£0.00
Bluepoint Medical
Supplier	Reference	TAG	Description	Raw Cost	Duty Tax(s) %	Freight %	Use Cost	Quantity	Stock Value	Write Off
9299	. 0014790 .	Stock	SpO2 Silicone Finger Sensor - Paediatric	18.98	0	0	18.98	0	0
9299	. 0035001 .	Stock	Disposable SpO2 sensor tape paediatric.	0.18	0	0	0.18	0	0
9299	. 0035002 .	Stock	Disposable SpO2 sensor tape infant.	0.18	0	0	0.18	0	0
9299	. 0035003 .	Stock	Disposable SpO2 sensor tape neonatal.	0.18	0	0	0.18	0	0
9299	. 0035005 .	Stock	Disposable SpO2 sensor tape paediatric.	0.18	0	0	0.18	0	0
9299	. 0035008 .	Stock	Disposable SpO2 sensor tape adult.	0.18	0	0	0.18	0	0
9299	. 0035009 .	Stock	Disposable SpO2 sensor tape paediatric.	0.18	0	0	0.18	0	0
9299	. 0035010 .	Stock	Disposable SpO2 sensor tape infant.	0.18	0	0	0.18	0	0
9299	. 0035011 .	Stock	Disposable SpO2 sensor tape neonatal.	0.18	0	0	0.18	0	0
9299	. 0131150 .	Stock	Oxygen Sensor Cable Black.	5.87	0	0	5.87	202	1185.74
9299	. 0131202 .	Stock	Oxygen Sensor Cable Black.	8.36	0	0	8.36	96	802.56
9299	. 4420560 .	Stock	Disposable nasal sampling line.Box of 40	18.28	0	0	18.28	0	0
9299	. 0014925 .	Stock_writeoff 2018	Disposable SpO2 Sensors - Adult.	43.57	0	0	43.57	27		1176.39
9299	. 0014926 .	Stock_writeoff 2018	Disposable SpO2 Sensors - Paediatric.	43.57	0	0	43.57	12		522.84
9299	. 0014928 .	Stock_writeoff 2018	Disposable SpO2 Sensors - Neonatal.	45.93	0	0	45.93	9		413.37
9299	. 0035000 .	Stock_writeoff 2018	Disposable SpO2 sensor tape adult.	0.18	0	0	0.18	495		89.1
Totals					£1,988.30	£2,201.70
Bluepoint Medical
Supplier	Reference	TAG	Description	Raw Cost	Duty Tax(s) %	Freight %	Use Cost	Quantity	Stock Value	Write Off
9300	. 0002000 .	Stock	Upper case assembly.	8.44	0	0	8.44	0	0
9300	. 0002001 .	Stock	Lower case assembly.	5.91	0	0	5.91	0	0
9300	. 0002003 .	Stock	Housing assembly complete.	15.62	0	0	15.62	0	0
9300	. 0002004 .	Stock	Main PCB assembly.	38.41	0	0	38.41	2	76.82
9300	. 0012101 .	Stock	Finger Pulse Oximeter Viamed VM 2101.	36.94	0	0	36.94	276	10195.44
9300	. 0012105 .	Stock	Finger Pulse Oximeter Viamed VM 2105.	70.66	0	0	70.66	24	1695.84
9300	. 0012106 .	Stock	Finger Pulse Oximeter Viamed VM 2105.	67.45	0	0	67.45	45	3035.25
9300	. 0012160 .	Stock	Pulse Oximeter Viamed VM 2160.	127.35	0	0	127.35	91	11588.85
9300	. 0012161 .	Stock	Pulse Oximeter Viamed VM 2160.	127.8	0	0	127.8	28	3578.4
9300	. 0012163 .	Stock	Pulse Oximeter Viamed VM 2160.	169.96	0	0	169.96	0	0
9300	. 0012164 .	Stock	Pulse Oximeter Viamed VM 2160.	136.54	0	0	136.54	0	0
9300	. 0012165 .	Stock	Pulse Oximeter Viamed VM-2160 SMARTsat.	140.38	0	0	140.38	19	2667.22
9300	. 0012166 .	Stock	Pulse Oximeter Viamed VM-2160 SMARTsat.	98.41	0	0	98.41	9	885.69
9300	. 0012167 .	Stock	Pulse Oximeter Viamed VM 2160 SMARTsat.	0	0	0	0	0	0
9300	. 0012168 .	Stock	Pulse Oximeter Viamed VM-2160 SMARTsat.	0	0	0	0	0	0
9300	. 0012169 .	Stock	Pulse Oximeter Viamed VM-2160 SMARTsat.	0	0	0	0	0	0
9300	. 0012170 .	Stock	Pulse Oximeter Viamed VM-2160 SMARTsat	0	0	0	0	0	0
9300	. 0012171 .	Stock	Pulse Oximeter Viamed VM-2160 SMARTsat	0	0	0	0	0	0
9300	. 0012172 .	Stock	Pulse Oximeter Viamed VM-2160 SMARTsat.	0	0	0	0	0	0
9300	. 0012173 .	Stock	Pulse Oximeter Viamed VM-2160 SMARTsat.	0	0	0	0	0	0
9300	. 0012174 .	Stock	Pulse Oximeter Viamed VM-2160 SMARTsat.	0	0	0	0	0	0
9300	. 0012175 .	Stock	Pulse Oximeter Viamed VM 2160.	121.07	0	0	121.07	7	847.49
9300	. 0012176 .	Stock	Pulse Oximeter Viamed VM 2160.	0	0	0	0	1	0
9300	. 0012187 .	Stock	Finger Pulse Oximeter VM 2105 - Demo.	56.52	0	0	56.52	8	452.16
9300	. 0012188 .	Stock	Finger Pulse Oximeter VM 2105 - Demo.	56.52	0	0	56.52	7	395.64
9300	. 0012189 .	Stock	Pulse Oximeter Viamed VM 2160-L - Demo	0	0	0	0	2	0
9300	. 0012190 .	Stock	Pulse Oximeter Viamed VM 2160 - Demo	0	0	0	0	5	0
9300	. 0012400 .	Stock	Hb Monitor Viamed VM-2400.	0	0	0	0	2	0
9300	. 0012406 .	Stock	VM-2400 Counter Key - 500.	0	0	0	0	1	0
9300	. 0012700 .	Stock	OEM SpO2 board - SMARTsat OEM I	0	0	0	0	0	0
9300	. 0012710 .	Stock	OEM SpO2 board - SMARTsat OEM II	0	0	0	0	0	0
9300	. 0012720 .	Stock	OEM SpO2 board - SMARTsat OEM III	0	0	0	0	0	0
9300	. 0012721 .	Stock	OEM SpO2 board - SMARTsat Viamed OEM III	0	0	0	0	0	0
9300	. 0012730 .	Stock	OEM SpO2 board - SMARTsat OEM EB (II)	0	0	0	0	0	0
9300	. 0012731 .	Stock	OEM SpO2 board - SMARTsat OEM EB (III)	0	0	0	0	0	0
9300	. 0012745 .	Stock	SMARTsat Sensor Plug.	0	0	0	0	0	0
9300	. 0012746 .	Stock	SMARTsat Sensor Plug - PCB Mounted	0	0	0	0	0	0
9300	. 0012749 .	Stock	SMARTsat Sensor Basic Flex Cable.	0	0	0	0	0	0
9300	. 0012750 .	Stock	SMARTsat Low Noise Sensor flex Cable.	0	0	0	0	0	0
9300	. 0012760 .	Stock	Development Kit - SMARTsat OEM I	0	0	0	0	0	0
9300	. 0012761 .	Stock	Development Kit - SMARTsat OEM II	0	0	0	0	0	0
9300	. 0012762 .	Stock	Development Kit - SMARTsat OEM III	272.16	0	0	272.16	2	544.32
9300	. 0014201 .	Stock	SpO2 Silicone Finger Sensor - Adult.	0	0	0	0	0	0
9300	. 0014202 .	Stock	SpO2 Silicone Finger Sensor - Adult.	0	0	0	0	0	0
9300	. 0014203 .	Stock	SpO2 Silicone Finger Sensor - Adult.	0	0	0	0	0	0
9300	. 0014204 .	Stock	SpO2 Silicone Finger Sensor - Adult.	0	0	0	0	0	0
9300	. 0014205 .	Stock	SpO2 Silicone Finger Sensor - Adult.	0	0	0	0	0	0
9300	. 0014206 .	Stock	SpO2 Silicone Finger Sensor - Adult.	0	0	0	0	0	0
9300	. 0014207 .	Stock	SpO2 Silicone Finger Sensor - Adult.	0	0	0	0	0	0
9300	. 0014208 .	Stock	SpO2 Silicone Finger Sensor - Adult.	0	0	0	0	0	0
9300	. 0014209 .	Stock	SpO2 Silicone Finger Sensor - Adult.	0	0	0	0	0	0
9300	. 0014210 .	Stock	SpO2 Silicone Finger Sensor - Adult.	0	0	0	0	0	0
9300	. 0014211 .	Stock	SpO2 Silicone Finger Sensor - Adult.	0	0	0	0	0	0
9300	. 0014212 .	Stock	SpO2 Silicone Finger Sensor - Adult.	0	0	0	0	0	0
9300	. 0014213 .	Stock	SpO2 Silicone Finger Sensor - Adult.	0	0	0	0	0	0
9300	. 0014214 .	Stock	SpO2 Silicone Finger Sensor - Adult.	0	0	0	0	0	0
9300	. 0014215 .	Stock	SpO2 Silicone Finger Sensor - Adult.	0	0	0	0	0	0
9300	. 0014217 .	Stock	SpO2 Silicone Finger Sensor - Adult.	0	0	0	0	0	0
9300	. 0014218 .	Stock	SpO2 Silicone Finger Sensor - Adult.	0	0	0	0	0	0
9300	. 0014219 .	Stock	SpO2 Silicone Finger Sensor - Adult.	0	0	0	0	0	0
9300	. 0014220 .	Stock	SpO2 Silicone Finger Sensor - Adult.	0	0	0	0	0	0
9300	. 0014221 .	Stock	SpO2 Silicone Finger Sensor - Adult.	0	0	0	0	0	0
9300	. 0014222 .	Stock	SpO2 Silicone Finger Sensor - Adult.	43.87	0	0	43.87	0	0
9300	. 0014223 .	Stock	SpO2 Silicone Finger Sensor - Adult.	0	0	0	0	0	0
9300	. 0014224 .	Stock	SpO2 Silicone Finger Sensor - Adult.	0	0	0	0	0	0
9300	. 0014225 .	Stock	SpO2 Silicone Finger Sensor - Adult.	0	0	0	0	0	0
9300	. 0014591 .	Stock	SpO2 Silicone Finger Sensor - Paediatric	70.29	0	0	70.29	5	351.45
9300	. 0014592 .	Stock	SpO2 Wrap Sensor- Paediatric	43.87	0	0	43.87	0	0
9300	. 0014595 .	Stock	SpO2 Silicone Finger Sensor - Adult.	0	0	0	0	0	0
9300	. 0014596 .	Stock	SpO2 Silicone Finger Sensor - Paediatric	0	0	0	0	0	0
9300	. 0014601 .	Stock	SpO2 Finger Sensor - Adult.	17.71	0	0	17.71	22	389.62
9300	. 0014603 .	Stock	SpO2 Finger Sensor - Adult.	35.44	0	0	35.44	39	1382.16
9300	. 0014604 .	Stock	SpO2 Finger Sensor - Adult.	25.2	0	0	25.2	8	201.6
9300	. 0014605 .	Stock	SpO2 Finger Sensor - Adult.	18.79	0	0	18.79	36	676.44
9300	. 0014606 .	Stock	SpO2 Finger Sensor - Adult.	22.61	0	0	22.61	23	520.03
9300	. 0014607 .	Stock	SpO2 Finger Sensor - Adult.	37.19	0	0	37.19	66	2454.54
9300	. 0014608 .	Stock	SpO2 Finger Sensor - Adult.	25.08	0	0	25.08	4	100.32
9300	. 0014609 .	Stock	SpO2 Finger Sensor - Adult.	17.99	0	0	17.99	23	413.77
9300	. 0014610 .	Stock	SpO2 Finger Sensor - Adult.	14.97	0	0	14.97	10	149.7
9300	. 0014611 .	Stock	SpO2 Finger Sensor - Adult.	14.97	0	0	14.97	8	119.76
9300	. 0014612 .	Stock	SpO2 Finger Sensor - Adult.	28.2	0	0	28.2	9	253.8
9300	. 0014617 .	Stock	SpO2 Finger Sensor - Adult.	17.11	0	0	17.11	22	376.42
9300	. 0014618 .	Stock	SpO2 Finger Sensor - Adult.	25.96	0	0	25.96	18	467.28
9300	. 0014625 .	Stock	SpO2 Finger Sensor - Adult.	34.41	0	0	34.41	25	860.25
9300	. 0014650 .	Stock	SpO2 Finger Sensor - Adult.	36.48	0	0	36.48	61	2225.28
9300	. 0014651 .	Stock	SpO2 Finger Sensor - Adult.	23.12	0	0	23.12	142	3283.04
9300	. 0014701 .	Stock	SpO2 Silicone Finger Sensor - Adult.	29.58	0	0	29.58	51	1508.58
9300	. 0014702 .	Stock	SpO2 Silicone Finger Sensor - Adult.	32.02	0	0	32.02	23	736.46
9300	. 0014703 .	Stock	SpO2 Silicone Finger Sensor - Adult.	50.18	0	0	50.18	35	1756.3
9300	. 0014704 .	Stock	SpO2 Silicone Finger Sensor - Adult.	39.89	0	0	39.89	3	119.67
9300	. 0014705 .	Stock	SpO2 Silicone Finger Sensor - Adult.	31.33	0	0	31.33	22	689.26
9300	. 0014706 .	Stock	SpO2 Silicone Finger Sensor - Adult.	53.67	0	0	53.67	34	1824.78
9300	. 0014707 .	Stock	SpO2 Silicone Finger Sensor - Adult.	43.66	0	0	43.66	21	916.86
9300	. 0014709 .	Stock	SpO2 Silicone Finger Sensor - Adult.	34.01	0	0	34.01	22	748.22
9300	. 0014710 .	Stock	SpO2 Silicone Finger Sensor - Adult.	31.23	0	0	31.23	17	530.91
9300	. 0014711 .	Stock	SpO2 Silicone Finger Sensor - Adult.	27	0	0	27	0	0
9300	. 0014712 .	Stock	SpO2 Silicone Finger Sensor - Adult.	48.08	0	0	48.08	5	240.4
9300	. 0014714 .	Stock	SpO2 Silicone Finger Sensor - Adult.	48.03	0	0	48.03	9	432.27
9300	. 0014715 .	Stock	SpO2 Silicone Finger Sensor - Adult.	39.66	0	0	39.66	13	515.58
9300	. 0014717 .	Stock	SpO2 Silicone Finger Sensor - Adult.	0	0	0	0	0	0
9300	. 0014718 .	Stock	SpO2 Silicone Finger Sensor - Adult.	0	0	0	0	0	0
9300	. 0014719 .	Stock	SpO2 Silicone Finger Sensor - Adult.	0	0	0	0	0	0
9300	. 0014720 .	Stock	SpO2 Silicone Finger Sensor - Adult.	0	0	0	0	0	0
9300	. 0014721 .	Stock	SpO2 Silicone Finger Sensor - Adult.	0	0	0	0	10	0
9300	. 0014722 .	Stock	SpO2 Silicone Finger Sensor - Adult.	0	0	0	0	0	0
9300	. 0014723 .	Stock	SpO2 Silicone Finger Sensor - Adult.	47.97	0	0	47.97	13	623.61
9300	. 0014724 .	Stock	SpO2 Silicone Finger Sensor - Adult.	0	0	0	0	0	0
9300	. 0014725 .	Stock	SpO2 Silicone Finger Sensor - Adult.	50.65	0	0	50.65	1	50.65
9300	. 0014750 .	Stock	SpO2 Silicone Finger Sensor - Adult.	0	0	0	0	46	0
9300	. 0014751 .	Stock	SpO2 Silicone Finger Sensor - Paediatric	44.05	0	0	44.05	12	528.6
9300	. 0014752 .	Stock	SpO2 Silicone Finger Sensor - Adult.	30.82	0	0	30.82	333	10263.06
9300	. 0014753 .	Stock	SpO2 Silicone Finger Sensor - Paediatric	0	0	0	0	27	0
9300	. 0014754 .	Stock	SpO2 Silicone Finger Sensor - Medium	30.82	0	0	30.82	100	3082
9300	. 0014755 .	Stock	SpO2 Silicone Finger Sensor - Adult.	36.58	0	0	36.58	0	0
9300	. 0014756 .	Stock	SpO2 Silicone Finger Sensor - Paediatric	40.33	0	0	40.33	1	40.33
9300	. 0014760 .	Stock	SpO2 Silicone Finger Sensor - Adult.	0	0	0	0	0	0
9300	. 0014761 .	Stock	SpO2 Silicone Finger Sensor - Paediatric	29.95	0	0	29.95	14	419.3
9300	. 0014762 .	Stock	SpO2 Silicone Finger Sensor - Paediatric	34.87	0	0	34.87	40	1394.8
9300	. 0014763 .	Stock	SpO2 Silicone Finger Sensor - Paediatric	52.31	0	0	52.31	24	1255.44
9300	. 0014764 .	Stock	SpO2 Silicone Finger Sensor - Paediatric	38.28	0	0	38.28	14	535.92
9300	. 0014765 .	Stock	SpO2 Silicone Finger Sensor - Paediatric	0	0	0	0	0	0
9300	. 0014766 .	Stock	SpO2 Silicone Finger Sensor - Paediatric	47.1	0	0	47.1	26	1224.6
9300	. 0014767 .	Stock	SpO2 Silicone Finger Sensor - Paediatric	0	0	0	0	0	0
9300	. 0014768 .	Stock	SpO2 Silicone Finger Sensor - Paediatric	38.64	0	0	38.64	23	888.72
9300	. 0014770 .	Stock	SpO2 Silicone Finger Sensor - Paediatric	30.7	0	0	30.7	22	675.4
9300	. 0014772 .	Stock	SpO2 Silicone Finger Sensor - Paediatric	0	0	0	0	0	0
9300	. 0014773 .	Stock	SpO2 Silicone Finger Sensor - Paediatric	0	0	0	0	0	0
9300	. 0014775 .	Stock	SpO2 Silicone Finger Sensor - Paediatric	42.23	0	0	42.23	18	760.14
9300	. 0014777 .	Stock	SpO2 Silicone Finger Sensor - Paediatric	0	0	0	0	0	0
9300	. 0014778 .	Stock	SpO2 Silicone Finger Sensor - Paediatric	54.01	0	0	54.01	8	432.08
9300	. 0014779 .	Stock	SpO2 Silicone Finger Sensor - Paediatric	0	0	0	0	0	0
9300	. 0014780 .	Stock	SpO2 Silicone Finger Sensor - Paediatric	0	0	0	0	0	0
9300	. 0014781 .	Stock	SpO2 Silicone Finger Sensor - Paediatric	0	0	0	0	0	0
9300	. 0014782 .	Stock	SpO2 Silicone Finger Sensor - Paediatric	0	0	0	0	0	0
9300	. 0014785 .	Stock	SpO2 Silicone Finger Sensor - Paediatric	49.12	0	0	49.12	14	687.68
9300	. 0014801 .	Stock	Pulse Oximetry Ear Sensor	35.45	0	0	35.45	0	0
9300	. 0014802 .	Stock	Pulse Oximetry Ear Sensor	36.72	0	0	36.72	25	918
9300	. 0014804 .	Stock	Pulse Oximetry Ear Sensor	47.06	0	0	47.06	59	2776.54
9300	. 0014805 .	Stock	Pulse Oximetry Ear Sensor	56.45	0	0	56.45	24	1354.8
9300	. 0014806 .	Stock	Pulse Oximetry Ear Sensor	42.78	0	0	42.78	7	299.46
9300	. 0014807 .	Stock	Pulse Oximetry Ear Sensor	53.23	0	0	53.23	2	106.46
9300	. 0014816 .	Stock	Pulse Oximetry Ear Sensor	47.06	0	0	47.06	33	1552.98
9300	. 0014820 .	Stock	Pulse Oximetry Wrap Sensor	27.65	0	0	27.65	0	0
9300	. 0014822 .	Stock	Pulse Oximetry Wrap Sensor	35.24	0	0	35.24	17	599.08
9300	. 0014823 .	Stock	Pulse Oximetry Wrap Sensor	48.29	0	0	48.29	21	1014.09
9300	. 0014824 .	Stock	Pulse Oximetry Wrap Sensor	38.72	0	0	38.72	3	116.16
9300	. 0014825 .	Stock	Pulse Oximetry Ear Sensor	45.17	0	0	45.17	16	722.72
9300	. 0014829 .	Stock	Pulse Oximetry Wrap Sensor	39.08	0	0	39.08	22	859.76
9300	. 0014830 .	Stock	Pulse Oximetry Wrap Sensor	33.43	0	0	33.43	0	0
9300	. 0014831 .	Stock	Pulse Oximetry Wrap Sensor	36.25	0	0	36.25	0	0
9300	. 0014835 .	Stock	Pulse Oximetry Wrap Sensor	45.27	0	0	45.27	5	226.35
9300	. 0014845 .	Stock	Pulse Oximetry Multi-Site Y Sensor	0	0	0	0	0	0
9300	. 0014848 .	Stock	Pulse Oximetry Wrap Sensor	0	0	0	0	28	0
9300	. 0014849 .	Stock	Pulse Oximetry Wrap Sensor	40.08	0	0	40.08	0	0
9300	. 0014850 .	Stock	Pulse Oximetry Ear Sensor	0	0	0	0	0	0
9300	. 0014851 .	Stock	Pulse Oximetry Wrap Sensor	30.82	0	0	30.82	59	1818.38
9300	. 0014890 .	Stock	Sensor Wraps box of 12.	0	0	0	0	17	0
9300	. 0014891 .	Stock	SMARTsat Hydrogel Pads	0	0	0	0	0	0
9300	. 0014892 .	Stock	SMARTsat Hydrogel Strips	0	0	0	0	0	0
9300	. 0014895 .	Stock	Pulse Oximetry Extension Cable 1.2 m	24.34	0	0	24.34	30	730.2
9300	. 0014896 .	Stock	Pulse Oximetry Extension Cable 2.4 m	51.99	0	0	51.99	22	1143.78
9300	. 0014901 .	Stock	Disposable SpO2 Sensors - Adult.	59.58	0	0	59.58	18	1072.44
9300	. 0014902 .	Stock	Disposable SpO2 Sensors - Paediatric.	73.16	0	0	73.16	16	1170.56
9300	. 0014904 .	Stock	Disposable SpO2 Sensors - Neonatal.	64.57	0	0	64.57	56	3615.92
9300	. 0014905 .	Stock	Disposable SpO2 Sensors - Adult.	64.6	0	0	64.6	6	387.6
9300	. 0014909 .	Stock	Disposable SpO2 Sensors - Adult.	66.89	0	0	66.89	103	6889.67
9300	. 0014910 .	Stock	Disposable SpO2 Sensors - Paediatric.	65.47	0	0	65.47	16	1047.52
9300	. 0014911 .	Stock	Disposable SpO2 Sensors - Infant.	65.71	0	0	65.71	17	1117.07
9300	. 0014912 .	Stock	Disposable SpO2 Sensors - Neonatal.	68.58	0	0	68.58	21	1440.18
9300	. 0014957 .	Stock	Disposable SpO2 Sensors - Adult.	60.92	0	0	60.92	69	4203.48
9300	. 0014958 .	Stock	Disposable SpO2 Sensors - Paediatric.	60.92	0	0	60.92	16	974.72
9300	. 0014959 .	Stock	Disposable SpO2 Sensors - Infant.	64.7	0	0	64.7	7	452.9
9300	. 0014960 .	Stock	Disposable SpO2 Sensors - Neonatal.	72.68	0	0	72.68	14	1017.52
9300	. 0014964 .	Stock	Disposable SpO2 Sensors - Neonatal.	0	0	0	0	0	0
9300	. 0014972 .	Stock	Disposable SpO2 Sensors - Neonatal.	70.67	0	0	70.67	0	0
9300	. 0014981 .	Stock	Disposable SpO2 Sensors - Adult.	72.68	0	0	72.68	68	4942.24
9300	. 0014982 .	Stock	Disposable SpO2 Sensors - Paediatric.	73.16	0	0	73.16	50	3658
9300	. 0014983 .	Stock	Disposable SpO2 Sensors - Infant.	79.23	0	0	79.23	34	2693.82
9300	. 0014984 .	Stock	Disposable SpO2 Sensors - Neonatal.	77.44	0	0	77.44	85	6582.4
9300	. 0014989 .	Stock	Disposable SpO2 Sensors - Adult.	113.02	0	0	113.02	0	0
9300	. 0014990 .	Stock	Disposable SpO2 Sensors - Paediatric.	116.33	0	0	116.33	23	2675.59
9300	. 0014993 .	Stock	Disposable SpO2 Sensors - Adult.	102.22	0	0	102.22	32	3271.04
9300	. 0014994 .	Stock	Disposable SpO2 Sensors - Paediatric.	104.31	0	0	104.31	0	0
9300	. 0014995 .	Stock	Disposable SpO2 Sensors - Infant.	103.19	0	0	103.19	26	2682.94
9300	. 0014996 .	Stock	Disposable SpO2 Sensors - Neonatal.	111.68	0	0	111.68	12	1340.16
9300	. 0015000 .	Stock	Pulse oximetry Lingual Sensor	45.43	0	0	45.43	15	681.45
9300	. 0015002 .	Stock	Pulse oximetry Y Sensor - Veterinary	45.47	0	0	45.47	0	0
9300	. 0015010 .	Stock	Disposable SpO2 Sensors - Adult.	0	0	0	0	25	0
9300	. 0015011 .	Stock	Disposable SpO2 Sensors - Paediatric.	0	0	0	0	19	0
9300	. 0015012 .	Stock	Disposable SpO2 Sensors - Infant.	0	0	0	0	25	0
9300	. 0015013 .	Stock	Disposable SpO2 Sensors - Neonatal.	0	0	0	0	75	0
9300	. 0019001 .	Stock	Nellcor DEC-4 compatible SpO2 extension	15.08	0	0	15.08	8	120.64
9300	. 0019002 .	Stock	Nellcor DEC-8 compatible SpO2 extension	17.15	0	0	17.15	49	840.35
9300	. 0022160 .	Stock	Protection Cover - Clear	0	0	0	0	51	0
9300	. 0022170 .	Stock	Carrying bag For VM2160	11.29	0	0	11.29	18	203.22
9300	. 0022173 .	Stock	Carrying Case for VM2160 SMARTsat	0	0	0	0	0	0
9300	. 0022175 .	Stock	Lanyard (Blue) for use with Viamed	0	0	0	0	56	0
9300	. 0039000 .	Stock	Keypad.	2.08	0	0	2.08	24	49.92
9300	. 0039001 .	Stock	Display Window.	2.13	0	0	2.13	28	59.64
9300	. 0039003 .	Stock	Battery Cover.	0	0	0	0	14	0
9300	. 0039007 .	Stock	Micro switch cover.	0.85	0	0	0.85	18	15.3
9300	. 0039012 .	Stock	Main PCB Assembly (TFT)	50.79	0	0	50.79	2	101.58
9300	. 0039013 .	Stock	USB-PCB Assembly	18.47	0	0	18.47	1	18.47
9300	. 0039016 .	Stock	OLED display.	12.55	0	0	12.55	0	0
9300	. 0039019 .	Stock	Micro switch (on/off).	0.85	0	0	0.85	20	17
9300	. 0039022 .	Stock	USB Connection Cable without Ferrite.	0	0	0	0	0	0
9300	. 0039023 .	Stock	Sensor connector (Minimed).	13.48	0	0	13.48	10	134.8
9300	. 0039024 .	Stock	Upper Housing without Keypad & Display	0	0	0	0	0	0
9300	. 0039025 .	Stock	Lower Housing with Battery Cover &	0	0	0	0	0	0
9300	. 0039026 .	Stock	Keypad.	0	0	0	0	0	0
9300	. 0039027 .	Stock	Display Window.	0	0	0	0	0	0
9300	. 0039028 .	Stock	Main PCB Assembly (TFT)	0	0	0	0	0	0
9300	. 0039030 .	Stock	VM-2160 Display (TFT) Upgrade Kit.	51.11	0	0	51.11	41	2095.51
9300	. 0039100 .	Stock	Battery cover - VM 2105	0.85	0	0	0.85	45	38.25
9300	. 0212009 .	Stock	Temperature probe - Oesophageal/Rectal.	32.92	0	0	32.92	24	790.08
9300	. 0212010 .	Stock	Temperature probe - Oesophageal/Rectal.	28.36	0	0	28.36	0	0
9300	. 0212014 .	Stock	Temperature probe - Oesophageal/Rectal.	26.05	0	0	26.05	0	0
9300	. 0212017 .	Stock	Temperature probe - Oesophageal/Rectal.	26.23	0	0	26.23	55	1442.65
9300	. 0212018 .	Stock	Temperature probe - Oesophageal/Rectal	31.64	0	0	31.64	7	221.48
9300	. 0212020 .	Stock	Temperature probe - Oesophageal/Rectal.	26.23	0	0	26.23	14	367.22
9300	. 0212021 .	Stock	Temperature probe - Skin contact.	36.67	0	0	36.67	47	1723.49
9300	. 0212022 .	Stock	Temperature probe - Skin contact.	33.32	0	0	33.32	45	1499.4
9300	. 0212023 .	Stock	Temperature probe - Skin contact.	31.9	0	0	31.9	36	1148.4
9300	. 0212030 .	Stock	Temperature probe - Skin contact.	41.64	0	0	41.64	1	41.64
9300	. 0212031 .	Stock	Temperature probe - Skin contact.	32.39	0	0	32.39	4	129.56
9300	. 0212032 .	Stock	Temperature probe - Skin contact.	33.29	0	0	33.29	3	99.87
9300	. 4310001 .	Stock	Flowsensor SpiroTrue A. Pack of 5.	31.45	0	0	31.45	9	283.05
9300	. 4310002 .	Stock	Flowsensor SpiroTrue A (PC). Pack of 5.	35.49	0	0	35.49	179	6352.71
9300	. 4310003 .	Stock	Flowsensor SpiroTrue H. Pack of 6.	21.18	0	0	21.18	101	2139.18
9300	. 4310013 .	Stock	Flowsensor SpiroTrue H. Pack of 20.	66.02	0	0	66.02	0	0
9300	. 4310014 .	Stock	Adapter for SpiroTrue H. Pack of 200.	35.25	0	0	35.25	0	0
9300	. 4310015 .	Stock	Hook for SpiroTrue H. Pack of 200.	17.63	0	0	17.63	0	0
9300	. 4310064 .	Stock	Flowsensor SpiroTrue D with 3.2m double	65.22	0	0	65.22	0	0
9300	. 4310100 .	Stock	OEM Flow A Module 5V DC 10 bit 200Hz	40.43	0	0	40.43	1	40.43
9300	. 4310150 .	Stock	Cable for Hot-Wire Flow Modules.	11.68	0	0	11.68	1	11.68
9300	. 4310200 .	Stock	OEM Flow A Module 5V DC 10 bit 200Hz	76.95	0	0	76.95	1	76.95
9300	. 4310201 .	Stock	OEM Flow A-F Module 5V DC 12 bit 500Hz	81.97	0	0	81.97	1	81.97
9300	. 4310210 .	Stock	OEM Flow H Module 5V DC	132.15	0	0	132.15	1	132.15
9300	. 4310220 .	Stock	OEM Temperature Module 5 - 24 V DC	81.97	0	0	81.97	1	81.97
9300	. 4400070 .	Stock	Complete VM-2550-S Case Housing rev.2	40.5	0	0	40.5	10	405
9300	. 4400080 .	Stock	Complete VM-2500-M Case Housing rev.2	40.5	0	0	40.5	9	364.5
9300	. 4410500 .	Stock	Capnograph VM-2500-M	993.7	0	0	993.7	4	3974.8
9300	. 4410501 .	Stock	Capnograph VM-2500-M	888.17	0	0	888.17	0	0
9300	. 4410520 .	Stock	Capnograph VM-2500-S	993.7	0	0	993.7	2	1987.4
9300	. 4410530 .	Stock	Capnograph VM-2500-M Veterinary version	999.29	0	0	999.29	5	4996.45
9300	. 4410540 .	Stock	Capnograph VM-2500-S Veterinary version	975.01	0	0	975.01	5	4875.05
9300	. 4410550 .	Stock	Multigas VM-2500-MG	2643.87	0	0	2643.87	4	10575.48
9300	. 4410560 .	Stock	Multigas VM-2500-MG Veterinary version	2722.69	0	0	2722.69	0	0
9300	. 4420505 .	Stock	IRMA CO2 analyzer	650.26	0	0	650.26	1	650.26
9300	. 4420510 .	Stock	IRMA airway adapter - adult/paediatric	756.52	0	0	756.52	0	0
9300	. 4420511 .	Stock	IRMA airway adapter - adult/paediatric	145.93	0	0	145.93	4	583.72
9300	. 4420520 .	Stock	IRMA airway adapter - infant	505.56	0	0	505.56	0	0
9300	. 4420521 .	Stock	IRMA airway adapter - infant	121.27	0	0	121.27	3	363.81
9300	. 4420525 .	Stock	Nomo adapter for use with VM-2500-S	0	0	0	0	5	0
9300	. 4420531 .	Stock	Sidestream disposable airway adapter	16.98	0	0	16.98	0	0
9300	. 4420532 .	Stock	Sidestream disposable airway adapter	0	0	0	0	9	0
9300	. 4420541 .	Stock	Sidestream disposable airway adapter	0	0	0	0	0	0
9300	. 4420542 .	Stock	Sidestream disposable airway adapter	0	0	0	0	0	0
9300	. 4420545 .	Stock	Autoclavable sidestream airway adapter	0	0	0	0	0	0
9300	. 4420550 .	Stock	Disposable sampling line. Box of 25.	17.63	0	0	17.63	0	0
9300	. 4420551 .	Stock	Disposable sampling line.	0	0	0	0	19	0
9300	. 4420552 .	Stock	Disposable airway adapter sampling line.	0	0	0	0	0	0
9300	. 4420553 .	Stock	Disposable airway adapter sampling line.	0	0	0	0	0	0
9300	. 4420561 .	Stock	Disposable nasal sampling line.	0	0	0	0	3	0
9300	. 4420594 .	Stock	Power supply for use with VM-2500 Series	24.76	0	0	24.76	3	74.28
9300	. 4420595 .	Stock	Power supply for use with VM-2500 Series	24.76	0	0	24.76	0	0
9300	. 4420596 .	Stock	Power supply for use with VM-2500 Series	30.85	0	0	30.85	2	61.7
9300	. 4420600 .	Stock	Universal mounting kit Rev. 1 - for use	10.21	0	0	10.21	18	183.78
9300	. 4420601 .	Stock	Universal mounting kit Rev. 2 - for use	0	0	0	0	9	0
9300	. 4420610 .	Stock	Silicone cover - for use with	0	0	0	0	27	0
9300	. 4420611 .	Stock	Silicone cover - for use with	0	0	0	0	5	0
9300	. 4420612 .	Stock	Silicone cover kit - for use with IRMA	0	0	0	0	13	0
9300	. 4420615 .	Stock	Protective Rubber Boot - for use with	16.3	0	0	16.3	82	1336.6
9300	. 4420710 .	Stock	CO2 Nasal Sampling Cannula - Adult.	35.23	0	0	35.23	10	352.3
9300	. 4420711 .	Stock	CO2 Nasal Sampling Cannula - Paediatric.	39.48	0	0	39.48	2	78.96
9300	. 4420712 .	Stock	CO2 Nasal Sampling Cannula -	0	0	0	0	0	0
9300	. 4420713 .	Stock	CO2 Nasal Sampling Cannula - Infant	41.76	0	0	41.76	5	208.8
9300	. 4420718 .	Stock	CO2 Nasal Sampling Cannula with O2 -	16.71	0	0	16.71	0	0
9300	. 4420719 .	Stock	CO2 Nasal Sampling Cannula with O2 -	0	0	0	0	6	0
9300	. 4420720 .	Stock	CO2 Nasal Sampling Cannula with O2 -	0	0	0	0	0	0
9300	. 4420721 .	Stock	CO2 Nasal Sampling Cannula with O2 -	0	0	0	0	0	0
9300	. 4420730 .	Stock	CO2 Nasal/Oral Sampling Cannula	42.96	0	0	42.96	1	42.96
9300	. 4420731 .	Stock	CO2 Nasal/Oral Sampling Cannula	42.49	0	0	42.49	0	0
9300	. 4420738 .	Stock	CO2 Nasal/Oral Sampling Cannula with O2	20.57	0	0	20.57	6	123.42
9300	. 4420739 .	Stock	CO2 Nasal/Oral Sampling Cannula with O2	18.1	0	0	18.1	12	217.2
9300	. 4420740 .	Stock	CO2 Nasal/Oral Sampling Cannula with O2	0	0	0	0	0	0
9300	. 4420741 .	Stock	CO2 Nasal/Oral Sampling Cannula with O2	0	0	0	0	0	0
9300	. 4420760 .	Stock	CO2 Nasal Sampling Cannula - Adult.	0	0	0	0	1	0
9300	. 4420761 .	Stock	CO2 Nasal Sampling Cannula - Paediatric.	0	0	0	0	0	0
9300	. 4420762 .	Stock	CO2 Nasal Sampling Cannula -	0	0	0	0	0	0
9300	. 4420763 .	Stock	CO2 Nasal Sampling Cannula - Infant	0	0	0	0	0	0
9300	. 4420770 .	Stock	CO2 Nasal Sampling Cannula with O2 -	0	0	0	0	1	0
9300	. 4420771 .	Stock	CO2 Nasal Sampling Cannula with O2 -	0	0	0	0	0	0
9300	. 4420780 .	Stock	CO2 Nasal/Oral Sampling Cannula	0	0	0	0	0	0
9300	. 4420781 .	Stock	CO2 Nasal/Oral Sampling Cannula	0	0	0	0	1	0
9300	. 4420790 .	Stock	CO2 Nasal/Oral Sampling Cannula with O2	0	0	0	0	0	0
9300	. 4420791 .	Stock	CO2 Nasal/Oral Sampling Cannula with O2	0	0	0	0	0	0
9300	. 4420800 .	Stock	VersaStream - Nasal Prong Sampling Line	69.51	0	0	69.51	11	764.61
9300	. 4420801 .	Stock	VersaStream - Nasal Sampling Line	76.55	0	0	76.55	9	688.95
9300	. 4420802 .	Stock	VersaStream - Nasal Sampling Line	78.65	0	0	78.65	3	235.95
9300	. 4420803 .	Stock	VersaStream - Nasal Sampling Line	76.55	0	0	76.55	8	612.4
9300	. 4420804 .	Stock	VersaStream - Nasal Sampling Line with	33.9	0	0	33.9	0	0
9300	. 4420805 .	Stock	VersaStream - Nasal Sampling Line with	33.08	0	0	33.08	2	66.16
9300	. 4420806 .	Stock	VersaStream - Nasal Sampling Line with	0	0	0	0	0	0
9300	. 4420807 .	Stock	VersaStream - Nasal Sampling Line	94.54	0	0	94.54	3	283.62
9300	. 4420808 .	Stock	VersaStream - Nasal Sampling Line	0	0	0	0	0	0
9300	. 4420809 .	Stock	VersaStream - Nasal Sampling Line	0	0	0	0	0	0
9300	. 4420810 .	Stock	VersaStream - Nasal Sampling Line with	0	0	0	0	0	0
9300	. 4420811 .	Stock	VersaStream - Nasal Sampling Line with	0	0	0	0	0	0
9300	. 4420812 .	Stock	VersaStream - Nasal Sampling Line with	0	0	0	0	0	0
9300	. 4420813 .	Stock	VersaStream - Oral/Nasal Sampling Line	79.82	0	0	79.82	4	319.28
9300	. 4420814 .	Stock	VersaStream - Oral/Nasal Sampling Line	82.71	0	0	82.71	7	578.97
9300	. 4420815 .	Stock	VersaStream - Oral/Nasal Sampling Line	35.69	0	0	35.69	1	35.69
9300	. 4420816 .	Stock	VersaStream - Oral/Nasal Sampling Line	0	0	0	0	0	0
9300	. 4420817 .	Stock	VersaStream - Oral/Nasal Sampling Line	0	0	0	0	0	0
9300	. 4420818 .	Stock	VersaStream - Oral/Nasal Sampling Line	99.87	0	0	0	0	0
9300	. 4420819 .	Stock	VersaStream - Oral/Nasal Sampling Line	41.91	0	0	0	0	0
9300	. 4420820 .	Stock	VersaStream - Oral/Nasal Sampling Line	41.91	0	0	0	0	0
9300	. 4420821 .	Stock	VersaStream - Airway Adapter Sampling	77.33	0	0	77.33	3	231.99
9300	. 4420822 .	Stock	VersaStream - Airway Adapter Sampling	77.43	0	0	77.43	5	387.15
9300	. 4420823 .	Stock	VersaStream - Airway Adapter Sampling	99.59	0	0	99.59	4	398.36
9300	. 4420824 .	Stock	VersaStream - Airway Adapter Sampling	96.25	0	0	96.25	6	577.5
9300	. 4420825 .	Stock	VersaStream - Sampling Line with	0	0	0	0	6	0
9300	. 4420826 .	Stock	VersaStream - Sampling Line with	0	0	0	0	21	0
9300	. 4420827 .	Stock	VersaStream - Airway Adapter Sampling	106.14	0	0	106.14	10	1061.4
9300	. 4420828 .	Stock	VersaStream - Airway Adapter Sampling	106.14	0	0	106.14	15	1592.1
9300	. 4420829 .	Stock	VersaStream - Sampling Line with	84.94	0	0	84.94	21	1783.74
9300	. 4420850 .	Stock	VersaStream - Nasal Prong Sampling Line	0	0	0	0	0	0
9300	. 4420851 .	Stock	VersaStream - Nasal Sampling Line	51.23	0	0	51.23	3	153.69
9300	. 4420852 .	Stock	VersaStream - Nasal Sampling Line	51.23	0	0	51.23	4	204.92
9300	. 4420853 .	Stock	VersaStream - Nasal Sampling Line	51.23	0	0	51.23	4	204.92
9300	. 4420854 .	Stock	VersaStream - Nasal Sampling Line with	0	0	0	0	0	0
9300	. 4420855 .	Stock	VersaStream - Nasal Sampling Line with	0	0	0	0	0	0
9300	. 4420856 .	Stock	VersaStream - Nasal Sampling Line with	0	0	0	0	0	0
9300	. 4420857 .	Stock	VersaStream - Nasal Sampling Line	0	0	0	0	0	0
9300	. 4420858 .	Stock	VersaStream - Nasal Sampling Line	0	0	0	0	0	0
9300	. 4420859 .	Stock	VersaStream - Nasal Sampling Line	0	0	0	0	0	0
9300	. 4420860 .	Stock	VersaStream - Nasal Sampling Line with	35.67	0	0	35.67	1	35.67
9300	. 4420861 .	Stock	VersaStream - Nasal Sampling Line with	0	0	0	0	0	0
9300	. 4420862 .	Stock	VersaStream - Nasal Sampling Line with	0	0	0	0	0	0
9300	. 4420863 .	Stock	VersaStream - Oral/Nasal Sampling Line	0	0	0	0	0	0
9300	. 4420864 .	Stock	VersaStream - Oral/Nasal Sampling Line	0	0	0	0	0	0
9300	. 4420865 .	Stock	VersaStream - Oral/Nasal Sampling Line	0	0	0	0	0	0
9300	. 4420866 .	Stock	VersaStream - Oral/Nasal Sampling Line	0	0	0	0	0	0
9300	. 4420867 .	Stock	VersaStream - Oral/Nasal Sampling Line	0	0	0	0	0	0
9300	. 4420868 .	Stock	VersaStream - Oral/Nasal Sampling Line	0	0	0	0	0	0
9300	. 4420869 .	Stock	VersaStream - Oral/Nasal Sampling Line	0	0	0	0	0	0
9300	. 4420870 .	Stock	VersaStream - Oral/Nasal Sampling Line	0	0	0	0	0	0
9300	. 4420871 .	Stock	VersaStream - Airway Adapter Sampling	49.63	0	0	49.63	0	0
9300	. 4420872 .	Stock	VersaStream - Airway Adapter Sampling	64.04	0	0	64.04	0	0
9300	. 4420873 .	Stock	VersaStream - Airway Adapter Sampling	0	0	0	0	0	0
9300	. 4420874 .	Stock	VersaStream - Airway Adapter Sampling	0	0	0	0	0	0
9300	. 4420876 .	Stock	VersaStream - Sampling Line with	78.62	0	0	78.62	2	157.24
9300	. 4420880 .	Stock	VersaStream - Sampling Line with	0	0	0	0	0	0
9300	. 4420900 .	Stock	VersaStream - Nasal Prong Sampling Line	68.77	0	0	68.77	1	68.77
9300	. 4420901 .	Stock	VersaStream - Nasal Sampling Line	77.62	0	0	77.62	4	310.48
9300	. 4420902 .	Stock	VersaStream - Nasal Sampling Line	0	0	0	0	0	0
9300	. 4420903 .	Stock	VersaStream - Nasal Sampling Line	0	0	0	0	0	0
9300	. 4420904 .	Stock	VersaStream - Nasal Sampling Line with	33.14	0	0	33.14	4	132.56
9300	. 4420905 .	Stock	VersaStream - Nasal Sampling Line with	0	0	0	0	0	0
9300	. 4420906 .	Stock	VersaStream - Nasal Sampling Line with	0	0	0	0	0	0
9300	. 4420907 .	Stock	VersaStream - Nasal Sampling Line	86.99	0	0	86.99	4	347.96
9300	. 4420908 .	Stock	VersaStream - Nasal Sampling Line	0	0	0	0	0	0
9300	. 4420909 .	Stock	VersaStream - Nasal Sampling Line	0	0	0	0	0	0
9300	. 4420910 .	Stock	VersaStream - Nasal Sampling Line with	37.64	0	0	37.64	5	188.2
9300	. 4420911 .	Stock	VersaStream - Nasal Sampling Line with	0	0	0	0	0	0
9300	. 4420912 .	Stock	VersaStream - Nasal Sampling Line with	0	0	0	0	0	0
9300	. 4420913 .	Stock	VersaStream - Oral/Nasal Sampling Line	0	0	0	0	0	0
9300	. 4420914 .	Stock	VersaStream - Oral/Nasal Sampling Line	0	0	0	0	0	0
9300	. 4420915 .	Stock	VersaStream - Oral/Nasal Sampling Line	34.82	0	0	34.82	3	104.46
9300	. 4420916 .	Stock	VersaStream - Oral/Nasal Sampling Line	0	0	0	0	0	0
9300	. 4420917 .	Stock	VersaStream - Oral/Nasal Sampling Line	0	0	0	0	0	0
9300	. 4420918 .	Stock	VersaStream - Oral/Nasal Sampling Line	0	0	0	0	0	0
9300	. 4420919 .	Stock	VersaStream - Oral/Nasal Sampling Line	41.66	0	0	41.66	10	416.6
9300	. 4420920 .	Stock	VersaStream - Oral/Nasal Sampling Line	0	0	0	0	0	0
9300	. 4420921 .	Stock	VersaStream - Airway Adapter Sampling	78	0	0	78	3	234
9300	. 4420922 .	Stock	VersaStream - Airway Adapter Sampling	0	0	0	0	0	0
9300	. 4420923 .	Stock	VersaStream - Airway Adapter Sampling	94.51	0	0	94.51	4	378.04
9300	. 4420924 .	Stock	VersaStream - Airway Adapter Sampling	98.25	0	0	98.25	9	884.25
9300	. 4420925 .	Stock	VersaStream - Airway Adapter Sampling	0	0	0	0	0	0
9300	. 4420926 .	Stock	VersaStream - Airway Adapter Sampling	111.53	0	0	111.53	5	557.65
9300	. 4420950 .	Stock	VersaStream - Nasal Prong Sampling Line	0	0	0	0	0	0
9300	. 4420951 .	Stock	VersaStream - Nasal Sampling Line	113.27	0	0	113.27	3	339.81
9300	. 4420952 .	Stock	VersaStream - Nasal Sampling Line	113.27	0	0	113.27	4	453.08
9300	. 4420953 .	Stock	VersaStream - Nasal Sampling Line	113.27	0	0	113.27	4	453.08
9300	. 4420954 .	Stock	VersaStream - Nasal Sampling Line with	53.43	0	0	53.43	4	213.72
9300	. 4420955 .	Stock	VersaStream - Nasal Sampling Line with	0	0	0	0	0	0
9300	. 4420956 .	Stock	VersaStream - Nasal Sampling Line with	0	0	0	0	0	0
9300	. 4420957 .	Stock	VersaStream - Nasal Sampling Line	0	0	0	0	0	0
9300	. 4420958 .	Stock	VersaStream - Nasal Sampling Line	0	0	0	0	0	0
9300	. 4420959 .	Stock	VersaStream - Nasal Sampling Line	0	0	0	0	0	0
9300	. 4420960 .	Stock	VersaStream - Nasal Sampling Line with	0	0	0	0	0	0
9300	. 4420961 .	Stock	VersaStream - Nasal Sampling Line with	0	0	0	0	0	0
9300	. 4420962 .	Stock	VersaStream - Nasal Sampling Line with	0	0	0	0	0	0
9300	. 4420963 .	Stock	VersaStream - Oral/Nasal Sampling Line	0	0	0	0	0	0
9300	. 4420964 .	Stock	VersaStream - Oral/Nasal Sampling Line	0	0	0	0	0	0
9300	. 4420965 .	Stock	VersaStream - Oral/Nasal Sampling Line	0	0	0	0	0	0
9300	. 4420966 .	Stock	VersaStream - Oral/Nasal Sampling Line	0	0	0	0	0	0
9300	. 4420967 .	Stock	VersaStream - Oral/Nasal Sampling Line	0	0	0	0	0	0
9300	. 4420968 .	Stock	VersaStream - Oral/Nasal Sampling Line	0	0	0	0	0	0
9300	. 4420969 .	Stock	VersaStream - Oral/Nasal Sampling Line	0	0	0	0	0	0
9300	. 4420970 .	Stock	VersaStream - Oral/Nasal Sampling Line	0	0	0	0	0	0
9300	. 4420971 .	Stock	VersaStream - Airway Adapter Sampling	103.3	0	0	103.3	4	413.2
9300	. 4420972 .	Stock	VersaStream - Airway Adapter Sampling	107.07	0	0	107.07	4	428.28
9300	. 4420973 .	Stock	VersaStream - Airway Adapter Sampling	0	0	0	0	0	0
9300	. 4420974 .	Stock	VersaStream - Airway Adapter Sampling	0	0	0	0	0	0
9300	. 4420975 .	Stock	VersaStream - Sampling Line with	98.23	0	0	98.23	0	0
9300	. 4420976 .	Stock	VersaStream - Sampling Line with	0	0	0	0	0	0
9300	. 4421000 .	Stock	VersaStream - Nasal Prong Sampling Line	0	0	0	0	0	0
9300	. 4421001 .	Stock	VersaStream - Nasal Sampling Line	0	0	0	0	5	0
9300	. 4421002 .	Stock	VersaStream - Nasal Sampling Line	0	0	0	0	3	0
9300	. 4421003 .	Stock	VersaStream - Nasal Sampling Line	0	0	0	0	0	0
9300	. 4421004 .	Stock	VersaStream - Nasal Sampling Line with	0	0	0	0	0	0
9300	. 4421005 .	Stock	VersaStream - Nasal Sampling Line with	0	0	0	0	0	0
9300	. 4421006 .	Stock	VersaStream - Nasal Sampling Line with	0	0	0	0	0	0
9300	. 4421007 .	Stock	VersaStream - Nasal Sampling Line	0	0	0	0	0	0
9300	. 4421008 .	Stock	VersaStream - Nasal Sampling Line	0	0	0	0	0	0
9300	. 4421009 .	Stock	VersaStream - Nasal Sampling Line	0	0	0	0	0	0
9300	. 4421010 .	Stock	VersaStream - Nasal Sampling Line with	0	0	0	0	0	0
9300	. 4421011 .	Stock	VersaStream - Nasal Sampling Line with	0	0	0	0	0	0
9300	. 4421012 .	Stock	VersaStream - Nasal Sampling Line with	0	0	0	0	0	0
9300	. 4421013 .	Stock	VersaStream - Oral/Nasal Sampling Line	0	0	0	0	17	0
9300	. 4421014 .	Stock	VersaStream - Oral/Nasal Sampling Line	0	0	0	0	21	0
9300	. 4421015 .	Stock	VersaStream - Oral/Nasal Sampling Line	0	0	0	0	0	0
9300	. 4421016 .	Stock	VersaStream - Oral/Nasal Sampling Line	0	0	0	0	0	0
9300	. 4421017 .	Stock	VersaStream - Oral/Nasal Sampling Line	0	0	0	0	0	0
9300	. 4421018 .	Stock	VersaStream - Oral/Nasal Sampling Line	0	0	0	0	0	0
9300	. 4421019 .	Stock	VersaStream - Oral/Nasal Sampling Line	0	0	0	0	0	0
9300	. 4421020 .	Stock	VersaStream - Oral/Nasal Sampling Line	0	0	0	0	0	0
9300	. 4421021 .	Stock	VersaStream - Airway Adapter Sampling	0	0	0	0	0	0
9300	. 4421022 .	Stock	VersaStream - Airway Adapter Sampling	0	0	0	0	12	0
9300	. 4421023 .	Stock	VersaStream - Airway Adapter Sampling	0	0	0	0	73	0
9300	. 4421024 .	Stock	VersaStream - Airway Adapter Sampling	0	0	0	0	1	0
9300	. 4421025 .	Stock	VersaStream - Sampling Line with	0	0	0	0	21	0
9300	. 4421026 .	Stock	VersaStream - Sampling Line with	0	0	0	0	0	0
9300	. 4421027 .	Stock	VersaStream - Airway Adapter Sampling	0	0	0	0	12	0
9300	. 4421028 .	Stock	VersaStream - Airway Adapter Sampling	0	0	0	0	13	0
9300	. 4421029 .	Stock	VersaStream - Sampling Line with	0	0	0	0	19	0
9300	. 4421050 .	Stock	VersaStream - Nasal Prong Sampling Line	0	0	0	0	0	0
9300	. 4421051 .	Stock	VersaStream - Nasal Sampling Line	0	0	0	0	25	0
9300	. 4421052 .	Stock	VersaStream - Nasal Sampling Line	0	0	0	0	9	0
9300	. 4421053 .	Stock	VersaStream - Nasal Sampling Line	0	0	0	0	0	0
9300	. 4421054 .	Stock	VersaStream - Nasal Sampling Line with	0	0	0	0	0	0
9300	. 4421055 .	Stock	VersaStream - Nasal Sampling Line with	0	0	0	0	0	0
9300	. 4421056 .	Stock	VersaStream - Nasal Sampling Line with	0	0	0	0	0	0
9300	. 4421057 .	Stock	VersaStream - Nasal Sampling Line	0	0	0	0	0	0
9300	. 4421058 .	Stock	VersaStream - Nasal Sampling Line	0	0	0	0	0	0
9300	. 4421059 .	Stock	VersaStream - Nasal Sampling Line	0	0	0	0	0	0
9300	. 4421060 .	Stock	VersaStream - Nasal Sampling Line with	0	0	0	0	0	0
9300	. 4421061 .	Stock	VersaStream - Nasal Sampling Line with	0	0	0	0	0	0
9300	. 4421062 .	Stock	VersaStream - Nasal Sampling Line with	0	0	0	0	0	0
9300	. 4421063 .	Stock	VersaStream - Oral/Nasal Sampling Line	0	0	0	0	0	0
9300	. 4421064 .	Stock	VersaStream - Oral/Nasal Sampling Line	0	0	0	0	0	0
9300	. 4421065 .	Stock	VersaStream - Oral/Nasal Sampling Line	0	0	0	0	0	0
9300	. 4421066 .	Stock	VersaStream - Oral/Nasal Sampling Line	0	0	0	0	0	0
9300	. 4421067 .	Stock	VersaStream - Oral/Nasal Sampling Line	0	0	0	0	0	0
9300	. 4421068 .	Stock	VersaStream - Oral/Nasal Sampling Line	0	0	0	0	0	0
9300	. 4421069 .	Stock	VersaStream - Oral/Nasal Sampling Line	0	0	0	0	0	0
9300	. 4421070 .	Stock	VersaStream - Oral/Nasal Sampling Line	0	0	0	0	0	0
9300	. 4421071 .	Stock	VersaStream - Airway Adapter Sampling	0	0	0	0	8	0
9300	. 4421072 .	Stock	VersaStream - Airway Adapter Sampling	0	0	0	0	15	0
9300	. 4421073 .	Stock	VersaStream - Airway Adapter Sampling	0	0	0	0	0	0
9300	. 4421074 .	Stock	VersaStream - Airway Adapter Sampling	0	0	0	0	0	0
9300	. 4421076 .	Stock	VersaStream - Sampling Line with	0	0	0	0	0	0
9300	. 4421080 .	Stock	VersaStream - Sampling Line with	0	0	0	0	0	0
9300	. 4421083 .	Stock	Delete	0	0	0	0	0	0
9300	. 4421086 .	Stock	Delete	0	0	0	0	0	0
9300	. 4421100 .	Stock	VersaStream - Nasal Prong Sampling Line	0	0	0	0	7	0
9300	. 4421101 .	Stock	VersaStream - Nasal Sampling Line	0	0	0	0	0	0
9300	. 4421102 .	Stock	VersaStream - Nasal Sampling Line	0	0	0	0	0	0
9300	. 4421103 .	Stock	VersaStream - Nasal Sampling Line	0	0	0	0	0	0
9300	. 4421104 .	Stock	VersaStream - Nasal Sampling Line with	0	0	0	0	22	0
9300	. 4421105 .	Stock	VersaStream - Nasal Sampling Line with	0	0	0	0	0	0
9300	. 4421106 .	Stock	VersaStream - Nasal Sampling Line with	0	0	0	0	0	0
9300	. 4421107 .	Stock	VersaStream - Nasal Sampling Line	0	0	0	0	18	0
9300	. 4421108 .	Stock	VersaStream - Nasal Sampling Line	0	0	0	0	0	0
9300	. 4421109 .	Stock	VersaStream - Nasal Sampling Line	0	0	0	0	0	0
9300	. 4421110 .	Stock	VersaStream - Nasal Sampling Line with	0	0	0	0	0	0
9300	. 4421111 .	Stock	VersaStream - Nasal Sampling Line with	0	0	0	0	0	0
9300	. 4421112 .	Stock	VersaStream - Nasal Sampling Line with	0	0	0	0	0	0
9300	. 4421113 .	Stock	VersaStream - Oral/Nasal Sampling Line	0	0	0	0	0	0
9300	. 4421114 .	Stock	VersaStream - Oral/Nasal Sampling Line	0	0	0	0	0	0
9300	. 4421115 .	Stock	VersaStream - Oral/Nasal Sampling Line	0	0	0	0	2	0
9300	. 4421116 .	Stock	VersaStream - Oral/Nasal Sampling Line	0	0	0	0	0	0
9300	. 4421117 .	Stock	VersaStream - Oral/Nasal Sampling Line	0	0	0	0	23	0
9300	. 4421118 .	Stock	VersaStream - Oral/Nasal Sampling Line	0	0	0	0	0	0
9300	. 4421119 .	Stock	VersaStream - Oral/Nasal Sampling Line	0	0	0	0	0	0
9300	. 4421120 .	Stock	VersaStream - Oral/Nasal Sampling Line	0	0	0	0	0	0
9300	. 4421121 .	Stock	VersaStream - Airway Adapter Sampling	0	0	0	0	22	0
9300	. 4421122 .	Stock	VersaStream - Airway Adapter Sampling	0	0	0	0	0	0
9300	. 4421123 .	Stock	VersaStream - Airway Adapter Sampling	0	0	0	0	44	0
9300	. 4421124 .	Stock	VersaStream - Airway Adapter Sampling	0	0	0	0	24	0
9300	. 4421125 .	Stock	VersaStream - Airway Adapter Sampling	0	0	0	0	0	0
9300	. 4421126 .	Stock	VersaStream - Airway Adapter Sampling	0	0	0	0	11	0
9300	. 4421150 .	Stock	VersaStream - Nasal Prong Sampling Line	0	0	0	0	0	0
9300	. 4421151 .	Stock	VersaStream - Nasal Sampling Line	0	0	0	0	10	0
9300	. 4421152 .	Stock	VersaStream - Nasal Sampling Line	0	0	0	0	12	0
9300	. 4421153 .	Stock	VersaStream - Nasal Sampling Line	0	0	0	0	0	0
9300	. 4421154 .	Stock	VersaStream - Nasal Sampling Line with	0	0	0	0	1	0
9300	. 4421155 .	Stock	VersaStream - Nasal Sampling Line with	0	0	0	0	0	0
9300	. 4421156 .	Stock	VersaStream - Nasal Sampling Line with	0	0	0	0	0	0
9300	. 4421157 .	Stock	VersaStream - Nasal Sampling Line	0	0	0	0	0	0
9300	. 4421158 .	Stock	VersaStream - Nasal Sampling Line	0	0	0	0	0	0
9300	. 4421159 .	Stock	VersaStream - Nasal Sampling Line	0	0	0	0	0	0
9300	. 4421160 .	Stock	VersaStream - Nasal Sampling Line with	0	0	0	0	0	0
9300	. 4421161 .	Stock	VersaStream - Nasal Sampling Line with	0	0	0	0	0	0
9300	. 4421162 .	Stock	VersaStream - Nasal Sampling Line with	0	0	0	0	0	0
9300	. 4421163 .	Stock	VersaStream - Oral/Nasal Sampling Line	0	0	0	0	0	0
9300	. 4421164 .	Stock	VersaStream - Oral/Nasal Sampling Line	0	0	0	0	0	0
9300	. 4421165 .	Stock	VersaStream - Oral/Nasal Sampling Line	0	0	0	0	1	0
9300	. 4421166 .	Stock	VersaStream - Oral/Nasal Sampling Line	0	0	0	0	0	0
9300	. 4421167 .	Stock	VersaStream - Oral/Nasal Sampling Line	0	0	0	0	0	0
9300	. 4421168 .	Stock	VersaStream - Oral/Nasal Sampling Line	0	0	0	0	0	0
9300	. 4421169 .	Stock	VersaStream - Oral/Nasal Sampling Line	0	0	0	0	0	0
9300	. 4421170 .	Stock	VersaStream - Oral/Nasal Sampling Line	0	0	0	0	0	0
9300	. 4421171 .	Stock	VersaStream - Airway Adapter Sampling	0	0	0	0	18	0
9300	. 4421172 .	Stock	VersaStream - Airway Adapter Sampling	0	0	0	0	0	0
9300	. 4421173 .	Stock	VersaStream - Airway Adapter Sampling	0	0	0	0	1	0
9300	. 4421174 .	Stock	VersaStream - Airway Adapter Sampling	0	0	0	0	0	0
9300	. 4421175 .	Stock	VersaStream - Sampling Line with	0	0	0	0	0	0
9300	. 4421176 .	Stock	VersaStream - Sampling Line with	0	0	0	0	0	0
9300	. 4421200 .	Stock	VersaStream - Sample Pack Viamed Adult	0	0	0	0	1	0
9300	. 4421201 .	Stock	VersaStream - Sample Pack Viamed Paed.	0	0	0	0	0	0
9300	. 4421202 .	Stock	VersaStream - Sample Pack Viamed Infant	0	0	0	0	6	0
9300	. 4421210 .	Stock	VersaStream - Sample Pack LLM Adult	0	0	0	0	0	0
9300	. 4421211 .	Stock	VersaStream - Sample Pack LLM Paed.	0	0	0	0	7	0
9300	. 4421212 .	Stock	VersaStream - Sample Pack LLM Infant	0	0	0	0	21	0
9300	. 4421220 .	Stock	VersaStream - Sample Pack Respironics	0	0	0	0	7	0
9300	. 4421221 .	Stock	VersaStream - Sample Pack Respironics	0	0	0	0	7	0
9300	. 4421222 .	Stock	VersaStream - Sample Pack Respironics	0	0	0	0	22	0
9300	. 4421230 .	Stock	VersaStream - Sample Pack Oridion	0	0	0	0	0	0
9300	. 4421231 .	Stock	VersaStream - Sample Pack Oridion	0	0	0	0	0	0
9300	. 4421232 .	Stock	VersaStream - Sample Pack Oridion	0	0	0	0	0	0
9300	. 4421503 .	Stock	Standard Gas Sampling Line - S Type	0	0	0	0	0	0
9300	. 4421504 .	Stock	Standard Gas Sampling Line - S Type	6.01	0	0	6.01	8	48.08
9300	. 4421505 .	Stock	Standard Gas Sampling Line - S Type	7.04	0	0	7.04	5	35.2
9300	. 4421507 .	Stock	Standard Gas Sampling Line - S Type	7.79	0	0	7.79	8	62.32
9300	. 4421513 .	Stock	Standard Gas Sampling Line - H Type	12.74	0	0	12.74	9	114.66
9300	. 4421523 .	Stock	Standard Gas Sampling Line - H Type	12.98	0	0	12.98	9	116.82
9300	. 4421533 .	Stock	Standard Gas Sampling Line - H Type	12.98	0	0	12.98	9	116.82
9300	. 4421604 .	Stock	Standard Gas Sampling Line - S Type	0	0	0	0	11	0
9300	. 4421607 .	Stock	Standard Gas Sampling Line - S Type	0	0	0	0	8	0
9300	. 4421613 .	Stock	Standard Gas Sampling Line - H Type	0	0	0	0	0	0
9300	. 4421623 .	Stock	Standard Gas Sampling Line - H Type	0	0	0	0	0	0
9300	. 4421633 .	Stock	Standard Gas Sampling Line - H Type	0	0	0	0	0	0
9300	. 4421643 .	Stock	Gas Sampling Line - H Type	0	0	0	0	3	0
9300	. 4421653 .	Stock	Gas Sampling Line - H Type with	0	0	0	0	5	0
9300	. 4430010 .	Stock	Keypad	1.92	0	0	1.92	10	19.2
9300	. 4430020 .	Stock	Display Window for VM-2500-S	0	0	0	0	3	0
9300	. 4430021 .	Stock	Display Window for VM-2500-M	4.35	0	0	4.35	5	21.75
9300	. 4430022 .	Stock	Display Window for VM-2500-MG	0	0	0	0	0	0
9300	. 4430030 .	Stock	Speaker	0	0	0	0	0	0
9300	. 4430040 .	Stock	Battery Contacts & Cables	0	0	0	0	0	0
9300	. 4430050 .	Stock	Battery Cover - Yellow	0	0	0	0	0	0
9300	. 4430051 .	Stock	Battery Cover - Blue	3.48	0	0	3.48	5	17.4
9300	. 4430061 .	Stock	Power Input Connector	5.32	0	0	5.32	11	58.52
9300	. 4430065 .	Stock	Power Supply Cable Rev.3	10.58	0	0	10.58	31	327.98
9300	. 4430070 .	Stock	Rear Panel Label	0	0	0	0	0	0
9300	. 4430071 .	Stock	Rear Panel Label	0	0	0	0	0	0
9300	. 4430072 .	Stock	Rear Panel Label	0	0	0	0	0	0
9300	. 4430080 .	Stock	USB Port Cover - Yellow	0	0	0	0	0	0
9300	. 4430081 .	Stock	USB Port Cover - Blue	0	0	0	0	0	0
9300	. 4430090 .	Stock	Housing Screw - Long	0	0	0	0	0	0
9300	. 4430091 .	Stock	Housing Screw - Long (pack of 2)	0	0	0	0	0	0
9300	. 4430092 .	Stock	Housing Screw - Short	0	0	0	0	0	0
9300	. 4430093 .	Stock	Housing Screw - Short (pack of 4)	0	0	0	0	0	0
9300	. 4430100 .	Stock	Main PCB (excludes OLED display)	0	0	0	0	0	0
9300	. 4430101 .	Stock	Main PCB (includes OLED display)	0	0	0	0	0	0
9300	. 4430102 .	Stock	Main PCB (excludes OLED display)	166.32	0	0	166.32	0	0
9300	. 4430103 .	Stock	Main PCB (includes OLED display)	0	0	0	0	0	0
9300	. 4430110 .	Stock	Main PCB Screw	0	0	0	0	0	0
9300	. 4430111 .	Stock	Main PCB Screws (pack of 4)	0	0	0	0	0	0
9300	. 4430120 .	Stock	OLED Display	22.5	0	0	22.5	5	112.5
9300	. 4430130 .	Stock	Connector - SpO2 Sensor	7	0	0	7	14	98
9300	. 4430140 .	Stock	Connector - CO2 Internal Module	0	0	0	0	0	0
9300	. 4430141 .	Stock	Connector - CO2 Sensor	0	0	0	0	0	0
9300	. 4430150 .	Stock	Buffer Battery	0	0	0	0	0	0
9300	. 4430160 .	Stock	Power PCB Backup Capacitor	0	0	0	0	0	0
9300	. 4430161 .	Stock	Power PCB Screw	0	0	0	0	0	0
9300	. 4430162 .	Stock	Power PCB Screws (pack of 2)	0	0	0	0	0	0
9300	. 4430163 .	Stock	Power PCB Interconnection Cable	0	0	0	0	0	0
9300	. 4430165 .	Stock	SpO2 Module	0	0	0	0	0	0
9300	. 4430200 .	Stock	VM-2500-S Gas Exhaust Assembly - top	0	0	0	0	20	0
9300	. 4430201 .	Stock	VM-2500-S CO2 Scrubber	0	0	0	0	20	0
9300	. 4430603 .	Stock	UK Plug Adapter for use with VM-2500	0	0	0	0	-1	0
9300	. 4430604 .	Stock	EU Plug Adapter for use with VM-2500	0	0	0	0	8	0
9300	. 4430605 .	Stock	AUS Plug Adapter for use with VM-2500	2.45	0	0	2.45	8	19.6
9300	. 4430606 .	Stock	US Plug Adapter for use with VM-2500	2.57	0	0	2.57	23	59.11
9300	. 4430607 .	Stock	UK Plug Adapter for use with VM-2500	0	0	0	0	0	0
9300	. 4430608 .	Stock	EU Plug Adapter for use with VM-2500	0	0	0	0	0	0
9300	. 4430609 .	Stock	AUS Plug Adapter for use with VM-2500	0	0	0	0	0	0
9300	. 4430610 .	Stock	US Plug Adapter for use with VM-2500	0	0	0	0	0	0
9300	. 4430613 .	Stock	Silicone cover - for use with IRMA	0	0	0	0	0	0
9300	. 4430614 .	Stock	Silicone cover clip - for use with IRMA	0	0	0	0	8	0
9300	. 4430620 .	Stock	Carrying Case for use VM2500 Series	0	0	0	0	1	0
9300	. 4710010 .	Stock	AlcoTrue M Professional Breathalyser	241.97	0	0	241.97	2	483.94
9300	. 4720013 .	Stock	USB Li-Poly Battery Charger Vehicle	11.78	0	0	11.78	1	11.78
9300	. 4720021 .	Stock	AlcoTrue Carrying Case - Large	23.55	0	0	23.55	1	23.55
9300	. 4750010 .	Stock	AlcoTrue mouthpieces 1 pack (25 pieces)	2.55	0	0	2.55	20	51
9300	. 4750011 .	Stock	AlcoPrint Paper Rolls (qty 5)	9.42	0	0	9.42	0	0
9300	. 5212001 .	Stock	NIBP & SMARTsat SpO2 OEM Module	0	0	0	0	0	0
9300	. 0014906 .	Stock_writeoff 2018	Disposable SpO2 Sensors - Paediatric.	56.84	0	0	56.84	45		2557.8
9300	. 0014921 .	Stock_writeoff 2018	Disposable SpO2 Sensors - Adult.	67.59	0	0	67.59	1		67.59
9300	. 0014922 .	Stock_writeoff 2018	Disposable SpO2 Sensors - Paediatric.	67.59	0	0	67.59	1		67.59
9300	. 0014923 .	Stock_writeoff 2018	Disposable SpO2 Sensors - Infant.	76.15	0	0	76.15	24		1827.6
9300	. 0014924 .	Stock_writeoff 2018	Disposable SpO2 Sensors - Neonatal.	55.99	0	0	55.99	15		839.85
9300	. 0014940 .	Stock_writeoff 2018	Disposable SpO2 Sensors - Neonatal.	67.13	0	0	67.13	20		1342.6
Totals					£219,137.89	£6,703.03
ConMed Corporation
Supplier	Reference	TAG	Description	Raw Cost	Duty Tax(s) %	Freight %	Use Cost	Quantity	Stock Value	Write Off
9301	. 0012020 .	Stock	SpO2 Finger Sensor - Adult.	32.64	0	0	32.64	0	0
Totals					£0.00	£0.00
Scubapro Uwatec UK
Supplier	Reference	TAG	Description	Raw Cost	Duty Tax(s) %	Freight %	Use Cost	Quantity	Stock Value	Write Off
9302	. 2810005 .	Stock	Waterproof egg for finger pulse oximeter	2.19	0	18	2.58	9	23.22
Totals					£23.22	£0.00
MDF Instruments Europe ApS
Supplier	Reference	TAG	Description	Raw Cost	Duty Tax(s) %	Freight %	Use Cost	Quantity	Stock Value	Write Off
9306	. 3610010 .	Stock	Stethoscope - Nurse Stethoscope.	2.38	0	0	2.38	0	0
9306	. 3610011 .	Stock	Stethoscope - Nurse Stethoscope.	2.38	0	0	2.38	0	0
9306	. 3610025 .	Stock	Stethoscope - Nurse Stethoscope	2.38	0	0	2.38	0	0
9306	. 3610033 .	Stock	Stethoscope - Dual Head.	3.84	0	0	3.84	0	0
9306	. 3610040 .	Stock	Stethoscope - Dual Head Paediatric.	3.84	0	0	3.84	0	0
9306	. 3610044 .	Stock	Stethoscope - Dual Head Paediatric.	3.84	0	0	3.84	0	0
9306	. 3610050 .	Stock	Stethoscope - Stainless Steel (UNICEF)	6.38	0	0	6.38	0	0
9306	. 3610051 .	Stock	Stethoscope - Stainless Steel (UNICEF)	6.38	0	0	6.38	0	0
9306	. 3610080 .	Stock	Stethoscope - Stainless Steel	16.1	0	0	16.1	0	0
Totals					£0.00	£0.00
F C Lane Electronics Ltd
Supplier	Reference	TAG	Description	Raw Cost	Duty Tax(s) %	Freight %	Use Cost	Quantity	Stock Value	Write Off
9309	. 0131527 .	Stock	Connector 3 pole black socket 1mm	2.59	0	0	2.59	38	98.42
9309	. 4430060 .	Stock	Power Input Connector	2.27	0	0	2.27	12	27.24
Totals					£125.66	£0.00
Ultramedic Ltd
Supplier	Reference	TAG	Description	Raw Cost	Duty Tax(s) %	Freight %	Use Cost	Quantity	Stock Value	Write Off
9310	. 9910300 .	Stock	infusion device analyser	2000	0	0	2000	0	0
Totals					£0.00	£0.00
State Electronics
Supplier	Reference	TAG	Description	Raw Cost	Duty Tax(s) %	Freight %	Use Cost	Quantity	Stock Value	Write Off
9322	. P-456 .	Stock_writeoff 2018	Potentiometer 100K	6.38	0	0	6.38	38		242.44
Totals					£0.00	£242.44
Saadat (M) Snd Bhd
Supplier	Reference	TAG	Description	Raw Cost	Duty Tax(s) %	Freight %	Use Cost	Quantity	Stock Value	Write Off
9323	. 0014495 .	Stock	Masimo Red DCI-dc12 adult reusable SpO2	131.47	0	0	131.47	0	0
9323	. 0014499 .	Stock	Masimo LNCS DCI adult reusable SpO2	81.44	0	3.5	84.29	0	0
9323	. 0014500 .	Stock	Masimo LNOP DCI adult reusable SpO2	88.73	0	3.5	91.84	45	4132.8
9323	. 0014502 .	Stock	Masimo LNOP YI multi-site reusable	104.57	0	3.48	108.21	0	0
9323	. 0014504 .	Stock	Masimo LNOP TC-I Tip-Clip reusable SpO2	106.28	0	0	106.28	10	1062.8
9323	. 0014507 .	Stock	Masimo LNOP DC-195 (LNOPv-150)	66.78	0	3.48	69.1	20	1382
9323	. 0014520 .	Stock	Masimo PC04 Cable 4ft patient cable.	54.61	0	0	54.61	94	5133.34
9323	. 0014521 .	Stock	Masimo PC08 Cable 8ft patient cable.	55.3	0	0	55.3	40	2212
9323	. 0014497 .	Stock_writeoff 2018	Masimo LNC Patient Cable Red LNC-10.	75.88	0	0	75.88	0		0
Totals					£13,922.94	£0.00
Worldlight Engineering Ltd
Supplier	Reference	TAG	Description	Raw Cost	Duty Tax(s) %	Freight %	Use Cost	Quantity	Stock Value	Write Off
9329	. 2530053 .	Stock	Microstim DB3 - PIC Processor	3.94	0	0	3.94	164	646.16
Totals					£646.16	£0.00
Saadat (M) Snd Bhd (EURO)
Supplier	Reference	TAG	Description	Raw Cost	Duty Tax(s) %	Freight %	Use Cost	Quantity	Stock Value	Write Off
9330	. 4420613 .	Stock	IRMA Holder	1.34	0	0	1.34	0	0
9330	. 4420618 .	Stock	Clamp Adapter	0	0	0	0	0	0
Totals					£0.00	£0.00
Elcom (UK) Ltd
Supplier	Reference	TAG	Description	Raw Cost	Duty Tax(s) %	Freight %	Use Cost	Quantity	Stock Value	Write Off
9331	. 0150021 .	Stock	Oxygen sensor barrier bag 3 x 5``.``	4.98	0	0	4.98	0	0
9331	. 0150026 .	Stock	Oxygen sensor barrier bag 4 x 6``.``	5.3	0	0	5.3	0	0
Totals					£0.00	£0.00
VBM Medizintechnik GmbH
Supplier	Reference	TAG	Description	Raw Cost	Duty Tax(s) %	Freight %	Use Cost	Quantity	Stock Value	Write Off
9334	. 4420570 .	Stock_writeoff 2018	15mm adapters I.D. 2.0 mm. Box of 10	6.48	0	0	6.48	4		25.92
9334	. 4420571 .	Stock_writeoff 2018	15mm adapters I.D. 2.5 mm. Box of 10	6.48	0	0	6.48	6		38.88
9334	. 4420572 .	Stock_writeoff 2018	15mm adapters I.D. 3.0 mm. Box of 10	6.48	0	0	6.48	4		25.92
9334	. 4420573 .	Stock_writeoff 2018	15mm adapters I.D. 3.5 mm. Box of 10	6.85	0	0	6.85	4		27.4
Totals					£0.00	£118.12
Print Centre
Supplier	Reference	TAG	Description	Raw Cost	Duty Tax(s) %	Freight %	Use Cost	Quantity	Stock Value	Write Off
9360	. 9992523 .	Stock	Label - Automotive Oxygen Sensor Blank	0.000385	0	0	0	10000	0
Totals					£0.00	£0.00
Openhouse Products Ltd
Supplier	Reference	TAG	Description	Raw Cost	Duty Tax(s) %	Freight %	Use Cost	Quantity	Stock Value	Write Off
9445	. 0013110 .	Stock	Carrying case.	21.47	0	3.2	22.16	19	421.04
9445	. 0022178 .	Stock	Carrying case - for VM2160	22.55	0	0	22.55	74	1668.7
9445	. 4420621 .	Stock	Carrying case with clear panel for use	24.87	0	0	24.87	19	472.53
9445	. 4420628 .	Stock	Carrying case (A&E logo) - for use with	24.87	0	0	24.87	3	74.61
Totals					£2,636.88	£0.00
Oxylitre
Supplier	Reference	TAG	Description	Raw Cost	Duty Tax(s) %	Freight %	Use Cost	Quantity	Stock Value	Write Off
9450	. 0310035 .	Stock	Low suction controller	138.4	0	8.75	150.51	1	150.51
9450	. 0310104 .	Stock	Low Suction Controller Filter Single.	1.98	0	0	1.98	14	27.72
9450	. 0310105 .	Stock	Low Suction Controller Filters Box of 30	55.98	0	8.75	60.88	1	60.88
9450	. 0310140 .	Stock	Injector low suction controller	162.23	0	0	162.23	0	0
9450	. 0310141 .	Stock	Injector low suction controller.	198.88	0	8.75	216.28	0	0
9450	. 0330038 .	Stock	Suction hose assembly (6m)	46.7	0	0	46.7	0	0
9450	. 0330039 .	Stock	Suction hose assembly (1.5m)	35.92	0	0	35.92	0	0
9450	. 0330040 .	Stock	Suction hose assembly (3m)	40.86	0	8.75	44.44	0	0
9450	. 0330041 .	Stock	Suction hose assembly (2m)	36.68	0	0	36.68	0	0
9450	. 0330042 .	Stock	Oxygen Hose Assembly (3m)	36.59	0	0	36.59	0	0
9450	. 0330043 .	Stock	Oxygen Hose Assembly (2m)	36.59	0	0	36.59	0	0
Totals					£239.11	£0.00
Dolphin Medical Inc
Supplier	Reference	TAG	Description	Raw Cost	Duty Tax(s) %	Freight %	Use Cost	Quantity	Stock Value	Write Off
9460	. 0030946 .	Stock_writeoff 2018	Detector - Lead frame 8.40mm2	1.15	0	4	1.2	10		12
Totals					£0.00	£12.00
Mediplas Respiratory Products
Supplier	Reference	TAG	Description	Raw Cost	Duty Tax(s) %	Freight %	Use Cost	Quantity	Stock Value	Write Off
9505	. 4210002 .	Stock_writeoff 2018	Duoscope Adult - Macintosh 4 & Child -	2.72	0	0	2.72	15		40.8
Totals					£0.00	£40.80
Permabond Eng. Adhesive Ltd
Supplier	Reference	TAG	Description	Raw Cost	Duty Tax(s) %	Freight %	Use Cost	Quantity	Stock Value	Write Off
9590	. 0330237 .	Stock	Permabond Anerobic Adhesive 75ml	6.59	0	0	6.59	3	19.77
Totals					£19.77	£0.00
Bunzl Healthcare
Supplier	Reference	TAG	Description	Raw Cost	Duty Tax(s) %	Freight %	Use Cost	Quantity	Stock Value	Write Off
9602	. 0014002 .	Stock	Nellcor DS-100A Digit X1 SpO2 finger	79.31	0	0	79.31	0	0
9602	. 0014005 .	Stock	Nellcor Dura-Y D-YS	0	0	0	0	1	0
9602	. 0014006 .	Stock	Nellcor Dura-Y D-YS Oximax	134.2	0	0	134.2	0	0
9602	. 0014060 .	Stock	Nellcor DEC-4 SpO2 extension cable 4ft.	42.71	0	4.34	44.56	3	133.68
9602	. 0014061 .	Stock	Nellcor DEC-8 SpO2 extension cable 8ft.	54.91	0	4.34	57.29	3	171.87
9602	. 0014062 .	Stock	Nellcor DOC-10 SpO2 sensor/extension	61.05	0	4.34	63.7	3	191.1
9602	. 2550002 .	Stock	Microstim DB3 - Electrodes. Pack of 30.	1.65	0	0	1.65	0	0
9602	. 3210020 .	Stock	NeoPEEP neonatal single patient use	3.95	0	0	3.95	0	0
9602	. 3210021 .	Stock	NeoPEEP neonatal single patient use	3	0	0	3	0	0
9602	. 3210070 .	Stock	Single use silicone round facemask	2	0	0	2	82	164
9602	. 3210071 .	Stock	Single use silicone round facemask	0	0	0	0	75	0
Totals					£660.65	£0.00
Talley Enviro Care - Teccare
Supplier	Reference	TAG	Description	Raw Cost	Duty Tax(s) %	Freight %	Use Cost	Quantity	Stock Value	Write Off
9605	. 9950461 .	Stock	TECcare Control - Fluid Trigger Spray	27	0	0	27	0	0
9605	. 9950470 .	Stock	TECcare Control - Fluid Concentrate	44.25	0	0	44.25	0	0
Totals					£0.00	£0.00
Posey Company (Tidi Products)
Supplier	Reference	TAG	Description	Raw Cost	Duty Tax(s) %	Freight %	Use Cost	Quantity	Stock Value	Write Off
9620	. 0021011 .	Stock	Sensor wrap single. Sample pack.	0.28	0	0	0.28	3	0.84
9620	. 0021012 .	Stock	Sensor wrap single.	0.28	0	23.8	0.35	3	1.05
9620	. 0021013 .	Stock	Sensor wraps box of 12.	2.72	0	23.8	3.37	230	775.1
9620	. 0021018 .	Stock	Sensor wraps box of 12.	5.06	0	0	5.06	34	172.04
9620	. 3810000 .	Stock	Removable I.D. Bracelets Newborn.	5.72	0	0	5.72	193	1103.96
9620	. 3810001 .	Stock	Removable I.D. Bracelets Premie.	7.5	0	0	7.5	122	915
9620	. 3810010 .	Stock	Posey IV Armboard - Infant	9.56	0	0	9.56	27	258.12
9620	. 3810011 .	Stock	Posey IV Armboard - Paediatric	17.24	0	0	17.24	17	293.08
9620	. 3810020 .	Stock	Posey IV Shield.	10.75	0	0	10.75	18	193.5
9620	. 3810030 .	Stock	Posey SecureSleeve - Infant	7.25	0	0	7.25	8	58
9620	. 3810031 .	Stock	Posey SecureSleeve - Infant (large)	9.25	0	0	9.25	30	277.5
9620	. 3810032 .	Stock	Posey SecureSleeve - Paediatric	8.72	0	0	8.72	10	87.2
9620	. 3810033 .	Stock	Posey SecureSleeve - Paediatric	11.72	0	0	11.72	39	457.08
9620	. 3810034 .	Stock	Posey SecureSleeve - Paediatric Soft	10.24	0	0	10.24	4	40.96
9620	. 3810041 .	Stock	Posey SecureSleeve - Attachment Clips	4.06	0	0	4.06	1	4.06
9620	. 3810042 .	Stock	Posey SecureSleeve - Attachment Clips	3.95	0	0	3.95	1	3.95
9620	. 3810050 .	Stock	Posey Elbow Splints - Infant	7.29	0	0	7.29	9	65.61
9620	. 3810051 .	Stock	Posey Elbow Splints - Paediatric	9.41	0	0	9.41	14	131.74
9620	. 3810060 .	Stock	Posey Foam Trach Ties Small	8.92	0	0	8.92	19	169.48
9620	. 3810061 .	Stock	Posey Foam Trach Ties Medium	7.57	0	0	7.57	14	105.98
9620	. 3810062 .	Stock	Posey Foam Trach Ties Large	7.85	0	0	7.85	47	368.95
Totals					£5,483.20	£0.00
Marshall Products Limited
Supplier	Reference	TAG	Description	Raw Cost	Duty Tax(s) %	Freight %	Use Cost	Quantity	Stock Value	Write Off
9721	. 3210010 .	Stock	NeoPEEP neonatal single patient use	3	0	0	3	0	0
9721	. 3210072 .	Stock	Single use silicone round facemask	2.5	0	0	2.5	0	0
Totals					£0.00	£0.00
Lemo UK
Supplier	Reference	TAG	Description	Raw Cost	Duty Tax(s) %	Freight %	Use Cost	Quantity	Stock Value	Write Off
9825	. 0030651 .	Stock	Lemo 7 pole cable plug connector.	9.044	0	0	9.04	0	0
9825	. 0030654 .	Stock	Lemo connector strain relief boot white	0.756	0	0	0.76	0	0
9825	. 0030788 .	Stock	Redel 6 pin straight plug (grey)	4.61	0	0	4.61	0	0
9825	. 0030657 .	Stock_writeoff 2018	Lemo 8 pole plug connector	15.34	0	0	15.34	36		552.24
Totals					£0.00	£552.24
Photonic Detectors Inc,
Supplier	Reference	TAG	Description	Raw Cost	Duty Tax(s) %	Freight %	Use Cost	Quantity	Stock Value	Write Off
9880	. 0030952 .	Stock	Emitters 3DL 660/880	2.49	0	0	2.49	0	0
Totals					£0.00	£0.00
Renlim Labels
Supplier	Reference	TAG	Description	Raw Cost	Duty Tax(s) %	Freight %	Use Cost	Quantity	Stock Value	Write Off
9930	. 1430331 .	Stock	V1000 - Rear Label for Carrying Case	0.73	0	0	0.73	270	197.1
9930	. 2530048 .	Stock	Microstim DB3 - Carrying Case Rear Label	0.48	0	0	0.48	500	240
9930	. 0031014 .	Stock_writeoff 2018	Label 19mm: ISO 7010-M0002	0.006	0	0	0.01	1995		19.95
Totals					£437.10	£19.95
Walker Office / Ask Office Equ
Supplier	Reference	TAG	Description	Raw Cost	Duty Tax(s) %	Freight %	Use Cost	Quantity	Stock Value	Write Off
9990	. 1122897 .	Stock	Mylar strap for pouch (pk 100)	18.1	0	0	18.1	3	54.3
Totals					£54.30	£0.00
Phoenix Mecano Limited
Supplier	Reference	TAG	Description	Raw Cost	Duty Tax(s) %	Freight %	Use Cost	Quantity	Stock Value	Write Off
10011	. 0330548 .	Stock	APGAR Timer Case.	26.43	0	0	26.43	14	370.02
10011	. 0330549 .	Stock	APGAR Timer End Cap Set	7.43	0	0	7.43	24	178.32
10011	. 0330556 .	Stock	Alubos 1300 Extrusion x 1m	102.25	0	0	102.25	0	0
10011	. 0330558 .	Stock	Battery Holder BE60 - Black	2.76	0	0	2.76	9	24.84
10011	. 0330560 .	Stock	End lid.	4.66	0	0	4.66	0	0
10011	. 0330562 .	Stock	Seal - Blue. Pack of 10.	4.68	0	0	4.68	0	0
10011	. 0330564 .	Stock	Screw caps - Grey.	0.09	0	0	0.09	1	0.09
Totals					£573.27	£0.00
P & M Services
Supplier	Reference	TAG	Description	Raw Cost	Duty Tax(s) %	Freight %	Use Cost	Quantity	Stock Value	Write Off
10020	. 0131350 .	Stock	Oxycal Key fob pcb	7.88	0	0	7.88	0	0
Totals					£0.00	£0.00
Minnesota Wire & Cable
Supplier	Reference	TAG	Description	Raw Cost	Duty Tax(s) %	Freight %	Use Cost	Quantity	Stock Value	Write Off
10050	. MS1011 .	Stock	Microstim Stimulator Leads	7.68	0	4.38	8.02	0	0
Totals					£0.00	£0.00
KSJ Engineering Limited
Supplier	Reference	TAG	Description	Raw Cost	Duty Tax(s) %	Freight %	Use Cost	Quantity	Stock Value	Write Off
10160	. 0330215 .	Stock	Clamp Spacer	3.5	0	0	3.5	5	17.5
10160	. 0330238 .	Stock	Rectangular Bracket (G+R)	5.25	0	0	5.25	0	0
10160	. 0330241 .	Stock	TT480/490 MAIN Body Block	14	0	0	14	0	0
10160	. 0330246 .	Stock	Blocking Bolt And Nut	4.7	0	0	4.7	0	0
10160	. 0330248 .	Stock	Inlet 10 mm	2.6	0	0	2.6	0	0
10160	. 0330249 .	Stock	Outlet 15mm	4.11	0	0	4.11	0	0
10160	. 0330291 .	Stock	Inlet 10mm Thumbelina Inlet	0	0	0	0	0	0
10160	. 0330292 .	Stock	Outlet 15mm Thumbelina	0	0	0	0	0	0
Totals					£17.50	£0.00
Wika Instruments Ltd
Supplier	Reference	TAG	Description	Raw Cost	Duty Tax(s) %	Freight %	Use Cost	Quantity	Stock Value	Write Off
10395	. 0330203 .	Stock	Pressure gauge for `Tom Thumb` Infant	44.25	0	1	44.69	56	2502.64
10395	. 0330236 .	Stock	Replacement Gauge Face.	3.9	0	1	3.94	87	342.78
Totals					£2,845.42	£0.00
City Electrical Factors CEF
Supplier	Reference	TAG	Description	Raw Cost	Duty Tax(s) %	Freight %	Use Cost	Quantity	Stock Value	Write Off
10460	. 9950005 .	Stock	Starter switch	0.49	0	0	0.49	0	0
Totals					£0.00	£0.00
Oetiker UK Ltd
Supplier	Reference	TAG	Description	Raw Cost	Duty Tax(s) %	Freight %	Use Cost	Quantity	Stock Value	Write Off
10550	. 0010500 .	Stock	Cable clamps pack of 100.	24.78	0	0	24.78	2	49.56
Totals					£49.56	£0.00
Pendle Signs & Plastics Ltd.
Supplier	Reference	TAG	Description	Raw Cost	Duty Tax(s) %	Freight %	Use Cost	Quantity	Stock Value	Write Off
10665	. 9701164 .		Chassis Plate Insert	3.35	0	0	3.35	20		67
10665	. 0390027 .	Stock	Serial number label TT491-15 1m	0	0	0	0	200	0
10665	. 0390029 .	Stock	Serial number label TT491-15 3m	0	0	0	0	200	0
10665	. 0390035 .	Stock	Flowmeter Label - OPEN AIR	0.022	0	0	0.02	112	2.24
10665	. 0390052 .	Stock	Label: Viamed logo blue on clear.	0.07	0	0	0.07	200	14
10665	. 1430284 .	Stock	V1000 Case with keypad cut outs.	2.65	0	0	2.65	81	214.65
10665	. 2530017 .	Stock	Microstim DB3 - Label	0.22	0	0	0.22	200	44
10665	. 2530101 .	Stock	Microstim DB3 Tester label set.	0	0	0	0	200	0
10665	. DB35 .	Stock_writeoff 2018	Rear Cover Label	0.66	0	0	0.66	68		44.88
Totals					£274.89	£111.88
MAJ Hi-Spec Ltd
Supplier	Reference	TAG	Description	Raw Cost	Duty Tax(s) %	Freight %	Use Cost	Quantity	Stock Value	Write Off
10725	. 0330200 .	Stock	TT460 MAIN Body Block	0	0	0	0	56	0
10725	. 0330202 .	Stock	TT495 MAIN Body Block	0	0	0	0	30	0
10725	. 0330207 .	Stock	Blanking Bolt	0	0	0	0	138	0
Totals					£0.00	£0.00
Chelmer Pneumatics Ltd
Supplier	Reference	TAG	Description	Raw Cost	Duty Tax(s) %	Freight %	Use Cost	Quantity	Stock Value	Write Off
10770	. 0330219 .	Stock	Right Angle For Hose	0.97	0	0	0.97	18	17.46
Totals					£17.46	£0.00
OSCO Limited
Supplier	Reference	TAG	Description	Raw Cost	Duty Tax(s) %	Freight %	Use Cost	Quantity	Stock Value	Write Off
10775	. 0030515 .	Stock	SPO2 cable - version F.	1.86	0	0	1.86	0	0
10775	. 0030513 .	Stock_writeoff 2018	SPO2 cable - version D (production).	2.65	0	0	2.65	3469		9192.85
Totals					£0.00	£9,192.85
Spacelabs Healthcare Pte. Ltd.
Supplier	Reference	TAG	Description	Raw Cost	Duty Tax(s) %	Freight %	Use Cost	Quantity	Stock Value	Write Off
10911	. 0009568 .	Stock	SpO2 extension cable P956E8.	10.87	0	4.8	11.39	0	0
10911	. 0012030 .	Stock	SpO2 Finger Sensor - Adult.	37.27	0	4.8	39.06	0	0
10911	. 0012050 .	Stock	SpO2 Finger Sensor - Adult.	38.72	0	4.8	40.58	0	0
10911	. 0012086 .	Stock	Pulse Oximeter 701 OEM module V8.25	63.26	0	4.8	66.3	0	0
10911	. 0012090 .	Stock	Pulse Oximeter 601 OEM module kit.	100.63	0	4.8	105.46	0	0
10911	. 0012501 .	Stock	Disposable SpO2 Sensors - Adult.	65.23	0	4.8	68.36	0	0
10911	. 0012502 .	Stock	Disposable SpO2 Sensors - Paediatric.	65.23	0	4.8	68.36	0	0
10911	. 0012504 .	Stock	Disposable SpO2 Sensors - Neonatal.	65.23	0	4.8	68.36	0	0
10911	. 0012582 .	Stock	Disposable SpO2 Sensors - Paediatric.	96.86	0	4.8	101.51	0	0
10911	. 0012583 .	Stock	Disposable SpO2 Sensors - Infant.	51.87	0	4.8	54.36	0	0
10911	. 0012590 .	Stock	SpO2 Comp2/Sat Ear Sensor	35.66	0	4.8	37.37	0	0
10911	. 0018672 .	Stock	SpO2 multi-site `Y` sensor P867YA.	41.28	0	4.8	43.26	0	0
10911	. 0031601 .	Stock	Dolphin 2100 screw rod threaded SS 6-32	0.84	0	4.8	0.88	0	0
10911	. 0052200 .	Stock	SpO2 Adhesive Wraps For Multi-site `Y`	8.4	0	0	8.4	0	0
10911	. 0052201 .	Stock	SpO2 Adhesive Wraps For Multi-site `Y`	20.9	0	4.8	21.9	0	0
10911	. 0052202 .	Stock	SpO2 Adhesive Wraps For Multi-site `Y`	15.67	0	4.8	16.42	0	0
10911	. 0020320 .	Stock_writeoff 2018	Dolphin SpO2 Multi-Site `Y` Sensor	42.24	0	4.8	44.27	19		841.13
10911	. 0038897 .	Stock_writeoff 2018	Cable assembly for P889RA.	8.32	0	4.8	8.72	76		662.72
10911	. 0052210 .	Stock_writeoff 2018	Relocation tabs for use with	2.5	0	4.8	2.62	197		516.14
Totals					£0.00	£2,019.99
Grosvenor
Supplier	Reference	TAG	Description	Raw Cost	Duty Tax(s) %	Freight %	Use Cost	Quantity	Stock Value	Write Off
11395	. 0050071 .	Stock	Cyanoacrylate superglue	13.2	0	8.3	14.3	0	0
11395	. 0050075 .	Stock	Cyanoacrylate superglue	44.95	0	8.3	48.68	3	146.04
11395	. 0050080 .	Stock	Cyanoacrylate superglue	2.91	0	8.3	3.15	0	0
Totals					£146.04	£0.00
OKW Enclosures
Supplier	Reference	TAG	Description	Raw Cost	Duty Tax(s) %	Freight %	Use Cost	Quantity	Stock Value	Write Off
11450	. 0131352 .	Stock	Oxycal Enclosure	5.14	0	0	5.14	41	210.74
11450	. 0131372 .	Stock	Oxycal keyring	3.4	0	0	3.4	0	0
11450	. 1420000 .	Stock	Wall mount for Foetal Heart Simulator	4.4	0	0	4.4	9	39.6
11450	. 1420001 .	Stock	Case protector for Foetal Heart	13.8	0	0	13.8	26	358.8
11450	. 1430285 .	Stock	V1000 Case.	20.168	0	0	20.17	0	0
11450	. 1430286 .	Stock	V1000 Case Seal Kit.	1.655	0	0	1.66	84	139.44
11450	. 1440283 .	Stock	EMC Spray.	14.17	0	0	14.17	0	0
11450	. 2530111 .	Stock	Microstim DB3 Tester Case	4.78	0	0	4.78	10	47.8
Totals					£796.38	£0.00
Manby Park Electronics Ltd
Supplier	Reference	TAG	Description	Raw Cost	Duty Tax(s) %	Freight %	Use Cost	Quantity	Stock Value	Write Off
11656	. 1430280 .	Stock	PSU 230V input 9v 500mA output.	5	0	0	5	0	0
Totals					£0.00	£0.00
The West Group LTD
Supplier	Reference	TAG	Description	Raw Cost	Duty Tax(s) %	Freight %	Use Cost	Quantity	Stock Value	Write Off
11682	. 1230060 .	Stock_writeoff 2018	Luer - female 1/8 (3mm) barb white.``	0.45	0	0	0.45	95		42.75
Totals					£0.00	£42.75
Maxtec Inc.
Supplier	Reference	TAG	Description	Raw Cost	Duty Tax(s) %	Freight %	Use Cost	Quantity	Stock Value	Write Off
11712	. 0131703 .		MAXO2 ME Casing - Front.	2.26	0	0	2.26	8		18.08
11712	. 0131704 .		MAXO2 ME Casing - Rear.	2.26	0	0	2.26	8		18.08
11712	. 0110401 .	Stock	Oxygen sensor MAX-1	0	0	0	0	0	0
11712	. 0110403 .	Stock	Oxygen sensor MAX-3	59.96	0	0	59.96	38	2278.48
11712	. 0110408 .	Stock	Oxygen sensor MAX-8	0	0	0	0	3	0
11712	. 0110410 .	Stock	Oxygen sensor MAX-10	44.45	0	15	51.12	1	51.12
11712	. 0110411 .	Stock	Oxygen sensor MAX-11	44.75	0	0	44.75	0	0
11712	. 0110412 .	Stock	Oxygen sensor MAX-12	50.15	0	0	50.15	1	50.15
11712	. 0110413 .	Stock	Oxygen sensor MAX-13	48.49	0	15	55.76	6	334.56
11712	. 0110414 .	Stock	Oxygen sensor MAX-14	30.55	0	15	35.13	0	0
11712	. 0110416 .	Stock	Oxygen sensor MAX-16	46.96	0	15	54	15	810
11712	. 0110417 .	Stock	Oxygen sensor MAX-17	0	0	0	0	0	0
11712	. 0110418 .	Stock	Oxygen sensor MAX-18	0	0	0	0	0	0
11712	. 0110419 .	Stock	Oxygen sensor MAX-19	0	0	0	0	0	0
11712	. 0110420 .	Stock	Oxygen sensor MAX-14 (Fluke version)	46.96	0	15	54	12	648
11712	. 0110421 .	Stock	Oxygen sensor MAX-16HT	58.09	0	0	58.09	1	58.09
11712	. 0110422 .	Stock	Oxygen sensor MAX-23C	0	0	0	0	0	0
11712	. 0110423 .	Stock	Oxygen sensor MAX-27.	42.25	0	0	42.25	1	42.25
11712	. 0110424 .	Stock	Oxygen sensor MAX-12C	41.51	0	0	41.51	0	0
11712	. 0110425 .	Stock	Oxygen sensor MAX-250. With `O` ring.	35.22	0	0	35.22	89	3134.58
11712	. 0110426 .	Stock	Oxygen sensor MAX-250ESFi	0	0	0	0	0	0
11712	. 0110429 .	Stock	Oxygen sensor MAX-250E	35.22	0	15	40.5	62	2511
11712	. 0110430 .	Stock	Oxygen sensor MAX-250ESF	35.22	0	15	40.5	9	364.5
11712	. 0110431 .	Stock	Oxygen sensor MAX-250A	46.96	0	15	54	25	1350
11712	. 0110432 .	Stock	Oxygen sensor MAX-250(B)	35.22	0	15	40.5	420	17010
11712	. 0110433 .	Stock	Oxygen sensor MAX-250K with DC	50.87	0	15	58.5	21	1228.5
11712	. 0110434 .	Stock	Oxygen sensor MAX-250M	46.48	0	0	46.48	0	0
11712	. 0110435 .	Stock	Oxygen sensor MAX-250TM	38.73	0	0	38.73	10	387.3
11712	. 0110436 .	Stock	Oxygen sensor MAX-250(B)-SLE.	36.91	0	0	36.91	0	0
11712	. 0110437 .	Stock	Oxygen sensor MAX-250(B)-SLE.	36.91	0	0	36.91	0	0
11712	. 0110438 .	Stock	Oxygen sensor MAX-47.	39.19	0	0	39.19	0	0
11712	. 0110439 .	Stock	Oxygen sensor MAX-48.	58.1	0	0	58.1	0	0
11712	. 0110440 .	Stock	Oxygen sensor MAX-49.	48.76	0	0	48.76	1	48.76
11712	. 0110444 .	Stock	Oxygen sensor MAX-13-250.	36.86	0	0	36.86	0	0
11712	. 0110449 .	Stock	Oxygen sensor MAX-43. 2 sensor pack.	60.35	0	15	69.4	0	0
11712	. 0110450 .	Stock	Oxygen sensor MAX-50.	37.95	0	0	37.95	0	0
11712	. 0110451 .	Stock	Oxygen sensor MAX-250K with Panduit	67.93	0	0	67.93	1	67.93
11712	. 0110452 .	Stock	Oxygen sensor MAX-550E	57.02	0	0	57.02	5	285.1
11712	. 0110453 .	Stock	Oxygen sensor MAX-250MS	46.48	0	0	46.48	0	0
11712	. 0110460 .	Stock	Oxygen sensor MAX-7.	38.19	0	0	38.19	0	0
11712	. 0110461 .	Stock	Oxygen sensor MAX-7L.	0	0	0	0	0	0
11712	. 0110462 .	Stock	Oxygen sensor MAX-12A.	0	0	0	0	0	0
11712	. 0110463 .	Stock	Oxygen sensor MAX-13C.	0	0	0	0	0	0
11712	. 0110464 .	Stock	Oxygen sensor MAX-23.	0	0	0	0	0	0
11712	. 0110465 .	Stock	Oxygen sensor MAX-24.	45.96	0	0	45.96	0	0
11712	. 0110466 .	Stock	Oxygen sensor MAX-25.	38.61	0	0	38.61	0	0
11712	. 0110467 .	Stock	Oxygen sensor MAX-15LF.	105.49	0	0	105.49	0	0
11712	. 0111250 .	Stock	Oxygen analyser with integral sensor.	102.65	0	15	118.05	0	0
11712	. 0111253 .	Stock	Oxygen monitor with high/low alarms.	238.9	0	15	274.74	0	0
11712	. 0111261 .	Stock	Oxygen analyser MAXO2+AE. External	185.94	0	15	213.83	5	1069.15
11712	. 0111263 .	Stock	Oxygen monitor MAXO2 ME	292.31	0	0	292.31	5	1461.55
11712	. 0111265 .	Stock	Oxygen analyser Ultramax	298.17	0	0	298.17	6	1789.02
11712	. 0120095 .	Stock	Oxygen sensor flow diverter 15 mm.	0	0	0	0	13	0
11712	. 0120096 .	Stock	Oxygen sensor flow diverter O ring 18mm	0	0	0	0	9	0
11712	. 0120097 .	Stock	Oxygen sensor flow diverter 18 mm.	3.68	0	0	3.68	9	33.12
11712	. 0120120 .	Stock	Oxygen concentrator adapter.	4.6	0	15	5.29	15	79.35
11712	. 0120121 .	Stock	FlowCheck	23.94	0	0	23.94	2	47.88
11712	. 0121197 .	Stock	`V` mount pole clamp horizontal.	29.33	0	15	33.73	2	67.46
11712	. 0121198 .	Stock	`V` mount rail clamp.	55.28	0	15	63.57	1	63.57
11712	. 0121199 .	Stock	Swivel mount.	42.81	0	15	49.23	0	0
11712	. 0121201 .	Stock	`V` mount pole clamp.	19.3	0	15	22.2	0	0
11712	. 0121202 .	Stock	`V` wall mount model B647.	5.52	0	15	6.35	0	0
11712	. 0121302 .	Stock	`V` mount assembly for use with	7.5	0	15	8.63	11	94.93
11712	. 0131250 .	Stock	Monitor cable kit for use with Maxtec	22.99	0	15	26.44	2	52.88
11712	. 0131602 .	Stock	Front Panel assembly for MAXO2+	103.31	0	0	103.31	0	0
11712	. 0131700 .	Stock	MAXO2 ME Sensor Cable.	13.42	0	0	13.42	0	0
11712	. 0131701 .	Stock	MAXO2 ME Kick Stand.	0.54	0	0	0.54	8	4.32
11712	. 0131702 .	Stock	MAXO2 ME Battery Cover.	2.01	0	0	2.01	6	12.06
11712	. 0131710 .	Stock	MAXO2 ME LCD	3.39	0	0	3.39	0	0
11712	. 0310211 .	Stock	BlenderBuddy 2 DFB 0-15 lpm Flowmeter.	134.16	0	0	134.16	2	268.32
11712	. 0310216 .	Stock	BlenderBuddy 2 DFB with MaxO2+A &	188.88	0	0	188.88	2	377.76
11712	. 0310231 .	Stock	MaxVenturi High-Flow 0-120 LPM (NIST)	517.56	0	0	517.56	0	0
11712	. 0310271 .	Stock	MaxBlend Lite - Low Flow 0-15 lpm.	314.8	0	0	314.8	2	629.6
11712	. 0310290 .	Stock	MaxBlend II - Low Flow 0-3 lpm.	973.77	0	0	973.77	0	0
11712	. 0310291 .	Stock	MaxBlend II - Low Flow 0-15 lpm.	768.25	0	0	768.25	1	768.25
11712	. 0320400 .	Stock	MaxVenturi Muffler	12.27	0	0	12.27	0	0
11712	. 0320450 .	Stock	Blender Bracket - Rail Mount	58.46	0	0	58.46	1	58.46
11712	. 0320452 .	Stock	Blender Bracket - Pole Mount	38.97	0	0	38.97	1	38.97
11712	. 0320461 .	Stock	3-in-1 Tubing Adapter. Pack of 5	52.47	0	0	52.47	2	104.94
11712	. 0330400 .	Stock	MaxVenturi Inlet Filter.	0.77	0	0	0.77	11	8.47
11712	. 0339950 .	Stock	MaxBlend Front Cover	89.06	0	0	89.06	0	0
11712	. 1114005 .	Stock	EyeMax 2 Neonatal Phototherapy Mask.	26.61	2.9	15	31.37	170	5332.9
11712	. 1114006 .	Stock	EyeMax 2 Neonatal Phototherapy Mask.	25.51	2.9	15	30.08	103	3098.24
11712	. 1114007 .	Stock	EyeMax 2 Neonatal Phototherapy Mask.	23.09	2.9	15	27.22	46	1252.12
11712	. 4410100 .	Stock	FLOCAP pack of 24	97.21	0	0	97.21	3	291.63
11712	. R100P17 .	Stock	Keypad (white) for MaxBlend High-Flow.	109.59	0	0	109.59	0	0
11712	. R100P18 .	Stock	Battery cover for MaxBlend High-Flow.	17.15	0	0	17.15	0	0
11712	. R212P75-001 .	Stock	Front Cover for OM-25ME	3.99	0	0	3.99	1	3.99
11712	. R217P11-002 .	Stock	Rear assembly for MAXO2+	9.86	0	15	11.34	0	0
11712	. R217P16-001 .	Stock	Front Panel assembly for MAXO2+	95.27	0	15	109.56	0	0
11712	. R217P24 .	Stock	Coiled cable for MAXO2+	24.4	0	15	28.06	0	0
11712	. R217P24-001 .	Stock	Coiled cable for MAXO2+	22.34	0	0	22.34	0	0
11712	. RP06P25 .	Stock	Pan head screw	0.13	0	15	0.15	0	0
11712	. RP62P14 .	Stock	LED Caps	0.83	0	0	0.83	0	0
Totals					£47,669.26	£36.16
Plastic Parts Centre Ltd.
Supplier	Reference	TAG	Description	Raw Cost	Duty Tax(s) %	Freight %	Use Cost	Quantity	Stock Value	Write Off
11727	. 0332040 .	Stock	Resuscitation Cabinet Rail - Spacer 20mm	64	0	0	64	0	0
Totals					£0.00	£0.00
Euro Energy Resources Ltd
Supplier	Reference	TAG	Description	Raw Cost	Duty Tax(s) %	Freight %	Use Cost	Quantity	Stock Value	Write Off
11802	. 04269 .	Stock	Battery 12V 2.0Ah for use with:	17.23	0	45	24.98	0	0
Totals					£0.00	£0.00
Vacsax Ltd.
Supplier	Reference	TAG	Description	Raw Cost	Duty Tax(s) %	Freight %	Use Cost	Quantity	Stock Value	Write Off
11810	. 1310-000 .	Stock	Rail mounted `V` socket.	6.5	0	0	6.5	3	19.5
11810	. 3833-007 .	Stock	Tapered connectors 10 per pack.	29	0	0	29	9	261
11810	. 3833-132 .	Stock	1l VacSax canister with V mount.	8.3	0	0	8.3	33	273.9
11810	. 9910-340 .	Stock	1l VacSax standard bore liners.Box of 25	37	0	0	37	2	74
Totals					£628.40	£0.00
Macfarlane Group
Supplier	Reference	TAG	Description	Raw Cost	Duty Tax(s) %	Freight %	Use Cost	Quantity	Stock Value	Write Off
11818	. 1450000 .	Stock	Packing box - V1000	71.3	0	0	71.3	9	641.7
Totals					£641.70	£0.00
Instrumentation Industries Inc
Supplier	Reference	TAG	Description	Raw Cost	Duty Tax(s) %	Freight %	Use Cost	Quantity	Stock Value	Write Off
11844	. 0120100 .	Stock	`T` adapter. 22mm I.D. - 22mm O.D.	0.76	0	9.2	0.83	100	83
11844	. 0120104 .	Stock	`T` adapter. 22mm O.D. - 22mm I.D.	4.13	0	9.2	4.51	4	18.04
11844	. 0120106 .	Stock	`T` adapter. 22mm I.D. - 22mm O.D.	9.64	0	0	9.64	53	510.92
11844	. 0120108 .	Stock	`T` adapter. 22mm O.D. - 22mm O.D.	2.24	0	0	2.24	20	44.8
11844	. 0120109 .	Stock	`T` adapter non rebreathing.	87.41	0	0	87.41	13	1136.33
11844	. 0120127 .	Stock	Connector: 15mm I.D./22mm O.D. - 6.5mm	0.76	0	0	0.76	19	14.44
11844	. 0120131 .	Stock	Connector 15mm I.D./22mm O.D. - tapered	80.49	0	9.2	87.9	163	14327.7
11844	. 0120152 .	Stock	Adapter 15mm I.D. - 15mm I.D	132.09	0	0	132.09	4	528.36
11844	. 0120153 .	Stock	Adapter 15mm I.D./22mm O.D. -	74.81	0	0	74.81	3	224.43
11844	. 0120159 .	Stock	Adapter 15mm I.D. - 10mm I.D	129.53	0	0	129.53	0	0
11844	. 0120160 .	Stock	FiO2 sensor adapter.	0	0	0	0	4	0
11844	. 0120161 .	Stock	FiO2 activator for small bore tubing.	3.44	0	9.2	3.76	3	11.28
11844	. 0120162 .	Stock	FiO2 activator for 15mm O2 sensors	3.44	0	9.2	3.76	9	33.84
11844	. 0120163 .	Stock	FiO2 activator for 18mm O2 sensors	3.44	0	9.2	3.76	4	15.04
11844	. 0120165 .	Stock	Replacement `T` assembly for MT 100.	1.08	0	9.2	1.18	0	0
11844	. 0120166 .	Stock	Replacement activator for MT 100.	2.8	0	9.2	3.06	10	30.6
11844	. 0120201 .	Stock	Adult MDI Adapter.	1.11	0	9.2	1.21	20	24.2
11844	. 0120203 .	Stock	Adult MDI Adapter.	0.77	0	9.2	0.84	17	14.28
11844	. 0120211 .	Stock	In-line Aerosol Tee Adapter. Pack of 25.	59.55	0	0	59.55	0	0
11844	. 0120311 .	Stock	Magnetic Peep Valve	36.11	0	0	36.11	0	0
11844	. 0120400 .	Stock	`T` adapter. 22mm I.D. - 22mm O.D.	0.76	0	0	0.76	3	2.28
11844	. 0120401 .	Stock	`T` adapter. 22mm I.D. - 22mm O.D.	27.174	0	0	27.17	2	54.34
11844	. 0120402 .	Stock	`T` adapter. 22mm I.D. - 22mm O.D.	135.87	0	0	135.87	7	951.09
Totals					£18,024.97	£0.00
Polymer Systems Technology Ltd
Supplier	Reference	TAG	Description	Raw Cost	Duty Tax(s) %	Freight %	Use Cost	Quantity	Stock Value	Write Off
11906	. 1430260 .	Stock	Silicon fluid viscosity: 100 000cps	62	0	8.9	67.52	0	0
Totals					£0.00	£0.00
E A Combs Ltd
Supplier	Reference	TAG	Description	Raw Cost	Duty Tax(s) %	Freight %	Use Cost	Quantity	Stock Value	Write Off
11969	. 0300009 .	Stock	Desk stopclock.	11	0	0	11	0	0
Totals					£0.00	£0.00
Kingsway Print, c/o
Supplier	Reference	TAG	Description	Raw Cost	Duty Tax(s) %	Freight %	Use Cost	Quantity	Stock Value	Write Off
11970	. 7930002 .	Stock	Case - machined & printing	0.25	0	0	0.25	0	0
Totals					£0.00	£0.00
Reed Print and Design
Supplier	Reference	TAG	Description	Raw Cost	Duty Tax(s) %	Freight %	Use Cost	Quantity	Stock Value	Write Off
12020	. 1650100 .	Stock	Packing box - Pippa breathing monitor.	1.1	0	0	1.1	0	0
Totals					£0.00	£0.00
Harlow Springs Limited
Supplier	Reference	TAG	Description	Raw Cost	Duty Tax(s) %	Freight %	Use Cost	Quantity	Stock Value	Write Off
12028	. 0330222 .	Stock	Precision Valve Spring	1.25	0	1	1.26	500	630
12028	. 0330223 .	Stock	Adjustable Valve Spring	3.42	0	1	3.45	461	1590.45
Totals					£2,220.45	£0.00
Covidien (UK) Commercial Ltd
Supplier	Reference	TAG	Description	Raw Cost	Duty Tax(s) %	Freight %	Use Cost	Quantity	Stock Value	Write Off
12034	. 0054111 .	Stock	Nellcor disposable Oximax SpO2 sensors	150	0	0	150	0	0
12034	. 0054112 .	Stock	Nellcor disposable Oximax SpO2 sensors	150	0	0	150	0	0
12034	. 4-020801-00 .	Stock	Kit PM 10K Comp 240V/50Hz X1	768	0	0	768	0	0
12034	. 4-020804-00 .	Stock	Kit PM 10K 220/240V Vent X1	555.97	0	0	555.97	0	0
Totals					£0.00	£0.00
Omni Sensors & Transmitters
Supplier	Reference	TAG	Description	Raw Cost	Duty Tax(s) %	Freight %	Use Cost	Quantity	Stock Value	Write Off
12066	. 0110512 .	Stock	Oxygen sensor KE-12 (std. with flange).	0	0	0	0	0	0
12066	. 0110524 .	Stock	Oxygen sensor KE-25 (std. with flange).	28.16	0	0	28.16	70	1971.2
12066	. 0110525 .	Stock	Oxygen sensor KE-25 (std. with flange).	17.04	0	0.4	17.11	0	0
12066	. 0110529 .	Stock	Oxygen sensor KE-25F1 (without flange).	0	0	0	0	0	0
12066	. 0110530 .	Stock	Oxygen sensor KE-25F1 (without flange).	0	0	0	0	0	0
12066	. 0110534 .	Stock	Oxygen sensor KE-25F3 (threaded input).	46.9	0	0	46.9	0	0
12066	. 0110539 .	Stock	Oxygen sensor KE-25F4 (O ring input).	57.44	0	0	57.44	0	0
12066	. 0110544 .	Stock	Oxygen sensor KE-50 (with flange).	46.9	0	0	46.9	0	0
12066	. 0110550 .	Stock	Oxygen sensor SK-25F	31.89	0	0	31.89	0	0
Totals					£1,971.20	£0.00
Chromalox UK
Supplier	Reference	TAG	Description	Raw Cost	Duty Tax(s) %	Freight %	Use Cost	Quantity	Stock Value	Write Off
12087	. TC401 .	Stock	Heating Element For Thermacot	52.41	0	0	52.41	0	0
Totals					£0.00	£0.00
Healthcare Technology Inter.
Supplier	Reference	TAG	Description	Raw Cost	Duty Tax(s) %	Freight %	Use Cost	Quantity	Stock Value	Write Off
12164	. 2530009 .	Stock	Microstim DB3 - PCB Assembly Screw.	0.01	0	3.63	0.01	894	8.94
Totals					£8.94	£0.00
Varitronix (UK) Limited
Supplier	Reference	TAG	Description	Raw Cost	Duty Tax(s) %	Freight %	Use Cost	Quantity	Stock Value	Write Off
12176	. 0330575 .	Stock	APGAR Timer LCD.	7.29	0	0	7.29	308	2245.32
Totals					£2,245.32	£0.00
TR Fastenings
Supplier	Reference	TAG	Description	Raw Cost	Duty Tax(s) %	Freight %	Use Cost	Quantity	Stock Value	Write Off
12177	. 0330580 .	Stock	Threaded socket for rear panel. Pack 100	35	0	0	35	42	1470
Totals					£1,470.00	£0.00
Northern Hi-Tec - NHT
Supplier	Reference	TAG	Description	Raw Cost	Duty Tax(s) %	Freight %	Use Cost	Quantity	Stock Value	Write Off
12189	. 0330555 .	Stock	APGAR Timer PCB v1.0 assembly.	39.57	0	3	40.76	62	2527.12
12189	. 1430300 .	Stock	V1000 PCB Assembly.	43.92	0	3	45.24	43	1945.32
12189	. 2530100 .	Stock_writeoff 2018	Microstim DB3 Tester PCB	2.4	0	0	2.4	200		480
Totals					£4,472.44	£480.00
Ardo Medical AG
Supplier	Reference	TAG	Description	Raw Cost	Duty Tax(s) %	Freight %	Use Cost	Quantity	Stock Value	Write Off
12220	. 1910000 .	Stock	Amelux Phototherapy Lamp - Standard	533.3	0	3.49	551.91	0	0
12220	. 1910022 .	Stock	Mattress NC3 (330x650x40mm)	373.64	0	3.49	386.68	0	0
Totals					£0.00	£0.00
Danielson - Schurter
Supplier	Reference	TAG	Description	Raw Cost	Duty Tax(s) %	Freight %	Use Cost	Quantity	Stock Value	Write Off
12225	. 0330570 .	Stock	APGAR timer - keypad membrane assembly.	8.78	0	0	8.78	131	1150.18
Totals					£1,150.18	£0.00
Peace Medical (Formaly Nova)
Supplier	Reference	TAG	Description	Raw Cost	Duty Tax(s) %	Freight %	Use Cost	Quantity	Stock Value	Write Off
12241	. 2310000 .	Stock	Oxygen hood/tent - standard.	25.16	0	47	36.99	13	480.87
12241	. 2310001 .	Stock	Oxygen hood/tent - standard.	29.36	0	47	43.16	6	258.96
12241	. 2310003 .	Stock	Oxygen hood/tent - standard.	25.46	0	47	37.43	0	0
12241	. 2310004 .	Stock	Oxygen hood/tent - standard.	30.16	0	47	44.34	0	0
12241	. 2310007 .	Stock	Oxygen hood/tent - standard.	33.92	0	47	49.86	0	0
12241	. 2310011 .	Stock	Oxygen hood/tent - standard.	25.87	0	47	38.03	0	0
12241	. 2310014 .	Stock	Oxygen hood/tent - standard.	54.21	0	47	79.69	0	0
12241	. 2310026 .	Stock	Oxygen hood/tent - no bottom.	20.11	0	47	29.56	2	59.12
12241	. 2310029 .	Stock	Oxygen hood/tent - no bottom.	24.59	0	47	36.15	0	0
12241	. 2310032 .	Stock	Oxygen hood/tent - no bottom.	29.56	0	47	43.45	0	0
12241	. 2310035 .	Stock	Oxygen hood/tent - no bottom.	49.52	0	47	72.79	27	1965.33
12241	. 2310125 .	Stock	Double tent set	29.93	0	47	44	0	0
12241	. 2310010 .	Stock_writeoff 2018	Oxygen hood/tent - standard.	47.42	0	47	69.71	1		69.71
Totals					£2,764.28	£69.71
H-Squared UK Electric Ltd
Supplier	Reference	TAG	Description	Raw Cost	Duty Tax(s) %	Freight %	Use Cost	Quantity	Stock Value	Write Off
12264	. 9950051 .	Stock	Batteries 1.5V AA. Procell.	2.5	0	0	2.5	38	95
12264	. 9950053 .	Stock	Batteries 1.5V AA. 2700 mAh.	0.82	0	0	0.82	302	247.64
12264	. 9950054 .	Stock	Batteries 1.5V AA. 2700 mAh.	1.12	0	0	1.12	105	117.6
Totals					£460.24	£0.00
R P Hardware Ltd
Supplier	Reference	TAG	Description	Raw Cost	Duty Tax(s) %	Freight %	Use Cost	Quantity	Stock Value	Write Off
12266	. 0330009 .	Stock	Resuscitation Cabinet Door Catch	5.16	0	0	5.16	0	0
Totals					£0.00	£0.00
Shenzhen Mindray Co. Ltd (USD)
Supplier	Reference	TAG	Description	Raw Cost	Duty Tax(s) %	Freight %	Use Cost	Quantity	Stock Value	Write Off
12273	. 2610050 .	Stock	Mindray PM50 Pulse Oximeter.	116.45	0	16.6	135.78	0	0
Totals					£0.00	£0.00
Vermed - Graphic Controls Ltd
Supplier	Reference	TAG	Description	Raw Cost	Duty Tax(s) %	Freight %	Use Cost	Quantity	Stock Value	Write Off
12287	. 1310081 .	Stock	Fanfold paper Gould CL-215980.	16.17	0	0	16.17	0	0
12287	. 1311031 .	Stock	Paper roll 50mm wide for Sondex Geolink	1.42	0	0	1.42	0	0
12287	. 1312414 .	Stock	Paper Style A/2279 Gulton	3.5	0	0	3.5	0	0
12287	. 1312798 .	Stock	Fanfold for Yokogawa.	4.27	0	0	4.27	0	0
12287	. 1312826 .	Stock	Chart paper for Vitatron	7.5	0	0	7.5	0	0
12287	. 1319000 .	Stock	Chart paper-Rustrack roll C4288/STYLE EE	2.75	0	0	2.75	0	0
Totals					£0.00	£0.00
Advanced Photonix Inc
Supplier	Reference	TAG	Description	Raw Cost	Duty Tax(s) %	Freight %	Use Cost	Quantity	Stock Value	Write Off
12303	. 0030953 .	Stock	Emitters 2DL 660/905	3.56	0	1	3.6	0	0
12303	. 0030955 .	Stock	Emitters 2DL 660/880	0	0	1	0	0	0
Totals					£0.00	£0.00
David Scott Company
Supplier	Reference	TAG	Description	Raw Cost	Duty Tax(s) %	Freight %	Use Cost	Quantity	Stock Value	Write Off
12312	. 2710100 .	Stock	3/4 Gel Table Pad.	214.72	0	12.5	241.56	0	0
12312	. 2710102 .	Stock	Lightweight Full Table Gel Pad.	150.51	0	12.5	169.32	0	0
12312	. 2710109 .	Stock	Gel table/hip pad - lightweight.	25.94	0	12.5	29.18	0	0
12312	. 2710151 .	Stock	Gel Head Pillow with Centring Dish.	28.95	0	12.5	32.57	0	0
12312	. 2710152 .	Stock	Neonatal Gel Head Donut.	23.84	0	12.5	26.82	10	268.2
12312	. 2710153 .	Stock	Small Gel Head Donut.	30.7	0	12.5	34.54	2	69.08
12312	. 2710155 .	Stock	Small Gel Horseshoe Pad.	29.66	0	12.5	33.37	0	0
12312	. 2710156 .	Stock	Adult Gel Horseshoe Headrest.	37.33	0	12.5	42	0	0
12312	. 2710158 .	Stock	Neonatal Gel Horseshoe Pad.	22.05	0	12.5	24.81	0	0
12312	. 2710201 .	Stock	Large Gel Arm Board Pad.	31.67	0	12.5	35.63	0	0
12312	. 2710202 .	Stock	Gel Arm Board Pad Rounded End (h 1/4).`	29.02	0	12.5	32.65	0	0
12312	. 2710203 .	Stock	Oval Ulnar Gel Nerve Protector.	24.91	0	12.5	28.02	0	0
12312	. 2710251 .	Stock	Small Gel Knee Crutch Pad.	13.67	0	12.5	15.38	0	0
12312	. 2710258 .	Stock	Gel Clamshell Heel/Elbow Protector.	25.95	0	12.5	29.19	2	58.38
12312	. 2710302 .	Stock	Extra Long Gel Filled Sandbag Positioner	28.79	0	12.5	32.39	0	0
12312	. 2710402 .	Stock	Fracture table gel post pad.	19.11	0	12.5	21.5	0	0
12312	. 2710450 .	Stock	Light Cloud Donut Head Positioners.	34.53	0	12.5	38.85	4	155.4
12312	. 2710451 .	Stock	Light Cloud Prone Headrest.	20.98	0	12.5	23.6	1	23.6
12312	. 2710506 .	Stock	Bean Bag full length 30 (w) x 76`` (l).`	388.88	0	0	388.88	0	0
12312	. 2710508 .	Stock	Bean Bag extra large with gel layer	455.4	0	0	455.4	0	0
12312	. 2710510 .	Stock	Bean Bag valve replacement kit.	30.52	0	0	30.52	0	0
12312	. 2710512 .	Stock	Bean Bag Straps pack of 6.	30.31	0	0	30.31	1	30.31
12312	. 2710513 .	Stock	Bean Bag Wings pack of 10.	46.09	0	0	46.09	0	0
12312	. 2710520 .	Stock	Steep Trendelenburg Bean Bag	708.99	0	0	708.99	0	0
12312	. 2710531 .	Stock	Bean Bag - large with gel layer	360.25	0	0	360.25	0	0
12312	. 2710901 .	Stock	Full Gel Table Pad - Custom size.	396.7	0	0	396.7	0	0
12312	. 2710112 .	Stock_writeoff 2018	Gel Table/Hip Pad.	53.62	0	12.5	60.32	1		60.32
12312	. 2710252 .	Stock_writeoff 2018	Medium Knee Crutch Pad.	16.1	0	12.5	18.11	1		18.11
Totals					£604.97	£78.43
Shenzhen Creative Industry LTD
Supplier	Reference	TAG	Description	Raw Cost	Duty Tax(s) %	Freight %	Use Cost	Quantity	Stock Value	Write Off
12321	. 2810020 .	Stock	PC-60 Finger Pulse Oximeter.	42.23	0	5.8	44.68	0	0
Totals					£0.00	£0.00
Beijing Choice Electronic(USD)
Supplier	Reference	TAG	Description	Raw Cost	Duty Tax(s) %	Freight %	Use Cost	Quantity	Stock Value	Write Off
12322	. 0022190 .	Stock	Soft Carrying Case (Black).	0.94	0	0	0.94	0	0
12322	. 0022191 .	Stock	Soft Carrying Case (Orange).	0.94	0	2.6	0.96	556	533.76
12322	. 0022192 .	Stock	Soft Carrying Case (Green).	0.94	0	2.6	0.96	117	112.32
12322	. 2810006 .	Stock	MD300-C52 Paediatric Finger Pulse	13.89	0	0	13.89	77	1069.53
12322	. 2810007 .	Stock	MD300-C53 Paediatric Finger Pulse	13.89	0	0	13.89	114	1583.46
12322	. 2810009 .	Stock	MD300-C5 Paediatric Finger Pulse Oximete	13.13	0	2.6	13.47	119	1602.93
12322	. 2810013 .	Stock	MD300-F Finger Pulse Oximeter.	26.12	0	2.6	26.8	0	0
12322	. 2810015 .	Stock	MD300-C22 Finger Pulse Oximeter.	11.97	0	2.6	12.28	0	0
12322	. 2810036 .	Stock	MD300-C1C Finger Pulse Oximeter.	11.68	0	0	11.68	3	35.04
12322	. 2810037 .	Stock	MD300-C21C Finger Pulse Oximeter.	9.76	0	0	9.76	308	3006.08
12322	. 2810044 .	Stock	MD300C42 - Yellow Finger Pulse Oximeter	11.37	0	0	11.37	0	0
12322	. 2810046 .	Stock	MD300-C15D - Green Finger Pulse Oximeter	6.45	0	0	6.45	270	1741.5
12322	. 2810300 .	Stock	MD300W wrist pulse oximeter.	64.45	0	0	64.45	0	0
12322	. 2810306 .	Stock	Paediatric sensor for use with MD300W	8.1	0	0	8.1	1	8.1
12322	. 2820009 .	Stock	Silicone cover for MD300C5	0.6	0	2.6	0.62	86	53.32
12322	. 2820011 .	Stock	Silicone cover - blue for MD300-D	0.59	0	0	0.59	775	457.25
12322	. 2830039 .	Stock	Lower casing for MD300 C/D/F Series	0	0	2.6	0	25	0
12322	. 2830040 .	Stock	Lower casing for MD300 C/D/F Series	0	0	2.6	0	25	0
12322	. 2830044 .	Stock	Hinge button - blue for MD300D Finger	0	0	2.6	0	31	0
12322	. 2830045 .	Stock	Hinge button - grey for MD300F Finger	0	0	2.6	0	0	0
12322	. 2830046 .	Stock	Hinge button - yellow for MD300C Finger	0	0	2.6	0	50	0
12322	. 2830047 .	Stock	Hinge button - blue for MD300D Finger	0	0	2.6	0	63	0
12322	. 2830049 .	Stock	Spring for MD300 C/D/F Series Finger	0	0	2.6	0	166	0
12322	. 2830050 .	Stock	Battery cover for MD300 C/D/F Series	0	0	2.6	0	9	0
12322	. 2830051 .	Stock	Battery cover for MD300 C/D/F Series	0	0	2.6	0	40	0
12322	. 2830054 .	Stock	Function button for MD300C Series Finger	0	0	2.6	0	10	0
12322	. 2830055 .	Stock	Function button for MD300D Series Finger	0	0	2.6	0	30	0
12322	. 2830061 .	Stock	Lanyard for MD300 Series	0	0	2.6	0	135	0
12322	. 2810008 .	Stock_writeoff 2018	MD300-C54 Paediatric Finger Pulse	13.16	0	0	13.16	1		13.16
12322	. 2810012 .	Stock_writeoff 2018	MD300-E Finger Pulse Oximeter.	36.41	0	2.6	37.36	1		37.36
12322	. 2810014 .	Stock_writeoff 2018	MD300-C32 Finger Pulse Oximeter.	0	0	0	0	3		0
12322	. 2810039 .	Stock_writeoff 2018	MD300-C4 - Finger Pulse Oximeter	11.37	0	0	11.37	1		11.37
Totals					£10,203.29	£61.89
ChoiceMMed Germany GmbH
Supplier	Reference	TAG	Description	Raw Cost	Duty Tax(s) %	Freight %	Use Cost	Quantity	Stock Value	Write Off
12323	. 2810010 .	Stock	MD300-C1 Finger Pulse Oximeter.	12.78	0	2.6	13.11	12	157.32
12323	. 2810011 .	Stock	MD300-C2 Finger Pulse Oximeter.	10.87	0	2.6	11.15	97	1081.55
12323	. 2810038 .	Stock	MD300-C63 Oxywatch Finger Pulse Oximeter	17.39	0	0	17.39	12	208.68
12323	. 2810045 .	Stock	MD300-C15D - Green Finger Pulse Oximeter	9.13	0	0	9.13	18	164.34
Totals					£1,611.89	£0.00
Absorbest AB
Supplier	Reference	TAG	Description	Raw Cost	Duty Tax(s) %	Freight %	Use Cost	Quantity	Stock Value	Write Off
12325	. 2010001 .	Stock	DryMax Neo 330mm 280mm. Pack of 250.	113.069	0	40	158.3	24	3799.2
Totals					£3,799.20	£0.00
OSI Optoelectronics
Supplier	Reference	TAG	Description	Raw Cost	Duty Tax(s) %	Freight %	Use Cost	Quantity	Stock Value	Write Off
12351	. 0030943 .	Stock	Detector - Ceramic 3.90mm2	1.81	0	1.2	1.83	0	0
12351	. 0030991 .	Stock	Emitters - Lead frame. 3DL 660/940nm	1.58	0	1.2	1.6	0	0
12351	. 0020360 .	Stock_writeoff 2018	Dolphin SpO2 Multi-Site `Y` Sensor	36.51	0	4.8	38.26	56		2142.56
12351	. 0030941 .	Stock_writeoff 2018	Detector - Ceramic 8.40mm2	2.1	0	1.2	2.13	216		460.08
Totals					£0.00	£2,602.64
Pneumatic Components Ltd
Supplier	Reference	TAG	Description	Raw Cost	Duty Tax(s) %	Freight %	Use Cost	Quantity	Stock Value	Write Off
12356	. 0121252 .	Stock	Tyre chuck 12v. For use with aircraft.	9.26	0	0	9.26	11	101.86
Totals					£101.86	£0.00
Farstar Medical Equipment Ltd
Supplier	Reference	TAG	Description	Raw Cost	Duty Tax(s) %	Freight %	Use Cost	Quantity	Stock Value	Write Off
12396	. 1122513 .	Stock	Power supply Nascor 2A & 2B patient	34.16	0	3.6	35.39	0	0
12396	. 1122514 .	Stock	Power supply 2B-M3 patient monitor.	34.3	0	0	34.3	0	0
Totals					£0.00	£0.00
Unimed
Supplier	Reference	TAG	Description	Raw Cost	Duty Tax(s) %	Freight %	Use Cost	Quantity	Stock Value	Write Off
12399	. 0025010 .	Stock	Pulse Oximetry Ear Clip/Lingual Clip (S)	1.93	0	0	1.93	44	84.92
12399	. 0025011 .	Stock	Pulse Oximetry Lingual Clip (Medium)	3.51	0	0	3.51	26	91.26
12399	. 0025012 .	Stock	Pulse Oximetry Lingual Clip (Large)	4.22	0	0	4.22	36	151.92
12399	. 0035020 .	Stock	Opto Housing Set	1.85	0	0	1.85	45	83.25
12399	. 2520003 .	Stock	Microstim DB3 - Patient Lead.	1.84	0	0	1.84	63	115.92
12399	. 0031204 .	Stock_writeoff 2018	Sub miniature D connector plug kit	2.4	0	0	2.4	56		134.4
12399	. 0031215 .	Stock_writeoff 2018	Sub miniature D connector plug kit	1.95	0	0	1.95	182		354.9
12399	. 0031220 .	Stock_writeoff 2018	Sub miniature D connector socket kit	2.49	0	0	2.49	89		221.61
12399	. 0031229 .	Stock_writeoff 2018	Connector kit Datex.	4.54	0	0	4.54	80		363.2
12399	. 0031238 .	Stock_writeoff 2018	Connector kit Philips/HP 8 pins.	4.82	0	0	4.82	11		53.02
12399	. 0031254 .	Stock_writeoff 2018	Connector kit Spacelabs.	6.32	0	0	6.32	62		391.84
12399	. 0031256 .	Stock_writeoff 2018	Connector kit Nihon Kohden.	6.91	0	0	6.91	33		228.03
12399	. 0031257 .	Stock_writeoff 2018	Connector kit Masimo RED.	6.38	0	0	6.38	313		1996.94
12399	. 0031261 .	Stock_writeoff 2018	Connector kit DB9 Masimo LNCS	4.24	0	0	4.24	44		186.56
Totals					£527.27	£3,930.50
W Shuttleworth & Co
Supplier	Reference	TAG	Description	Raw Cost	Duty Tax(s) %	Freight %	Use Cost	Quantity	Stock Value	Write Off
12407	. 0330105 .	Stock	Resuscitation Cabinet Type 2	417.35	0	0	417.35	1	417.35
Totals					£417.35	£0.00
Error finding Name
Supplier	Reference	TAG	Description	Raw Cost	Duty Tax(s) %	Freight %	Use Cost	Quantity	Stock Value	Write Off
70006	. 0022171 .	Stock	Universal mounting plate with `V` mount	11.5	0	0	11.5	23	264.5
70006	. 0110428 .	Stock	Oxygen sensor MAX-250	35.22	0	15	40.5	0	0
70006	. 0120103 .	Stock	`T` adapter: 15mm paediatric circuits	1.4	0	0	1.4	22	30.8
70006	. 0120130 .	Stock	Connector 15mm O.D. - tapered barbed	1.4	0	9.2	1.53	159	243.27
70006	. 0120133 .	Stock	Connector 22mm I.D./30mm O.D. - tapered	1.4	0	9.2	1.53	32	48.96
70006	. 0121180 .	Stock	`V` wall mount.	7	0	0	7	61	427
70006	. CP-1253 .	Stock	Sensor Holder Clip T7 & T200	0.6	0	4.78	0.63	78	49.14
70006	. 0012103 .	Stock_writeoff 2018	Finger Pulse Oximeter Viamed VM 2103.	60	0	0	60	109		6540
70006	. 0131201 .	Stock_writeoff 2018	Oxygen Sensor Cable Black.	15.8	0	0	15.8	7		110.6
Totals					£1,063.67	£6,650.60
Error finding Name
Supplier	Reference	TAG	Description	Raw Cost	Duty Tax(s) %	Freight %	Use Cost	Quantity	Stock Value	Write Off
70008	. 0110237 .		Oxygen sensor R-17S1 (high output)	17.46	0	0	17.46	0		0
70008	. 0110290 .		F1R CO Sensor	88.9	0	0	88.9	0		0
70008	. 0110229 .	Stock	Oxygen sensor R-22SHO	17.56	0	0	17.56	0	0
Totals					£0.00	£0.00
Error finding Name
Supplier	Reference	TAG	Description	Raw Cost	Duty Tax(s) %	Freight %	Use Cost	Quantity	Stock Value	Write Off
70030	. 9930127 .	Stock	Screw thread for lanyard.	0	0	0	0	108	0
Totals					£0.00	£0.00
Error finding Name
Supplier	Reference	TAG	Description	Raw Cost	Duty Tax(s) %	Freight %	Use Cost	Quantity	Stock Value	Write Off
70031	. 0131203 .	Stock	Oxygen Sensor Cable Yellow	6.35	0	0	6.35	0	0
Totals					£0.00	£0.00
Betatherm Ireland Ltd
Supplier	Reference	TAG	Description	Raw Cost	Duty Tax(s) %	Freight %	Use Cost	Quantity	Stock Value	Write Off
10585	. 0231125 .	Stock	37107 Thermistor Cable	12.56	0	1.8	12.79	69	882.51
Totals					£882.51	£0.00
Error finding Name
Supplier	Reference	TAG	Description	Raw Cost	Duty Tax(s) %	Freight %	Use Cost	Quantity	Stock Value	Write Off
ENVITEC	. 0110232 .	Stock	Oxygen sensor R-22VAN	0	0	0	0	8	0
ENVITEC	. 0110301 .	Stock	Oxygen sensor Type 22. P/N 3001	11.59	0	0	11.59	1	11.59
Final Totals
Supplier	Reference	TAG	Description	Raw Cost	Duty Tax(s) %	Freight %	Use Cost	Quantity	Stock Value	Write Off
					618308.43	41006.57