## Sheet1
6015xxx | Invasive Blood Pressure Cable | IBP-AM-MXT40 | Compatible with AAMI 6P/Medex-TranStar/4.0M/141B
| Invasive Blood Pressure Cable | IBP-PH-MXT40 | Compatible with Philips/Medex-TranStar/4.0M/053B
| Invasive Blood Pressure Cable | IBP-MQ-MXT40 | Compatible with GE Marquette/Medex-TranStar/4.0M/004
| Invasive Blood Pressure Cable | IBP-GE-MXT40 | Compatible with GE/Medex-TranStar/4.0M/322S
| Invasive Blood Pressure Cable | IBP-DX-MXT40 | Compatible with Datex/Medex-TranStar/4.0M/008B
| Invasive Blood Pressure Cable | IBP-SL-MXT40 | Compatible with Spacelabs/Medex-TranStar/4.0M/114
| Invasive Blood Pressure Cable | IBP-NKA-MXT40 | Compatible with Nihon Kohden/Medex-TranStar/4.0M/105
| Invasive Blood Pressure Cable | IBP-NKB-MXT40 | Compatible with Nihon Kohden/Medex-TranStar/4.0M/108
| Invasive Blood Pressure Cable | IBP-NKC-MXT40 | Compatible with Nihon Kohden/Medex-TranStar/4.0M/LP06-60B
| Invasive Blood Pressure Cable | IBP-DGA-MXT40 | Compatible with Draeger-Siemens/Medex-TranStar/4.0M/092S
| Invasive Blood Pressure Cable | IBP-DGB-MXT40 | Compatible with Draeger-Siemens/Medex-TranStar/4.0M/083
| Invasive Blood Pressure Cable | IBP-DGC-MXT40 | Compatible with Draeger/Medex-TranStar/4.0M/097S
| Invasive Blood Pressure Cable | IBP-DGD-MXT40 | Compatible with Draeger-Siemens/Medex-TranStar/4.0M/500
| Invasive Blood Pressure Cable | IBP-DGE-MXT40 | Compatible with Draeger-Siemens/Medex-TranStar/4.0M/LP10-60B
| Invasive Blood Pressure Cable | IBP-MRA-MXT40 | Compatible with Mindray/Medex-TranStar/4.0M/125S
| Invasive Blood Pressure Cable | IBP-MRB-MXT40 | Compatible with Mindray-Datascope/Medex-TranStar/4.0M/129
| Invasive Blood Pressure Cable | IBP-CR-MXT40 | Compatible with GE Corometrics/Medex-TranStar/4.0M/162B
| Invasive Blood Pressure Cable | IBP-DT-MXT40 | Compatible with Datascope/Medex-TranStar/4.0M/131S
| Invasive Blood Pressure Cable | IBP-BLT-MXT40 | Compatible with Biolight/Medex-TranStar/4.0M/152
| Invasive Blood Pressure Cable | IBP-KTN-MXT40 | Compatible with Kontron/Medex-TranStar/4.0M/168B
| Invasive Blood Pressure Cable | IBP-CL-MXT40 | Compatible with Colin/Medex-TranStar/4.0M/LP06-0B
| Invasive Blood Pressure Cable | IBP-MEK-MXT40 | Compatible with MEK/Medex-TranStar/4.0M/144B
| Invasive Blood Pressure Cable | IBP-HL-MXT40 | Compatible with GE Hellige/Medex-TranStar/4.0M/022S
| Invasive Blood Pressure Cable | IBP-CSI-MXT40 | Compatible with CSI/Medex-TranStar/4.0M/LP05-0B
| Invasive Blood Pressure Cable | IBP-INF-MXT40 | Compatible with Infinium/Medex-TranStar/4.0M/340S
| Invasive Blood Pressure Cable | IBP-MN-MXT40 | Compatible with Mennen/Medex-TranStar/4.0M/307S
| Invasive Blood Pressure Cable | IBP-FDA-MXT40 | Compatible with Fukuda Denshi/Medex-TranStar/4.0M/320S
| Invasive Blood Pressure Cable | IBP-FDB-MXT40 | Compatible with Fukuda Denshi/Medex-TranStar/4.0M/
| Invasive Blood Pressure Cable | IBP-ET-MXT40 | Compatible with Emtel/Medex-TranStar/4.0M/179B
| Invasive Blood Pressure Cable | IBP-LT-MXT40 | Compatible with L&T/Medex-TranStar/4.0M/LP06-0B
| Invasive Blood Pressure Cable | IBP-SK-MXT40 | Compatible with Stockert/Medex-TranStar/4.0M/326
| Invasive Blood Pressure Cable | IBP-SR-MXT40 | Compatible with Sarans/Medex-TranStar/4.0M/LM05-G1B
| Invasive Blood Pressure Cable | IBP-KR-MXT40 | Compatible with Kopran/Medex-TranStar/4.0M/LP04-0B
| Invasive Blood Pressure Cable | IBP-ME-MXT40 | Compatible with Maquet/Medex-TranStar/4.0M/LM05-G0B
| Invasive Blood Pressure Cable | IBP-BR-MXT40 | Compatible with Bard/Medex-TranStar/4.0M/322S
| Invasive Blood Pressure Cable | IBP-CM-MXT40 | Compatible with Comen/Medex-TranStar/4.0M/LP06-40G
| Invasive Blood Pressure Cable | IBP-IG-MXT40 | Compatible with IGEL/Medex-TranStar/4.0M/LP08-0R
| Invasive Blood Pressure Cable | IBP-GT-MXT40 | Compatible with GuoTeng/Medex-TranStar/4.0M/LP05-0B
| Invasive Blood Pressure Cable | IBP-SA-MXT40 | Compatible with SanAW/Medex-TranStar/4.0M/LP06-0B
| Invasive Blood Pressure Cable | IBP-FS-MXT40 | Compatible with Feas/Medex-TranStar/4.0M/203
| Invasive Blood Pressure Cable | IBP-JJA-MXT40 | Compatible with Medex-TranStar/4.0M/LP04-0B
| Invasive Blood Pressure Cable | IBP-JJB-MXT40 | Compatible with Medex-TranStar/4.0M/
| Invasive Blood Pressure Cable | IBP-HY-MXT40 | Compatible with Medex-TranStar/4.0M/LP05-0B
| Invasive Blood Pressure Cable | IBP-MD-MXT06 | Compatible with MEDOS/Medex-TranStar/0.6M/LP05-40B
| Invasive Blood Pressure Cable | IBP-PH01-MXT04 | Compatible with Philips/Medex-TranStar/0.4M
| Invasive Blood Pressure Cable | IBP-AM-MXL40 | Compatible with AAMI 6P/Medex-Logical/4.0M
| Invasive Blood Pressure Cable | IBP-PH-MXL40 | Compatible with Philips/Medex-Logical/4.0M
| Invasive Blood Pressure Cable | IBP-MQ-MXL40 | Compatible with GE Marquette/Medex-Logical/4.0M
| Invasive Blood Pressure Cable | IBP-GE-MXL40 | Compatible with GE/Medex-Logical/4.0M
| Invasive Blood Pressure Cable | IBP-DX-MXL40 | Compatible with Datex/Medex-Logical/4.0M
| Invasive Blood Pressure Cable | IBP-SL-MXL40 | Compatible with Spacelabs/Medex-Logical/4.0M
| Invasive Blood Pressure Cable | IBP-NKA-MXL40 | Compatible with Nihon Kohden/Medex-Logical/4.0M
| Invasive Blood Pressure Cable | IBP-NKB-MXL40 | Compatible with Nihon Kohden/Medex-Logical/4.0M
| Invasive Blood Pressure Cable | IBP-NKC-MXL40 | Compatible with Nihon Kohden/Medex-Logical/4.0M
| Invasive Blood Pressure Cable | IBP-DGA-MXL40 | Compatible with Draeger-Siemens/Medex-Logical/4.0M
| Invasive Blood Pressure Cable | IBP-DGB-MXL40 | Compatible with Draeger-Siemens/Medex-Logical/4.0M
| Invasive Blood Pressure Cable | IBP-DGC-MXL40 | Compatible with Draeger/Medex-Logical/4.0M
| Invasive Blood Pressure Cable | IBP-DGD-MXL40 | Compatible with Draeger-Siemens/Medex-Logical/4.0M
| Invasive Blood Pressure Cable | IBP-DGE-MXL40 | Compatible with Draeger-Siemens/Medex-Logical/4.0M
| Invasive Blood Pressure Cable | IBP-MRA-MXL40 | Compatible with Mindray/Medex-Logical/4.0M
| Invasive Blood Pressure Cable | IBP-MRB-MXL40 | Compatible with Mindray-Datascope/Medex-Logical/4.0M
| Invasive Blood Pressure Cable | IBP-CR-MXL40 | Compatible with GE Corometrics/Medex-Logical/4.0M
| Invasive Blood Pressure Cable | IBP-DT-MXL40 | Compatible with Datascope/Medex-Logical/4.0M
| Invasive Blood Pressure Cable | IBP-BLT-MXL40 | Compatible with Biolight/Medex-Logical/4.0M
| Invasive Blood Pressure Cable | IBP-KTN-MXL40 | Compatible with Kontron/Medex-Logical/4.0M
| Invasive Blood Pressure Cable | IBP-CL-MXL40 | Compatible with Colin/Medex-Logical/4.0M
| Invasive Blood Pressure Cable | IBP-MEK-MXL40 | Compatible with MEK/Medex-Logical/4.0M
| Invasive Blood Pressure Cable | IBP-HL-MXL40 | Compatible with GE Hellige/Medex-Logical/4.0M
| Invasive Blood Pressure Cable | IBP-CSI-MXL40 | Compatible with CSI/Medex-Logical/4.0M
| Invasive Blood Pressure Cable | IBP-INF-MXL40 | Compatible with Infinium/Medex-Logical/4.0M
| Invasive Blood Pressure Cable | IBP-MN-MXL40 | Compatible with Mennen/Medex-Logical/4.0M
| Invasive Blood Pressure Cable | IBP-FDA-MXL40 | Compatible with Fukuda Denshi/Medex-Logical/4.0M
| Invasive Blood Pressure Cable | IBP-FDB-MXL40 | Compatible with Fukuda Denshi/Medex-Logical/4.0M
| Invasive Blood Pressure Cable | IBP-ET-MXL40 | Compatible with Emtel/Medex-Logical/4.0M
| Invasive Blood Pressure Cable | IBP-LT-MXL40 | Compatible with L&T/Medex-Logical/4.0M
| Invasive Blood Pressure Cable | IBP-SK-MXL40 | Compatible with Stockert/Medex-Logical/4.0M
| Invasive Blood Pressure Cable | IBP-SR-MXL40 | Compatible with Sarans/Medex-Logical/4.0M
| Invasive Blood Pressure Cable | IBP-KR-MXL40 | Compatible with Kopran/Medex-Logical/4.0M
| Invasive Blood Pressure Cable | IBP-ME-MXL40 | Compatible with Maquet/Medex-Logical/4.0M
| Invasive Blood Pressure Cable | IBP-BR-MXL40 | Compatible with Bard/Medex-Logical/4.0M
| Invasive Blood Pressure Cable | IBP-CM-MXL40 | Compatible with Comen/Medex-Logical/4.0M/LP06-40G
| Invasive Blood Pressure Cable | IBP-IG-MXL40 | Compatible with IGEL/Medex-Logical/4.0M
| Invasive Blood Pressure Cable | IBP-GT-MXL40 | Compatible with GuoTeng/Medex-Logical/4.0M
| Invasive Blood Pressure Cable | IBP-SA-MXL40 | Compatible with SanAW/Medex-Logical/4.0M
| Invasive Blood Pressure Cable | IBP-FS-MXL40 | Compatible with Feas/Medex-Logical/4.0M
| Invasive Blood Pressure Cable | IBP-JJA-MXL40 | Compatible with Medex-Logical/4.0M
| Invasive Blood Pressure Cable | IBP-JJB-MXL40 | Compatible with Medex-Logical/4.0M
| Invasive Blood Pressure Cable | IBP-HY-MXL40 | Compatible with Medex-Logical/4.0M
| Invasive Blood Pressure Cable | IBP-FDC-MXL40 | Compatible with Fukuda Denshi/Medex-Logical/4.0M/376
| Invasive Blood Pressure Cable | IBP-PH01-MXL04 | Compatible with Philips/Medex-Logical/0.4M
| Invasive Blood Pressure Cable | IBP-AM-UT40 | Compatible with AAMI 6P/Utah/4.0M
| Invasive Blood Pressure Cable | IBP-PH-UT40 | Compatible with Philips/Utah/4.0M
| Invasive Blood Pressure Cable | IBP-MQ-UT40 | Compatible with GE Marquette/Utah/4.0M
| Invasive Blood Pressure Cable | IBP-GE-UT40 | Compatible with GE/Utah/4.0M
| Invasive Blood Pressure Cable | IBP-DX-UT40 | Compatible with Datex/Utah/4.0M
| Invasive Blood Pressure Cable | IBP-SL-UT40 | Compatible with Spacelabs/Utah/4.0M
| Invasive Blood Pressure Cable | IBP-NKA-UT40 | Compatible with Nihon Kohden/Utah/4.0M
| Invasive Blood Pressure Cable | IBP-NKB-UT40 | Compatible with Nihon Kohden/Utah/4.0M
| Invasive Blood Pressure Cable | IBP-NKC-UT40 | Compatible with Nihon Kohden/Utah/4.0M
| Invasive Blood Pressure Cable | IBP-DGA-UT40 | Compatible with Draeger-Siemens/Utah/4.0M
| Invasive Blood Pressure Cable | IBP-DGB-UT40 | Compatible with Draeger-Siemens/Utah/4.0M
| Invasive Blood Pressure Cable | IBP-DGC-UT40 | Compatible with Draeger/Utah/4.0M
| Invasive Blood Pressure Cable | IBP-DGD-UT40 | Compatible with Draeger-Siemens/Utah/4.0M
| Invasive Blood Pressure Cable | IBP-DGE-UT40 | Compatible with Draeger-Siemens/Utah/4.0M
| Invasive Blood Pressure Cable | IBP-MRA-UT40 | Compatible with Mindray/Utah/4.0M
| Invasive Blood Pressure Cable | IBP-MRB-UT40 | Compatible with Mindray-Datascope/Utah/4.0M
| Invasive Blood Pressure Cable | IBP-CR-UT40 | Compatible with GE Corometrics/Utah/4.0M
| Invasive Blood Pressure Cable | IBP-DT-UT40 | Compatible with Datascope/Utah/4.0M
| Invasive Blood Pressure Cable | IBP-BLT-UT40 | Compatible with Biolight/Utah/4.0M
| Invasive Blood Pressure Cable | IBP-KTN-UT40 | Compatible with Kontron/Utah/4.0M
| Invasive Blood Pressure Cable | IBP-CL-UT40 | Compatible with Colin/Utah/4.0M
| Invasive Blood Pressure Cable | IBP-MEK-UT40 | Compatible with MEK/Utah/4.0M
| Invasive Blood Pressure Cable | IBP-HL-UT40 | Compatible with GE Hellige/Utah/4.0M
| Invasive Blood Pressure Cable | IBP-CSI-UT40 | Compatible with CSI/Utah/4.0M
| Invasive Blood Pressure Cable | IBP-INF-UT40 | Compatible with Infinium/Utah/4.0M
| Invasive Blood Pressure Cable | IBP-MN-UT40 | Compatible with Mennen/Utah/4.0M
| Invasive Blood Pressure Cable | IBP-FDA-UT40 | Compatible with Fukuda Denshi/Utah/4.0M
| Invasive Blood Pressure Cable | IBP-FDB-UT40 | Compatible with Fukuda Denshi/Utah/4.0M
| Invasive Blood Pressure Cable | IBP-ET-UT40 | Compatible with Emtel/Utah/4.0M
| Invasive Blood Pressure Cable | IBP-LT-UT40 | Compatible with L&T/Utah/4.0M
| Invasive Blood Pressure Cable | IBP-SK-UT40 | Compatible with Stockert/Utah/4.0M
| Invasive Blood Pressure Cable | IBP-SR-UT40 | Compatible with Sarans/Utah/4.0M
| Invasive Blood Pressure Cable | IBP-KR-UT40 | Compatible with Kopran/Utah/4.0M
| Invasive Blood Pressure Cable | IBP-ME-UT40 | Compatible with Maquet/Utah/4.0M
| Invasive Blood Pressure Cable | IBP-BR-UT40 | Compatible with Bard/Utah/4.0M
| Invasive Blood Pressure Cable | IBP-CM-UT40 | Compatible with Comen/Utah/4.0M/LP06-40G
| Invasive Blood Pressure Cable | IBP-IG-UT40 | Compatible with IGEL/Utah/4.0M
| Invasive Blood Pressure Cable | IBP-GT-UT40 | Compatible with GuoTeng/Utah/4.0M
| Invasive Blood Pressure Cable | IBP-SA-UT40 | Compatible with SanAW/Utah/4.0M
| Invasive Blood Pressure Cable | IBP-FS-UT40 | Compatible with Feas/Utah/4.0M
| Invasive Blood Pressure Cable | IBP-JJA-UT40 | Compatible with Utah/4.0M
| Invasive Blood Pressure Cable | IBP-JJB-UT40 | Compatible with Utah/4.0M
| Invasive Blood Pressure Cable | IBP-HY-UT40 | Compatible with Utah/4.0M
| Invasive Blood Pressure Cable | IBP-FDC-UT40 | Compatible with Fukuda Denshi/Utah/4.0M/376
| Invasive Blood Pressure Cable | IBP-MD-MXT40 | Compatible with MEDOS/Utah/4.0M/LP05-40B
| Invasive Blood Pressure Cable | IBP-AM-BB40 | Compatible with AAMI 6P/B.Braun/4.0M
| Invasive Blood Pressure Cable | IBP-PH-BB40 | Compatible with Philips/B.Braun/4.0M
| Invasive Blood Pressure Cable | IBP-MQ-BB40 | Compatible with GE Marquette/B.Braun/4.0M
| Invasive Blood Pressure Cable | IBP-GE-BB40 | Compatible with GE/B.Braun/4.0M
| Invasive Blood Pressure Cable | IBP-DX-BB40 | Compatible with Datex/B.Braun/4.0M
| Invasive Blood Pressure Cable | IBP-SL-BB40 | Compatible with Spacelabs/B.Braun/4.0M
| Invasive Blood Pressure Cable | IBP-NKA-BB40 | Compatible with Nihon Kohden/B.Braun/4.0M
| Invasive Blood Pressure Cable | IBP-NKB-BB40 | Compatible with Nihon Kohden/B.Braun/4.0M
| Invasive Blood Pressure Cable | IBP-NKC-BB40 | Compatible with Nihon Kohden/B.Braun/4.0M
| Invasive Blood Pressure Cable | IBP-DGA-BB40 | Compatible with Draeger-Siemens/B.Braun/4.0M
| Invasive Blood Pressure Cable | IBP-DGB-BB40 | Compatible with Draeger-Siemens/B.Braun/4.0M
| Invasive Blood Pressure Cable | IBP-DGC-BB40 | Compatible with Draeger/B.Braun/4.0M
| Invasive Blood Pressure Cable | IBP-DGD-BB40 | Compatible with Draeger-Siemens/B.Braun/4.0M
| Invasive Blood Pressure Cable | IBP-DGE-BB40 | Compatible with Draeger-Siemens/B.Braun/4.0M
| Invasive Blood Pressure Cable | IBP-MRA-BB40 | Compatible with Mindray/B.Braun/4.0M
| Invasive Blood Pressure Cable | IBP-MRB-BB40 | Compatible with Mindray-Datascope/B.Braun/4.0M
| Invasive Blood Pressure Cable | IBP-CR-BB40 | Compatible with GE Corometrics/B.Braun/4.0M
| Invasive Blood Pressure Cable | IBP-DT-BB40 | Compatible with Datascope/B.Braun/4.0M
| Invasive Blood Pressure Cable | IBP-BLT-BB40 | Compatible with Biolight/B.Braun/4.0M
| Invasive Blood Pressure Cable | IBP-KTN-BB40 | Compatible with Kontron/B.Braun/4.0M
| Invasive Blood Pressure Cable | IBP-CL-BB40 | Compatible with Colin/B.Braun/4.0M
| Invasive Blood Pressure Cable | IBP-MEK-BB40 | Compatible with MEK/B.Braun/4.0M
| Invasive Blood Pressure Cable | IBP-HL-BB40 | Compatible with GE Hellige/B.Braun/4.0M
| Invasive Blood Pressure Cable | IBP-CSI-BB40 | Compatible with CSI/B.Braun/4.0M
| Invasive Blood Pressure Cable | IBP-INF-BB40 | Compatible with Infinium/B.Braun/4.0M
| Invasive Blood Pressure Cable | IBP-MN-BB40 | Compatible with Mennen/B.Braun/4.0M
| Invasive Blood Pressure Cable | IBP-FDA-BB40 | Compatible with Fukuda Denshi/B.Braun/4.0M
| Invasive Blood Pressure Cable | IBP-FDB-BB40 | Compatible with Fukuda Denshi/B.Braun/4.0M
| Invasive Blood Pressure Cable | IBP-ET-BB40 | Compatible with Emtel/B.Braun/4.0M
| Invasive Blood Pressure Cable | IBP-LT-BB40 | Compatible with L&T/B.Braun/4.0M
| Invasive Blood Pressure Cable | IBP-SK-BB40 | Compatible with Stockert/B.Braun/4.0M
| Invasive Blood Pressure Cable | IBP-SR-BB40 | Compatible with Sarans/B.Braun/4.0M
| Invasive Blood Pressure Cable | IBP-KR-BB40 | Compatible with Kopran/B.Braun/4.0M
| Invasive Blood Pressure Cable | IBP-ME-BB40 | Compatible with Maquet/B.Braun/4.0M
| Invasive Blood Pressure Cable | IBP-BR-BB40 | Compatible with Bard/B.Braun/4.0M
| Invasive Blood Pressure Cable | IBP-CM-BB40 | Compatible with Comen/B.Braun/4.0M/LP06-40G
| Invasive Blood Pressure Cable | IBP-IG-BB40 | Compatible with IGEL/B.Braun/4.0M
| Invasive Blood Pressure Cable | IBP-GT-BB40 | Compatible with GuoTeng/B.Braun/4.0M
| Invasive Blood Pressure Cable | IBP-SA-BB40 | Compatible with SanAW/B.Braun/4.0M
| Invasive Blood Pressure Cable | IBP-FS-BB40 | Compatible with Feas/B.Braun/4.0M
| Invasive Blood Pressure Cable | IBP-JJA-BB40 | Compatible with B.Braun/4.0M
| Invasive Blood Pressure Cable | IBP-JJB-BB40 | Compatible with B.Braun/4.0M
| Invasive Blood Pressure Cable | IBP-HY-BB40 | Compatible with B.Braun/4.0M
| Invasive Blood Pressure Cable | IBP-AM-EW40 | Compatible with AAMI 6P/Edwards/4.0M
| Invasive Blood Pressure Cable | IBP-PH-EW40 | Compatible with Philips/Edwards/4.0M
| Invasive Blood Pressure Cable | IBP-MQ-EW40 | Compatible with GE Marquette/Edwards/4.0M
| Invasive Blood Pressure Cable | IBP-GE-EW40 | Compatible with GE/Edwards/4.0M
| Invasive Blood Pressure Cable | IBP-DX-EW40 | Compatible with Datex/Edwards/4.0M
| Invasive Blood Pressure Cable | IBP-SL-EW40 | Compatible with Spacelabs/Edwards/4.0M
| Invasive Blood Pressure Cable | IBP-NKA-EW40 | Compatible with Nihon Kohden/Edwards/4.0M
| Invasive Blood Pressure Cable | IBP-NKB-EW40 | Compatible with Nihon Kohden/Edwards/4.0M
| Invasive Blood Pressure Cable | IBP-NKC-EW40 | Compatible with Nihon Kohden/Edwards/4.0M
| Invasive Blood Pressure Cable | IBP-DGA-EW40 | Compatible with Draeger-Siemens/Edwards/4.0M
| Invasive Blood Pressure Cable | IBP-DGB-EW40 | Compatible with Draeger-Siemens/Edwards/4.0M
| Invasive Blood Pressure Cable | IBP-DGC-EW40 | Compatible with Draeger/Edwards/4.0M
| Invasive Blood Pressure Cable | IBP-DGD-EW40 | Compatible with Draeger-Siemens/Edwards/4.0M
| Invasive Blood Pressure Cable | IBP-DGE-EW40 | Compatible with Draeger-Siemens/Edwards/4.0M
| Invasive Blood Pressure Cable | IBP-MRA-EW40 | Compatible with Mindray/Edwards/4.0M
| Invasive Blood Pressure Cable | IBP-MRB-EW40 | Compatible with Mindray-Datascope/Edwards/4.0M
| Invasive Blood Pressure Cable | IBP-CR-EW40 | Compatible with GE Corometrics/Edwards/4.0M
| Invasive Blood Pressure Cable | IBP-DT-EW40 | Compatible with Datascope/Edwards/4.0M
| Invasive Blood Pressure Cable | IBP-BLT-EW40 | Compatible with Biolight/Edwards/4.0M
| Invasive Blood Pressure Cable | IBP-KTN-EW40 | Compatible with Kontron/Edwards/4.0M
| Invasive Blood Pressure Cable | IBP-CL-EW40 | Compatible with Colin/Edwards/4.0M
| Invasive Blood Pressure Cable | IBP-MEK-EW40 | Compatible with MEK/Edwards/4.0M
| Invasive Blood Pressure Cable | IBP-HL-EW40 | Compatible with GE Hellige/Edwards/4.0M
| Invasive Blood Pressure Cable | IBP-CSI-EW40 | Compatible with CSI/Edwards/4.0M
| Invasive Blood Pressure Cable | IBP-INF-EW40 | Compatible with Infinium/Edwards/4.0M
| Invasive Blood Pressure Cable | IBP-MN-EW40 | Compatible with Mennen/Edwards/4.0M
| Invasive Blood Pressure Cable | IBP-FDA-EW40 | Compatible with Fukuda Denshi/Edwards/4.0M
| Invasive Blood Pressure Cable | IBP-FDB-EW40 | Compatible with Fukuda Denshi/Edwards/4.0M
| Invasive Blood Pressure Cable | IBP-ET-EW40 | Compatible with Emtel/Edwards/4.0M
| Invasive Blood Pressure Cable | IBP-LT-EW40 | Compatible with L&T/Edwards/4.0M
| Invasive Blood Pressure Cable | IBP-SK-EW40 | Compatible with Stockert/Edwards/4.0M
| Invasive Blood Pressure Cable | IBP-SR-EW40 | Compatible with Sarans/Edwards/4.0M
| Invasive Blood Pressure Cable | IBP-KR-EW40 | Compatible with Kopran/Edwards/4.0M
| Invasive Blood Pressure Cable | IBP-ME-EW40 | Compatible with Maquet/Edwards/4.0M
| Invasive Blood Pressure Cable | IBP-BR-EW40 | Compatible with Bard/Edwards/4.0M
| Invasive Blood Pressure Cable | IBP-CM-EW40 | Compatible with Comen/Edwards/4.0M/LP06-40G
| Invasive Blood Pressure Cable | IBP-IG-EW40 | Compatible with IGEL/Edwards/4.0M
| Invasive Blood Pressure Cable | IBP-GT-EW40 | Compatible with GuoTeng/Edwards/4.0M
| Invasive Blood Pressure Cable | IBP-SA-EW40 | Compatible with SanAW/Edwards/4.0M
| Invasive Blood Pressure Cable | IBP-FS-EW40 | Compatible with Feas/Edwards/4.0M
| Invasive Blood Pressure Cable | IBP-JJA-EW40 | Compatible with Edwards/4.0M
| Invasive Blood Pressure Cable | IBP-JJB-EW40 | Compatible with Edwards/4.0M
| Invasive Blood Pressure Cable | IBP-HY-EW40 | Compatible with Edwards/4.0M
| Invasive Blood Pressure Cable | IBP-PH01-EW04 | Compatible with Philips/Edwards/0.4M
| Invasive Blood Pressure Cable | IBP-PH-EW60 | Compatible with Philips/Edwards/6.0M
| Invasive Blood Pressure Cable | IBP-AM-BD40 | Compatible with AAMI 6P/BD/4.0M
| Invasive Blood Pressure Cable | IBP-PH-BD40 | Compatible with Philips/BD/4.0M
| Invasive Blood Pressure Cable | IBP-MQ-BD40 | Compatible with GE Marquette/BD/4.0M
| Invasive Blood Pressure Cable | IBP-GE-BD40 | Compatible with GE/BD/4.0M
| Invasive Blood Pressure Cable | IBP-DX-BD40 | Compatible with Datex/BD/4.0M
| Invasive Blood Pressure Cable | IBP-SL-BD40 | Compatible with Spacelabs/BD/4.0M
| Invasive Blood Pressure Cable | IBP-NKA-BD40 | Compatible with Nihon Kohden/BD/4.0M
| Invasive Blood Pressure Cable | IBP-NKB-BD40 | Compatible with Nihon Kohden/BD/4.0M
| Invasive Blood Pressure Cable | IBP-NKC-BD40 | Compatible with Nihon Kohden/BD/4.0M
| Invasive Blood Pressure Cable | IBP-DGA-BD40 | Compatible with Draeger-Siemens/BD/4.0M
| Invasive Blood Pressure Cable | IBP-DGB-BD40 | Compatible with Draeger-Siemens/BD/4.0M
| Invasive Blood Pressure Cable | IBP-DGC-BD40 | Compatible with Draeger/BD/4.0M
| Invasive Blood Pressure Cable | IBP-DGD-BD40 | Compatible with Draeger-Siemens/BD/4.0M
| Invasive Blood Pressure Cable | IBP-DGE-BD40 | Compatible with Draeger-Siemens/BD/4.0M
| Invasive Blood Pressure Cable | IBP-MRA-BD40 | Compatible with Mindray/BD/4.0M
| Invasive Blood Pressure Cable | IBP-MRB-BD40 | Compatible with Mindray-Datascope/BD/4.0M
| Invasive Blood Pressure Cable | IBP-CR-BD40 | Compatible with GE Corometrics/BD/4.0M
| Invasive Blood Pressure Cable | IBP-DT-BD40 | Compatible with Datascope/BD/4.0M
| Invasive Blood Pressure Cable | IBP-BLT-BD40 | Compatible with Biolight/BD/4.0M
| Invasive Blood Pressure Cable | IBP-KTN-BD40 | Compatible with Kontron/BD/4.0M
| Invasive Blood Pressure Cable | IBP-CL-BD40 | Compatible with Colin/BD/4.0M
| Invasive Blood Pressure Cable | IBP-MEK-BD40 | Compatible with MEK/BD/4.0M
| Invasive Blood Pressure Cable | IBP-HL-BD40 | Compatible with GE Hellige/BD/4.0M
| Invasive Blood Pressure Cable | IBP-CSI-BD40 | Compatible with CSI/BD/4.0M
| Invasive Blood Pressure Cable | IBP-INF-BD40 | Compatible with Infinium/BD/4.0M
| Invasive Blood Pressure Cable | IBP-MN-BD40 | Compatible with Mennen/BD/4.0M
| Invasive Blood Pressure Cable | IBP-FDA-BD40 | Compatible with Fukuda Denshi/BD/4.0M
| Invasive Blood Pressure Cable | IBP-FDB-BD40 | Compatible with Fukuda Denshi/BD/4.0M
| Invasive Blood Pressure Cable | IBP-ET-BD40 | Compatible with Emtel/BD/4.0M
| Invasive Blood Pressure Cable | IBP-LT-BD40 | Compatible with L&T/BD/4.0M
| Invasive Blood Pressure Cable | IBP-SK-BD40 | Compatible with Stockert/BD/4.0M
| Invasive Blood Pressure Cable | IBP-SR-BD40 | Compatible with Sarans/BD/4.0M
| Invasive Blood Pressure Cable | IBP-KR-BD40 | Compatible with Kopran/BD/4.0M
| Invasive Blood Pressure Cable | IBP-ME-BD40 | Compatible with Maquet/BD/4.0M
| Invasive Blood Pressure Cable | IBP-BR-BD40 | Compatible with Bard/BD/4.0M
| Invasive Blood Pressure Cable | IBP-CM-BD40 | Compatible with Comen/BD/4.0M/LP06-40G
| Invasive Blood Pressure Cable | IBP-IG-BD40 | Compatible with IGEL/BD/4.0M
| Invasive Blood Pressure Cable | IBP-GT-BD40 | Compatible with GuoTeng/BD/4.0M
| Invasive Blood Pressure Cable | IBP-SA-BD40 | Compatible with SanAW/BD/4.0M
| Invasive Blood Pressure Cable | IBP-FS-BD40 | Compatible with Feas/BD/4.0M
| Invasive Blood Pressure Cable | IBP-JJA-BD40 | Compatible with BD/4.0M
| Invasive Blood Pressure Cable | IBP-JJB-BD40 | Compatible with BD/4.0M
| Invasive Blood Pressure Cable | IBP-HY-BD40 | Compatible with BD/4.0M
| Invasive Blood Pressure Cable | IBP-AM-PVB40 | Compatible with AAMI 6P/PVB/4.0M
| Invasive Blood Pressure Cable | IBP-PH-PVB40 | Compatible with Philips/PVB/4.0M
| Invasive Blood Pressure Cable | IBP-MQ-PVB40 | Compatible with GE Marquette/PVB/4.0M
| Invasive Blood Pressure Cable | IBP-GE-PVB40 | Compatible with GE/PVB/4.0M
| Invasive Blood Pressure Cable | IBP-DX-PVB40 | Compatible with Datex/PVB/4.0M
| Invasive Blood Pressure Cable | IBP-SL-PVB40 | Compatible with Spacelabs/PVB/4.0M
| Invasive Blood Pressure Cable | IBP-NKA-PVB40 | Compatible with Nihon Kohden/PVB/4.0M
| Invasive Blood Pressure Cable | IBP-NKB-PVB40 | Compatible with Nihon Kohden/PVB/4.0M
| Invasive Blood Pressure Cable | IBP-NKC-PVB40 | Compatible with Nihon Kohden/PVB/4.0M
| Invasive Blood Pressure Cable | IBP-DGA-PVB40 | Compatible with Draeger-Siemens/PVB/4.0M
| Invasive Blood Pressure Cable | IBP-DGB-PVB40 | Compatible with Draeger-Siemens/PVB/4.0M
| Invasive Blood Pressure Cable | IBP-DGC-PVB40 | Compatible with Draeger/PVB/4.0M
| Invasive Blood Pressure Cable | IBP-DGD-PVB40 | Compatible with Draeger-Siemens/PVB/4.0M
| Invasive Blood Pressure Cable | IBP-DGE-PVB40 | Compatible with Draeger-Siemens/PVB/4.0M
| Invasive Blood Pressure Cable | IBP-MRA-PVB40 | Compatible with Mindray/PVB/4.0M
| Invasive Blood Pressure Cable | IBP-MRB-PVB40 | Compatible with Mindray-Datascope/PVB/4.0M
| Invasive Blood Pressure Cable | IBP-CR-PVB40 | Compatible with GE Corometrics/PVB/4.0M
| Invasive Blood Pressure Cable | IBP-DT-PVB40 | Compatible with Datascope/PVB/4.0M
| Invasive Blood Pressure Cable | IBP-BLT-PVB40 | Compatible with Biolight/PVB/4.0M
| Invasive Blood Pressure Cable | IBP-KTN-PVB40 | Compatible with Kontron/PVB/4.0M
| Invasive Blood Pressure Cable | IBP-CL-PVB40 | Compatible with Colin/PVB/4.0M
| Invasive Blood Pressure Cable | IBP-MEK-PVB40 | Compatible with MEK/PVB/4.0M
| Invasive Blood Pressure Cable | IBP-HL-PVB40 | Compatible with GE Hellige/PVB/4.0M
| Invasive Blood Pressure Cable | IBP-CSI-PVB40 | Compatible with CSI/PVB/4.0M
| Invasive Blood Pressure Cable | IBP-INF-PVB40 | Compatible with Infinium/PVB/4.0M
| Invasive Blood Pressure Cable | IBP-MN-PVB40 | Compatible with Mennen/PVB/4.0M
| Invasive Blood Pressure Cable | IBP-FDA-PVB40 | Compatible with Fukuda Denshi/PVB/4.0M
| Invasive Blood Pressure Cable | IBP-FDB-PVB40 | Compatible with Fukuda Denshi/PVB/4.0M
| Invasive Blood Pressure Cable | IBP-ET-PVB40 | Compatible with Emtel/PVB/4.0M
| Invasive Blood Pressure Cable | IBP-LT-PVB40 | Compatible with L&T/PVB/4.0M
| Invasive Blood Pressure Cable | IBP-SK-PVB40 | Compatible with Stockert/PVB/4.0M
| Invasive Blood Pressure Cable | IBP-SR-PVB40 | Compatible with Sarans/PVB/4.0M
| Invasive Blood Pressure Cable | IBP-KR-PVB40 | Compatible with Kopran/PVB/4.0M
| Invasive Blood Pressure Cable | IBP-ME-PVB40 | Compatible with Maquet/PVB/4.0M
| Invasive Blood Pressure Cable | IBP-BR-PVB40 | Compatible with Bard/PVB/4.0M
| Invasive Blood Pressure Cable | IBP-CM-PVB40 | Compatible with Comen/PVB/4.0M/LP06-40G
| Invasive Blood Pressure Cable | IBP-IG-PVB40 | Compatible with IGEL/PVB/4.0M
| Invasive Blood Pressure Cable | IBP-GT-PVB40 | Compatible with GuoTeng/PVB/4.0M
| Invasive Blood Pressure Cable | IBP-SA-PVB40 | Compatible with SanAW/PVB/4.0M
| Invasive Blood Pressure Cable | IBP-FS-PVB40 | Compatible with Feas/PVB/4.0M
| Invasive Blood Pressure Cable | IBP-JJA-PVB40 | Compatible with PVB/4.0M
| Invasive Blood Pressure Cable | IBP-JJB-PVB40 | Compatible with PVB/4.0M
| Invasive Blood Pressure Cable | IBP-HY-PVB40 | Compatible with PVB/4.0M
| Invasive Blood Pressure Cable | IBP-PH01-PVB04 | Compatible with Philips/PVB/0.4M
| Invasive Blood Pressure Cable | IBP-AM-MIR40 | Compatible with AAMI 6P/Mindray/4.0M
| Invasive Blood Pressure Cable | IBP-PH-MIR40 | Compatible with Philips/Mindray/4.0M
| Invasive Blood Pressure Cable | IBP-MQ-MIR40 | Compatible with GE Marquette/Mindray/4.0M
| Invasive Blood Pressure Cable | IBP-GE-MIR40 | Compatible with GE/Mindray/4.0M
| Invasive Blood Pressure Cable | IBP-DX-MIR40 | Compatible with Datex/Mindray/4.0M
| Invasive Blood Pressure Cable | IBP-SL-MIR40 | Compatible with Spacelabs/Mindray/4.0M
| Invasive Blood Pressure Cable | IBP-NKA-MIR40 | Compatible with Nihon Kohden/Mindray/4.0M
| Invasive Blood Pressure Cable | IBP-NKB-MIR40 | Compatible with Nihon Kohden/Mindray/4.0M
| Invasive Blood Pressure Cable | IBP-NKC-MIR40 | Compatible with Nihon Kohden/Mindray/4.0M
| Invasive Blood Pressure Cable | IBP-DGA-MIR40 | Compatible with Draeger-Siemens/Mindray/4.0M
| Invasive Blood Pressure Cable | IBP-DGB-MIR40 | Compatible with Draeger-Siemens/Mindray/4.0M
| Invasive Blood Pressure Cable | IBP-DGC-MIR40 | Compatible with Draeger/Mindray/4.0M
| Invasive Blood Pressure Cable | IBP-DGD-MIR40 | Compatible with Draeger-Siemens/Mindray/4.0M
| Invasive Blood Pressure Cable | IBP-DGE-MIR40 | Compatible with Draeger-Siemens/Mindray/4.0M
| Invasive Blood Pressure Cable | IBP-MRA-MIR40 | Compatible with Mindray/Mindray/4.0M
| Invasive Blood Pressure Cable | IBP-MRB-MIR40 | Compatible with Mindray-Datascope/Mindray/4.0M
| Invasive Blood Pressure Cable | IBP-CR-MIR40 | Compatible with GE Corometrics/Mindray/4.0M
| Invasive Blood Pressure Cable | IBP-DT-MIR40 | Compatible with Datascope/Mindray/4.0M
| Invasive Blood Pressure Cable | IBP-BLT-MIR40 | Compatible with Biolight/Mindray/4.0M
| Invasive Blood Pressure Cable | IBP-KTN-MIR40 | Compatible with Kontron/Mindray/4.0M
| Invasive Blood Pressure Cable | IBP-CL-MIR40 | Compatible with Colin/Mindray/4.0M
| Invasive Blood Pressure Cable | IBP-MEK-MIR40 | Compatible with MEK/Mindray/4.0M
| Invasive Blood Pressure Cable | IBP-HL-MIR40 | Compatible with GE Hellige/Mindray/4.0M
| Invasive Blood Pressure Cable | IBP-CSI-MIR40 | Compatible with CSI/Mindray/4.0M
| Invasive Blood Pressure Cable | IBP-INF-MIR40 | Compatible with Infinium/Mindray/4.0M
| Invasive Blood Pressure Cable | IBP-MN-MIR40 | Compatible with Mennen/Mindray/4.0M
| Invasive Blood Pressure Cable | IBP-FDA-MIR40 | Compatible with Fukuda Denshi/Mindray/4.0M
| Invasive Blood Pressure Cable | IBP-FDB-MIR40 | Compatible with Fukuda Denshi/Mindray/4.0M
| Invasive Blood Pressure Cable | IBP-ET-MIR40 | Compatible with Emtel/Mindray/4.0M
| Invasive Blood Pressure Cable | IBP-LT-MIR40 | Compatible with L&T/Mindray/4.0M
| Invasive Blood Pressure Cable | IBP-SK-MIR40 | Compatible with Stockert/Mindray/4.0M
| Invasive Blood Pressure Cable | IBP-SR-MIR40 | Compatible with Sarans/Mindray/4.0M
| Invasive Blood Pressure Cable | IBP-KR-MIR40 | Compatible with Kopran/Mindray/4.0M
| Invasive Blood Pressure Cable | IBP-ME-MIR40 | Compatible with Maquet/Mindray/4.0M
| Invasive Blood Pressure Cable | IBP-BR-MIR40 | Compatible with Bard/Mindray/4.0M
| Invasive Blood Pressure Cable | IBP-CM-MIR40 | Compatible with Comen/Mindray/4.0M/LP06-40G
| Invasive Blood Pressure Cable | IBP-IG-MIR40 | Compatible with IGEL/Mindray/4.0M
| Invasive Blood Pressure Cable | IBP-GT-MIR40 | Compatible with GuoTeng/Mindray/4.0M
| Invasive Blood Pressure Cable | IBP-SA-MIR40 | Compatible with SanAW/Mindray/4.0M
| Invasive Blood Pressure Cable | IBP-FS-MIR40 | Compatible with Feas/Mindray/4.0M
| Invasive Blood Pressure Cable | IBP-JJA-MIR40 | Compatible with Mindray/4.0M
| Invasive Blood Pressure Cable | IBP-JJB-MIR40 | Compatible with Mindray/4.0M
| Invasive Blood Pressure Cable | IBP-HY-MIR40 | Compatible with Mindray/4.0M
| Invasive Blood Pressure Cable | IBP-AM-AG40 | Compatible with AAMI 6P/Argon/4.0M
| Invasive Blood Pressure Cable | IBP-PH-AG40 | Compatible with Philips/Argon/4.0M
| Invasive Blood Pressure Cable | IBP-MQ-AG40 | Compatible with GE Marquette/Argon/4.0M
| Invasive Blood Pressure Cable | IBP-GE-AG40 | Compatible with GE/Argon/4.0M
| Invasive Blood Pressure Cable | IBP-DX-AG40 | Compatible with Datex/Argon/4.0M
| Invasive Blood Pressure Cable | IBP-SL-AG40 | Compatible with Spacelabs/Argon/4.0M
| Invasive Blood Pressure Cable | IBP-NKA-AG40 | Compatible with Nihon Kohden/Argon/4.0M
| Invasive Blood Pressure Cable | IBP-NKB-AG40 | Compatible with Nihon Kohden/Argon/4.0M
| Invasive Blood Pressure Cable | IBP-NKC-AG40 | Compatible with Nihon Kohden/Argon/4.0M
| Invasive Blood Pressure Cable | IBP-DGA-AG40 | Compatible with Draeger-Siemens/Argon/4.0M
| Invasive Blood Pressure Cable | IBP-DGB-AG40 | Compatible with Draeger-Siemens/Argon/4.0M
| Invasive Blood Pressure Cable | IBP-DGC-AG40 | Compatible with Draeger/Argon/4.0M
| Invasive Blood Pressure Cable | IBP-DGD-AG40 | Compatible with Draeger-Siemens/Argon/4.0M
| Invasive Blood Pressure Cable | IBP-DGE-AG40 | Compatible with Draeger-Siemens/Argon/4.0M
| Invasive Blood Pressure Cable | IBP-MRA-AG40 | Compatible with Argon/Argon/4.0M
| Invasive Blood Pressure Cable | IBP-MRB-AG40 | Compatible with Argon-Datascope/Argon/4.0M
| Invasive Blood Pressure Cable | IBP-CR-AG40 | Compatible with GE Corometrics/Argon/4.0M
| Invasive Blood Pressure Cable | IBP-DT-AG40 | Compatible with Datascope/Argon/4.0M
| Invasive Blood Pressure Cable | IBP-BLT-AG40 | Compatible with Biolight/Argon/4.0M
| Invasive Blood Pressure Cable | IBP-KTN-AG40 | Compatible with Kontron/Argon/4.0M
| Invasive Blood Pressure Cable | IBP-CL-AG40 | Compatible with Colin/Argon/4.0M
| Invasive Blood Pressure Cable | IBP-MEK-AG40 | Compatible with MEK/Argon/4.0M
| Invasive Blood Pressure Cable | IBP-HL-AG40 | Compatible with GE Hellige/Argon/4.0M
| Invasive Blood Pressure Cable | IBP-CSI-AG40 | Compatible with CSI/Argon/4.0M
| Invasive Blood Pressure Cable | IBP-INF-AG40 | Compatible with Infinium/Argon/4.0M
| Invasive Blood Pressure Cable | IBP-MN-AG40 | Compatible with Mennen/Argon/4.0M
| Invasive Blood Pressure Cable | IBP-FDA-AG40 | Compatible with Fukuda Denshi/Argon/4.0M
| Invasive Blood Pressure Cable | IBP-FDB-AG40 | Compatible with Fukuda Denshi/Argon/4.0M
| Invasive Blood Pressure Cable | IBP-ET-AG40 | Compatible with Emtel/Argon/4.0M
| Invasive Blood Pressure Cable | IBP-LT-AG40 | Compatible with L&T/Argon/4.0M
| Invasive Blood Pressure Cable | IBP-SK-AG40 | Compatible with Stockert/Argon/4.0M
| Invasive Blood Pressure Cable | IBP-SR-AG40 | Compatible with Sarans/Argon/4.0M
| Invasive Blood Pressure Cable | IBP-KR-AG40 | Compatible with Kopran/Argon/4.0M
| Invasive Blood Pressure Cable | IBP-ME-AG40 | Compatible with Maquet/Argon/4.0M
| Invasive Blood Pressure Cable | IBP-BR-AG40 | Compatible with Bard/Argon/4.0M
| Invasive Blood Pressure Cable | IBP-CM-AG40 | Compatible with Comen/Argon/4.0M/LP06-40G
| Invasive Blood Pressure Cable | IBP-IG-AG40 | Compatible with IGEL/Argon/4.0M
| Invasive Blood Pressure Cable | IBP-GT-AG40 | Compatible with GuoTeng/Argon/4.0M
| Invasive Blood Pressure Cable | IBP-SA-AG40 | Compatible with SanAW/Argon/4.0M
| Invasive Blood Pressure Cable | IBP-FS-AG40 | Compatible with Feas/Argon/4.0M
| Invasive Blood Pressure Cable | IBP-JJA-AG40 | Compatible with Argon/4.0M
| Invasive Blood Pressure Cable | IBP-JJB-AG40 | Compatible with Argon/4.0M
| Invasive Blood Pressure Cable | IBP-HY-AG40 | Compatible with Argon/4.0M
| Invasive Blood Pressure Cable | IBP-AM-USBAM30 | Compatible with AAMI 6P/USBAM/3.0M
| Invasive Blood Pressure Cable | IBP-PH-USBAM30 | Compatible with Philips/USBAM/3.0M
| Invasive Blood Pressure Cable | IBP-MQ-USBAM30 | Compatible with GE Marquette/USBAM/3.0M
| Invasive Blood Pressure Cable | IBP-GE-USBAM30 | Compatible with GE/USBAM/3.0M
| Invasive Blood Pressure Cable | IBP-DX-USBAM30 | Compatible with Datex/USBAM/3.0M
| Invasive Blood Pressure Cable | IBP-SL-USBAM30 | Compatible with Spacelabs/USBAM/3.0M
| Invasive Blood Pressure Cable | IBP-NKA-USBAM30 | Compatible with Nihon Kohden/USBAM/3.0M
| Invasive Blood Pressure Cable | IBP-NKB-USBAM30 | Compatible with Nihon Kohden/USBAM/3.0M
| Invasive Blood Pressure Cable | IBP-NKC-USBAM30 | Compatible with Nihon Kohden/USBAM/3.0M
| Invasive Blood Pressure Cable | IBP-DGA-USBAM30 | Compatible with Draeger-Siemens/USBAM/3.0M
| Invasive Blood Pressure Cable | IBP-DGB-USBAM30 | Compatible with Draeger-Siemens/USBAM/3.0M
| Invasive Blood Pressure Cable | IBP-DGC-USBAM30 | Compatible with Draeger/USBAM/3.0M
| Invasive Blood Pressure Cable | IBP-DGD-USBAM30 | Compatible with Draeger-Siemens/USBAM/3.0M
| Invasive Blood Pressure Cable | IBP-DGE-USBAM30 | Compatible with Draeger-Siemens/USBAM/3.0M
| Invasive Blood Pressure Cable | IBP-MRA-USBAM30 | Compatible with Mindray/USBAM/3.0M
| Invasive Blood Pressure Cable | IBP-MRB-USBAM30 | Compatible with Mindray-Datascope/USBAM/3.0M
| Invasive Blood Pressure Cable | IBP-CR-USBAM30 | Compatible with GE Corometrics/USBAM/3.0M
| Invasive Blood Pressure Cable | IBP-DT-USBAM30 | Compatible with Datascope/USBAM/3.0M
| Invasive Blood Pressure Cable | IBP-BLT-USBAM30 | Compatible with Biolight/USBAM/3.0M
| Invasive Blood Pressure Cable | IBP-KTN-USBAM30 | Compatible with Kontron/USBAM/3.0M
| Invasive Blood Pressure Cable | IBP-CL-USBAM30 | Compatible with Colin/USBAM/3.0M
| Invasive Blood Pressure Cable | IBP-MEK-USBAM30 | Compatible with MEK/USBAM/3.0M
| Invasive Blood Pressure Cable | IBP-HL-USBAM30 | Compatible with GE Hellige/USBAM/3.0M
| Invasive Blood Pressure Cable | IBP-CSI-USBAM30 | Compatible with CSI/USBAM/3.0M
| Invasive Blood Pressure Cable | IBP-INF-USBAM30 | Compatible with Infinium/USBAM/3.0M
| Invasive Blood Pressure Cable | IBP-MN-USBAM30 | Compatible with Mennen/USBAM/3.0M
| Invasive Blood Pressure Cable | IBP-FDA-USBAM30 | Compatible with Fukuda Denshi/USBAM/3.0M
| Invasive Blood Pressure Cable | IBP-FDB-USBAM30 | Compatible with Fukuda Denshi/USBAM/3.0M
| Invasive Blood Pressure Cable | IBP-ET-USBAM30 | Compatible with Emtel/USBAM/3.0M
| Invasive Blood Pressure Cable | IBP-LT-USBAM30 | Compatible with L&T/USBAM/3.0M
| Invasive Blood Pressure Cable | IBP-SK-USBAM30 | Compatible with Stockert/USBAM/3.0M
| Invasive Blood Pressure Cable | IBP-SR-USBAM30 | Compatible with Sarans/USBAM/3.0M
| Invasive Blood Pressure Cable | IBP-KR-USBAM30 | Compatible with Kopran/USBAM/3.0M
| Invasive Blood Pressure Cable | IBP-ME-USBAM30 | Compatible with Maquet/USBAM/3.0M
| Invasive Blood Pressure Cable | IBP-BR-USBAM30 | Compatible with Bard/USBAM/3.0M
| Invasive Blood Pressure Cable | IBP-CM-USBAM30 | Compatible with Comen/USBAM/3.0M/LP06-40G
| Invasive Blood Pressure Cable | IBP-IG-USBAM30 | Compatible with IGEL/USBAM/3.0M
| Invasive Blood Pressure Cable | IBP-GT-USBAM30 | Compatible with GuoTeng/USBAM/3.0M
| Invasive Blood Pressure Cable | IBP-SA-USBAM30 | Compatible with SanAW/USBAM/3.0M
| Invasive Blood Pressure Cable | IBP-FS-USBAM30 | Compatible with Feas/USBAM/3.0M
| Invasive Blood Pressure Cable | IBP-JJA-USBAM30 | Compatible with USBAM/3.0M
| Invasive Blood Pressure Cable | IBP-JJB-USBAM30 | Compatible with USBAM/3.0M
| Invasive Blood Pressure Cable | IBP-HY-USBAM30 | Compatible with USBAM/3.0M
| Invasive Blood Pressure Cable | IBP-AM-MD03 | Compatible with AAMI 6P/MD6M/0.3M
| Invasive Blood Pressure Cable | IBP-PH-MD03 | Compatible with Philips/MD6M/0.3M
| Invasive Blood Pressure Cable | IBP-MQ-MD03 | Compatible with GE Marquette/MD6M/0.3M
| Invasive Blood Pressure Cable | IBP-GE-MD03 | Compatible with GE/MD6M/0.3M
| Invasive Blood Pressure Cable | IBP-DX-MD03 | Compatible with Datex/MD6M/0.3M
| Invasive Blood Pressure Cable | IBP-SL-MD03 | Compatible with Spacelabs/MD6M/0.3M
| Invasive Blood Pressure Cable | IBP-NKA-MD03 | Compatible with Nihon Kohden/MD6M/0.3M
| Invasive Blood Pressure Cable | IBP-NKB-MD03 | Compatible with Nihon Kohden/MD6M/0.3M
| Invasive Blood Pressure Cable | IBP-NKC-MD03 | Compatible with Nihon Kohden/MD6M/0.3M
| Invasive Blood Pressure Cable | IBP-DGA-MD03 | Compatible with Draeger-Siemens/MD6M/0.3M
| Invasive Blood Pressure Cable | IBP-DGB-MD03 | Compatible with Draeger-Siemens/MD6M/0.3M
| Invasive Blood Pressure Cable | IBP-DGC-MD03 | Compatible with Draeger/MD6M/0.3M
| Invasive Blood Pressure Cable | IBP-DGD-MD03 | Compatible with Draeger-Siemens/MD6M/0.3M
| Invasive Blood Pressure Cable | IBP-DGE-MD03 | Compatible with Draeger-Siemens/MD6M/0.3M
| Invasive Blood Pressure Cable | IBP-MRA-MD03 | Compatible with Mindray/MD6M/0.3M
| Invasive Blood Pressure Cable | IBP-MRB-MD03 | Compatible with Mindray-Datascope/MD6M/0.3M
| Invasive Blood Pressure Cable | IBP-CR-MD03 | Compatible with GE Corometrics/MD6M/0.3M
| Invasive Blood Pressure Cable | IBP-DT-MD03 | Compatible with Datascope/MD6M/0.3M
| Invasive Blood Pressure Cable | IBP-BLT-MD03 | Compatible with Biolight/MD6M/0.3M
| Invasive Blood Pressure Cable | IBP-KTN-MD03 | Compatible with Kontron/MD6M/0.3M
| Invasive Blood Pressure Cable | IBP-CL-MD03 | Compatible with Colin/MD6M/0.3M
| Invasive Blood Pressure Cable | IBP-MEK-MD03 | Compatible with MEK/MD6M/0.3M
| Invasive Blood Pressure Cable | IBP-HL-MD03 | Compatible with GE Hellige/MD6M/0.3M
| Invasive Blood Pressure Cable | IBP-CSI-MD03 | Compatible with CSI/MD6M/0.3M
| Invasive Blood Pressure Cable | IBP-INF-MD03 | Compatible with Infinium/MD6M/0.3M
| Invasive Blood Pressure Cable | IBP-MN-MD03 | Compatible with Mennen/MD6M/0.3M
| Invasive Blood Pressure Cable | IBP-FDA-MD03 | Compatible with Fukuda Denshi/MD6M/0.3M
| Invasive Blood Pressure Cable | IBP-FDB-MD03 | Compatible with Fukuda Denshi/MD6M/0.3M
| Invasive Blood Pressure Cable | IBP-ET-MD03 | Compatible with Emtel/MD6M/0.3M
| Invasive Blood Pressure Cable | IBP-LT-MD03 | Compatible with L&T/MD6M/0.3M
| Invasive Blood Pressure Cable | IBP-SK-MD03 | Compatible with Stockert/MD6M/0.3M
| Invasive Blood Pressure Cable | IBP-SR-MD03 | Compatible with Sarans/MD6M/0.3M
| Invasive Blood Pressure Cable | IBP-KR-MD03 | Compatible with Kopran/MD6M/0.3M
| Invasive Blood Pressure Cable | IBP-ME-MD03 | Compatible with Maquet/MD6M/0.3M
| Invasive Blood Pressure Cable | IBP-BR-MD03 | Compatible with Bard/MD6M/0.3M
| Invasive Blood Pressure Cable | IBP-CM-MD03 | Compatible with Comen/MD6M/0.3M/LP06-40G
| Invasive Blood Pressure Cable | IBP-IG-MD03 | Compatible with IGEL/MD6M/0.3M
| Invasive Blood Pressure Cable | IBP-GT-MD03 | Compatible with GuoTeng/MD6M/0.3M
| Invasive Blood Pressure Cable | IBP-SA-MD03 | Compatible with SanAW/MD6M/0.3M
| Invasive Blood Pressure Cable | IBP-FS-MD03 | Compatible with Feas/MD6M/0.3M
| Invasive Blood Pressure Cable | IBP-JJA-MD03 | Compatible with MD6M/0.3M
| Invasive Blood Pressure Cable | IBP-JJB-MD03 | Compatible with MD6M/0.3M
| Invasive Blood Pressure Cable | IBP-HY-MD03 | Compatible with MD6M/0.3M
| Invasive Blood Pressure Cable | IBP-AM-2MXT40 | Compatible with AAMI 6P/Medex-TranStar/Dual channel/4.0M/141
| Invasive Blood Pressure Cable | IBP-PH-2MXT40 | Compatible with Philips/Medex-TranStar/Dual channel/4.0M/053
| Invasive Blood Pressure Cable | IBP-MQ-2MXT40 | Compatible with GE Marquette/Medex-TranStar/Dual channel/4.0M/004
| Invasive Blood Pressure Cable | IBP-GE-2MXT40 | Compatible with GE/Medex-TranStar/Dual channel/4.0M/322
| Invasive Blood Pressure Cable | IBP-DX-2MXT40 | Compatible with Datex/Medex-TranStar/Dual channel/4.0M/008
| Invasive Blood Pressure Cable | IBP-SL-2MXT40 | Compatible with Spacelabs/Medex-TranStar/Dual channel/4.0M/114
| Invasive Blood Pressure Cable | IBP-NKA-2MXT40 | Compatible with Nihon Kohden/Medex-TranStar/Dual channel/4.0M/105
| Invasive Blood Pressure Cable | IBP-NKB-2MXT40 | Compatible with Nihon Kohden/Medex-TranStar/Dual channel/4.0M/108
| Invasive Blood Pressure Cable | IBP-NKC-2MXT40 | Compatible with Nihon Kohden/Medex-TranStar/Dual channel/4.0M/LP06-60B
| Invasive Blood Pressure Cable | IBP-DGA-2MXT40 | Compatible with Draeger-Siemens/Medex-TranStar/Dual channel/4.0M/092
| Invasive Blood Pressure Cable | IBP-DGB-2MXT40 | Compatible with Draeger-Siemens/Medex-TranStar/Dual channel/4.0M/083
| Invasive Blood Pressure Cable | IBP-DGC-2MXT40 | Compatible with Draeger/Medex-TranStar/Dual channel/4.0M/095
| Invasive Blood Pressure Cable | IBP-DGD-2MXT40 | Compatible with Draeger-Siemens/Medex-TranStar/Dual channel/4.0M/500
| Invasive Blood Pressure Cable | IBP-DGE-2MXT40 | Compatible with Draeger-Siemens/Medex-TranStar/Dual channel/4.0M/LP10-60B
| Invasive Blood Pressure Cable | IBP-MRA-2MXT40 | Compatible with Mindray/Medex-TranStar/Dual channel/4.0M/125
| Invasive Blood Pressure Cable | IBP-MRB-2MXT40 | Compatible with Mindray-Datascope/Medex-TranStar/Dual channel/4.0M/129
| Invasive Blood Pressure Cable | IBP-CR-2MXT40 | Compatible with GE Corometrics/Medex-TranStar/Dual channel/4.0M/162
| Invasive Blood Pressure Cable | IBP-DT-2MXT40 | Compatible with Datascope/Medex-TranStar/Dual channel/4.0M/131
| Invasive Blood Pressure Cable | IBP-BLT-2MXT40 | Compatible with Biolight/Medex-TranStar/Dual channel/4.0M/152
| Invasive Blood Pressure Cable | IBP-KTN-2MXT40 | Compatible with Kontron/Medex-TranStar/Dual channel/4.0M/168
| Invasive Blood Pressure Cable | IBP-CL-2MXT40 | Compatible with Colin/Medex-TranStar/Dual channel/4.0M/LP06-0B
| Invasive Blood Pressure Cable | IBP-MEK-2MXT40 | Compatible with MEK/Medex-TranStar/Dual channel/4.0M/144
| Invasive Blood Pressure Cable | IBP-HL-2MXT40 | Compatible with GE Hellige/Medex-TranStar/Dual channel/4.0M/022
| Invasive Blood Pressure Cable | IBP-CSI-2MXT40 | Compatible with CSI/Medex-TranStar/Dual channel/4.0M/LP05-0B
| Invasive Blood Pressure Cable | IBP-INF-2MXT40 | Compatible with Infinium/Medex-TranStar/Dual channel/4.0M/340
| Invasive Blood Pressure Cable | IBP-MN-2MXT40 | Compatible with Mennen/Medex-TranStar/Dual channel/4.0M/307
| Invasive Blood Pressure Cable | IBP-FDA-2MXT40 | Compatible with Fukuda Denshi/Medex-TranStar/Dual channel/4.0M/320
| Invasive Blood Pressure Cable | IBP-FDB-2MXT40 | Compatible with Fukuda Denshi/Medex-TranStar/Dual channel/4.0M/
| Invasive Blood Pressure Cable | IBP-ET-2MXT40 | Compatible with Emtel/Medex-TranStar/Dual channel/4.0M/179
| Invasive Blood Pressure Cable | IBP-LT-2MXT40 | Compatible with L&T/Medex-TranStar/Dual channel/4.0M/LP06-0B
| Invasive Blood Pressure Cable | IBP-SK-2MXT40 | Compatible with Stockert/Medex-TranStar/Dual channel/4.0M/326
| Invasive Blood Pressure Cable | IBP-SR-2MXT40 | Compatible with Sarans/Medex-TranStar/Dual channel/4.0M/LM05-G1B
| Invasive Blood Pressure Cable | IBP-KR-2MXT40 | Compatible with Kopran/Medex-TranStar/Dual channel/4.0M/LP04-0B
| Invasive Blood Pressure Cable | IBP-ME-2MXT40 | Compatible with Maquet/Medex-TranStar/Dual channel/4.0M/LM05-G0B
| Invasive Blood Pressure Cable | IBP-BR-2MXT40 | Compatible with Bard/Medex-TranStar/Dual channel/4.0M/322
| Invasive Blood Pressure Cable | IBP-CM-2MXT40 | Compatible with Comen/Medex-TranStar/Dual channel/4.0M/
| Invasive Blood Pressure Cable | IBP-IG-2MXT40 | Compatible with IGEL/Medex-TranStar/Dual channel/4.0M/LP08-0R
| Invasive Blood Pressure Cable | IBP-GT-2MXT40 | Compatible with GuoTeng/Medex-TranStar/Dual channel/4.0M/LP05-0B
| Invasive Blood Pressure Cable | IBP-SA-2MXT40 | Compatible with SanAW/Medex-TranStar/Dual channel/4.0M/LP06-0B
| Invasive Blood Pressure Cable | IBP-FS-2MXT40 | Compatible with Feas/Medex-TranStar/Dual channel/4.0M/203
| Invasive Blood Pressure Cable | IBP-JJA-2MXT40 | Compatible with Medex-TranStar/Dual channel/4.0M/LP04-0B
| Invasive Blood Pressure Cable | IBP-JJB-2MXT40 | Compatible with Medex-TranStar/Dual channel/4.0M/
| Invasive Blood Pressure Cable | IBP-HY-2MXT40 | Compatible with Medex-TranStar/Dual channel/4.0M/LP05-0B
| Invasive Blood Pressure Cable | IBP-AM-2MXL40 | Compatible with AAMI 6P/Medex-Logical/Dual channel/4.0M/141
| Invasive Blood Pressure Cable | IBP-PH-2MXL40 | Compatible with Philips/Medex-Logical/Dual channel/4.0M/053
| Invasive Blood Pressure Cable | IBP-MQ-2MXL40 | Compatible with GE Marquette/Medex-Logical/Dual channel/4.0M/004
| Invasive Blood Pressure Cable | IBP-GE-2MXL40 | Compatible with GE/Medex-Logical/Dual channel/4.0M/322
| Invasive Blood Pressure Cable | IBP-DX-2MXL40 | Compatible with Datex/Medex-Logical/Dual channel/4.0M/008
| Invasive Blood Pressure Cable | IBP-SL-2MXL40 | Compatible with Spacelabs/Medex-Logical/Dual channel/4.0M/114
| Invasive Blood Pressure Cable | IBP-NKA-2MXL40 | Compatible with Nihon Kohden/Medex-Logical/Dual channel/4.0M/105
| Invasive Blood Pressure Cable | IBP-NKB-2MXL40 | Compatible with Nihon Kohden/Medex-Logical/Dual channel/4.0M/108
| Invasive Blood Pressure Cable | IBP-NKC-2MXL40 | Compatible with Nihon Kohden/Medex-Logical/Dual channel/4.0M/LP06-60B
| Invasive Blood Pressure Cable | IBP-DGA-2MXL40 | Compatible with Draeger-Siemens/Medex-Logical/Dual channel/4.0M/092
| Invasive Blood Pressure Cable | IBP-DGB-2MXL40 | Compatible with Draeger-Siemens/Medex-Logical/Dual channel/4.0M/083
| Invasive Blood Pressure Cable | IBP-DGC-2MXL40 | Compatible with Draeger/Medex-Logical/Dual channel/4.0M/095
| Invasive Blood Pressure Cable | IBP-DGD-2MXL40 | Compatible with Draeger-Siemens/Medex-Logical/Dual channel/4.0M/500
| Invasive Blood Pressure Cable | IBP-DGE-2MXL40 | Compatible with Draeger-Siemens/Medex-Logical/Dual channel/4.0M/LP10-60B
| Invasive Blood Pressure Cable | IBP-MRA-2MXL40 | Compatible with Mindray/Medex-Logical/Dual channel/4.0M/125
| Invasive Blood Pressure Cable | IBP-MRB-2MXL40 | Compatible with Mindray-Datascope/Medex-Logical/Dual channel/4.0M/129
| Invasive Blood Pressure Cable | IBP-CR-2MXL40 | Compatible with GE Corometrics/Medex-Logical/Dual channel/4.0M/162
| Invasive Blood Pressure Cable | IBP-DT-2MXL40 | Compatible with Datascope/Medex-Logical/Dual channel/4.0M/131
| Invasive Blood Pressure Cable | IBP-BLT-2MXL40 | Compatible with Biolight/Medex-Logical/Dual channel/4.0M/152
| Invasive Blood Pressure Cable | IBP-KTN-2MXL40 | Compatible with Kontron/Medex-Logical/Dual channel/4.0M/168
| Invasive Blood Pressure Cable | IBP-CL-2MXL40 | Compatible with Colin/Medex-Logical/Dual channel/4.0M/LP06-0B
| Invasive Blood Pressure Cable | IBP-MEK-2MXL40 | Compatible with MEK/Medex-Logical/Dual channel/4.0M/144
| Invasive Blood Pressure Cable | IBP-HL-2MXL40 | Compatible with GE Hellige/Medex-Logical/Dual channel/4.0M/022
| Invasive Blood Pressure Cable | IBP-CSI-2MXL40 | Compatible with CSI/Medex-Logical/Dual channel/4.0M/LP05-0B
| Invasive Blood Pressure Cable | IBP-INF-2MXL40 | Compatible with Infinium/Medex-Logical/Dual channel/4.0M/340
| Invasive Blood Pressure Cable | IBP-MN-2MXL40 | Compatible with Mennen/Medex-Logical/Dual channel/4.0M/307
| Invasive Blood Pressure Cable | IBP-FDA-2MXL40 | Compatible with Fukuda Denshi/Medex-Logical/Dual channel/4.0M/320
| Invasive Blood Pressure Cable | IBP-FDB-2MXL40 | Compatible with Fukuda Denshi/Medex-Logical/Dual channel/4.0M/
| Invasive Blood Pressure Cable | IBP-ET-2MXL40 | Compatible with Emtel/Medex-Logical/Dual channel/4.0M/179
| Invasive Blood Pressure Cable | IBP-LT-2MXL40 | Compatible with L&T/Medex-Logical/Dual channel/4.0M/LP06-0B
| Invasive Blood Pressure Cable | IBP-SK-2MXL40 | Compatible with Stockert/Medex-Logical/Dual channel/4.0M/326
| Invasive Blood Pressure Cable | IBP-SR-2MXL40 | Compatible with Sarans/Medex-Logical/Dual channel/4.0M/LM05-G1B
| Invasive Blood Pressure Cable | IBP-KR-2MXL40 | Compatible with Kopran/Medex-Logical/Dual channel/4.0M/LP04-0B
| Invasive Blood Pressure Cable | IBP-ME-2MXL40 | Compatible with Maquet/Medex-Logical/Dual channel/4.0M/LM05-G0B
| Invasive Blood Pressure Cable | IBP-BR-2MXL40 | Compatible with Bard/Medex-Logical/Dual channel/4.0M/322
| Invasive Blood Pressure Cable | IBP-CM-2MXL40 | Compatible with Comen/Medex-Logical/Dual channel/4.0M/
| Invasive Blood Pressure Cable | IBP-IG-2MXL40 | Compatible with IGEL/Medex-Logical/Dual channel/4.0M/LP08-0R
| Invasive Blood Pressure Cable | IBP-GT-2MXL40 | Compatible with GuoTeng/Medex-Logical/Dual channel/4.0M/LP05-0B
| Invasive Blood Pressure Cable | IBP-SA-2MXL40 | Compatible with SanAW/Medex-Logical/Dual channel/4.0M/LP06-0B
| Invasive Blood Pressure Cable | IBP-FS-2MXL40 | Compatible with Feas/Medex-Logical/Dual channel/4.0M/203
| Invasive Blood Pressure Cable | IBP-JJA-2MXL40 | Compatible with Medex-Logical/Dual channel/4.0M/LP04-0B
| Invasive Blood Pressure Cable | IBP-JJB-2MXL40 | Compatible with Medex-Logical/Dual channel/4.0M/
| Invasive Blood Pressure Cable | IBP-HY-2MXL40 | Compatible with Medex-Logical/Dual channel/4.0M/LP05-0B
| Invasive Blood Pressure Cable | IBP-AM-2UT40 | Compatible with AAMI 6P/Utah/Dual channel/4.0M/141
| Invasive Blood Pressure Cable | IBP-PH-2UT40 | Compatible with Philips/Utah/Dual channel/4.0M/053
| Invasive Blood Pressure Cable | IBP-MQ-2UT40 | Compatible with GE Marquette/Utah/Dual channel/4.0M/004
| Invasive Blood Pressure Cable | IBP-GE-2UT40 | Compatible with GE/Utah/Dual channel/4.0M/322
| Invasive Blood Pressure Cable | IBP-DX-2UT40 | Compatible with Datex/Utah/Dual channel/4.0M/008
| Invasive Blood Pressure Cable | IBP-SL-2UT40 | Compatible with Spacelabs/Utah/Dual channel/4.0M/114
| Invasive Blood Pressure Cable | IBP-NKA-2UT40 | Compatible with Nihon Kohden/Utah/Dual channel/4.0M/105
| Invasive Blood Pressure Cable | IBP-NKB-2UT40 | Compatible with Nihon Kohden/Utah/Dual channel/4.0M/108
| Invasive Blood Pressure Cable | IBP-NKC-2UT40 | Compatible with Nihon Kohden/Utah/Dual channel/4.0M/LP06-60B
| Invasive Blood Pressure Cable | IBP-DGA-2UT40 | Compatible with Draeger-Siemens/Utah/Dual channel/4.0M/092
| Invasive Blood Pressure Cable | IBP-DGB-2UT40 | Compatible with Draeger-Siemens/Utah/Dual channel/4.0M/083
| Invasive Blood Pressure Cable | IBP-DGC-2UT40 | Compatible with Draeger/Utah/Dual channel/4.0M/095
| Invasive Blood Pressure Cable | IBP-DGD-2UT40 | Compatible with Draeger-Siemens/Utah/Dual channel/4.0M/500
| Invasive Blood Pressure Cable | IBP-DGE-2UT40 | Compatible with Draeger-Siemens/Utah/Dual channel/4.0M/LP10-60B
| Invasive Blood Pressure Cable | IBP-MRA-2UT40 | Compatible with Mindray/Utah/Dual channel/4.0M/125
| Invasive Blood Pressure Cable | IBP-MRB-2UT40 | Compatible with Mindray-Datascope/Utah/Dual channel/4.0M/129
| Invasive Blood Pressure Cable | IBP-CR-2UT40 | Compatible with GE Corometrics/Utah/Dual channel/4.0M/162
| Invasive Blood Pressure Cable | IBP-DT-2UT40 | Compatible with Datascope/Utah/Dual channel/4.0M/131
| Invasive Blood Pressure Cable | IBP-BLT-2UT40 | Compatible with Biolight/Utah/Dual channel/4.0M/152
| Invasive Blood Pressure Cable | IBP-KTN-2UT40 | Compatible with Kontron/Utah/Dual channel/4.0M/168
| Invasive Blood Pressure Cable | IBP-CL-2UT40 | Compatible with Colin/Utah/Dual channel/4.0M/LP06-0B
| Invasive Blood Pressure Cable | IBP-MEK-2UT40 | Compatible with MEK/Utah/Dual channel/4.0M/144
| Invasive Blood Pressure Cable | IBP-HL-2UT40 | Compatible with GE Hellige/Utah/Dual channel/4.0M/022
| Invasive Blood Pressure Cable | IBP-CSI-2UT40 | Compatible with CSI/Utah/Dual channel/4.0M/LP05-0B
| Invasive Blood Pressure Cable | IBP-INF-2UT40 | Compatible with Infinium/Utah/Dual channel/4.0M/340
| Invasive Blood Pressure Cable | IBP-MN-2UT40 | Compatible with Mennen/Utah/Dual channel/4.0M/307
| Invasive Blood Pressure Cable | IBP-FDA-2UT40 | Compatible with Fukuda Denshi/Utah/Dual channel/4.0M/320
| Invasive Blood Pressure Cable | IBP-FDB-2UT40 | Compatible with Fukuda Denshi/Utah/Dual channel/4.0M/
| Invasive Blood Pressure Cable | IBP-ET-2UT40 | Compatible with Emtel/Utah/Dual channel/4.0M/179
| Invasive Blood Pressure Cable | IBP-LT-2UT40 | Compatible with L&T/Utah/Dual channel/4.0M/LP06-0B
| Invasive Blood Pressure Cable | IBP-SK-2UT40 | Compatible with Stockert/Utah/Dual channel/4.0M/326
| Invasive Blood Pressure Cable | IBP-SR-2UT40 | Compatible with Sarans/Utah/Dual channel/4.0M/LM05-G1B
| Invasive Blood Pressure Cable | IBP-KR-2UT40 | Compatible with Kopran/Utah/Dual channel/4.0M/LP04-0B
| Invasive Blood Pressure Cable | IBP-ME-2UT40 | Compatible with Maquet/Utah/Dual channel/4.0M/LM05-G0B
| Invasive Blood Pressure Cable | IBP-BR-2UT40 | Compatible with Bard/Utah/Dual channel/4.0M/322
| Invasive Blood Pressure Cable | IBP-CM-2UT40 | Compatible with Comen/Utah/Dual channel/4.0M/
| Invasive Blood Pressure Cable | IBP-IG-2UT40 | Compatible with IGEL/Utah/Dual channel/4.0M/LP08-0R
| Invasive Blood Pressure Cable | IBP-GT-2UT40 | Compatible with GuoTeng/Utah/Dual channel/4.0M/LP05-0B
| Invasive Blood Pressure Cable | IBP-SA-2UT40 | Compatible with SanAW/Utah/Dual channel/4.0M/LP06-0B
| Invasive Blood Pressure Cable | IBP-FS-2UT40 | Compatible with Feas/Utah/Dual channel/4.0M/203
| Invasive Blood Pressure Cable | IBP-JJA-2UT40 | Compatible with Utah/Dual channel/4.0M/LP04-0B
| Invasive Blood Pressure Cable | IBP-JJB-2UT40 | Compatible with Utah/Dual channel/4.0M/
| Invasive Blood Pressure Cable | IBP-HY-2UT40 | Compatible with Utah/Dual channel/4.0M/LP05-0B
| Invasive Blood Pressure Cable | IBP-AM-2BB40 | Compatible with AAMI 6P/B.Braun/Dual channel/4.0M/141
| Invasive Blood Pressure Cable | IBP-PH-2BB40 | Compatible with Philips/B.Braun/Dual channel/4.0M/053
| Invasive Blood Pressure Cable | IBP-MQ-2BB40 | Compatible with GE Marquette/B.Braun/Dual channel/4.0M/004
| Invasive Blood Pressure Cable | IBP-GE-2BB40 | Compatible with GE/B.Braun/Dual channel/4.0M/322
| Invasive Blood Pressure Cable | IBP-DX-2BB40 | Compatible with Datex/B.Braun/Dual channel/4.0M/008
| Invasive Blood Pressure Cable | IBP-SL-2BB40 | Compatible with Spacelabs/B.Braun/Dual channel/4.0M/114
| Invasive Blood Pressure Cable | IBP-NKA-2BB40 | Compatible with Nihon Kohden/B.Braun/Dual channel/4.0M/105
| Invasive Blood Pressure Cable | IBP-NKB-2BB40 | Compatible with Nihon Kohden/B.Braun/Dual channel/4.0M/108
| Invasive Blood Pressure Cable | IBP-NKC-2BB40 | Compatible with Nihon Kohden/B.Braun/Dual channel/4.0M/LP06-60B
| Invasive Blood Pressure Cable | IBP-DGA-2BB40 | Compatible with Draeger-Siemens/B.Braun/Dual channel/4.0M/092
| Invasive Blood Pressure Cable | IBP-DGB-2BB40 | Compatible with Draeger-Siemens/B.Braun/Dual channel/4.0M/083
| Invasive Blood Pressure Cable | IBP-DGC-2BB40 | Compatible with Draeger/B.Braun/Dual channel/4.0M/095
| Invasive Blood Pressure Cable | IBP-DGD-2BB40 | Compatible with Draeger-Siemens/B.Braun/Dual channel/4.0M/500
| Invasive Blood Pressure Cable | IBP-DGE-2BB40 | Compatible with Draeger-Siemens/B.Braun/Dual channel/4.0M/LP10-60B
| Invasive Blood Pressure Cable | IBP-MRA-2BB40 | Compatible with Mindray/B.Braun/Dual channel/4.0M/125
| Invasive Blood Pressure Cable | IBP-MRB-2BB40 | Compatible with Mindray-Datascope/B.Braun/Dual channel/4.0M/129
| Invasive Blood Pressure Cable | IBP-CR-2BB40 | Compatible with GE Corometrics/B.Braun/Dual channel/4.0M/162
| Invasive Blood Pressure Cable | IBP-DT-2BB40 | Compatible with Datascope/B.Braun/Dual channel/4.0M/131
| Invasive Blood Pressure Cable | IBP-BLT-2BB40 | Compatible with Biolight/B.Braun/Dual channel/4.0M/152
| Invasive Blood Pressure Cable | IBP-KTN-2BB40 | Compatible with Kontron/B.Braun/Dual channel/4.0M/168
| Invasive Blood Pressure Cable | IBP-CL-2BB40 | Compatible with Colin/B.Braun/Dual channel/4.0M/LP06-0B
| Invasive Blood Pressure Cable | IBP-MEK-2BB40 | Compatible with MEK/B.Braun/Dual channel/4.0M/144
| Invasive Blood Pressure Cable | IBP-HL-2BB40 | Compatible with GE Hellige/B.Braun/Dual channel/4.0M/022
| Invasive Blood Pressure Cable | IBP-CSI-2BB40 | Compatible with CSI/B.Braun/Dual channel/4.0M/LP05-0B
| Invasive Blood Pressure Cable | IBP-INF-2BB40 | Compatible with Infinium/B.Braun/Dual channel/4.0M/340
| Invasive Blood Pressure Cable | IBP-MN-2BB40 | Compatible with Mennen/B.Braun/Dual channel/4.0M/307
| Invasive Blood Pressure Cable | IBP-FDA-2BB40 | Compatible with Fukuda Denshi/B.Braun/Dual channel/4.0M/320
| Invasive Blood Pressure Cable | IBP-FDB-2BB40 | Compatible with Fukuda Denshi/B.Braun/Dual channel/4.0M/
| Invasive Blood Pressure Cable | IBP-ET-2BB40 | Compatible with Emtel/B.Braun/Dual channel/4.0M/179
| Invasive Blood Pressure Cable | IBP-LT-2BB40 | Compatible with L&T/B.Braun/Dual channel/4.0M/LP06-0B
| Invasive Blood Pressure Cable | IBP-SK-2BB40 | Compatible with Stockert/B.Braun/Dual channel/4.0M/326
| Invasive Blood Pressure Cable | IBP-SR-2BB40 | Compatible with Sarans/B.Braun/Dual channel/4.0M/LM05-G1B
| Invasive Blood Pressure Cable | IBP-KR-2BB40 | Compatible with Kopran/B.Braun/Dual channel/4.0M/LP04-0B
| Invasive Blood Pressure Cable | IBP-ME-2BB40 | Compatible with Maquet/B.Braun/Dual channel/4.0M/LM05-G0B
| Invasive Blood Pressure Cable | IBP-BR-2BB40 | Compatible with Bard/B.Braun/Dual channel/4.0M/322
| Invasive Blood Pressure Cable | IBP-CM-2BB40 | Compatible with Comen/B.Braun/Dual channel/4.0M/
| Invasive Blood Pressure Cable | IBP-IG-2BB40 | Compatible with IGEL/B.Braun/Dual channel/4.0M/LP08-0R
| Invasive Blood Pressure Cable | IBP-GT-2BB40 | Compatible with GuoTeng/B.Braun/Dual channel/4.0M/LP05-0B
| Invasive Blood Pressure Cable | IBP-SA-2BB40 | Compatible with SanAW/B.Braun/Dual channel/4.0M/LP06-0B
| Invasive Blood Pressure Cable | IBP-FS-2BB40 | Compatible with Feas/B.Braun/Dual channel/4.0M/203
| Invasive Blood Pressure Cable | IBP-JJA-2BB40 | Compatible with B.Braun/Dual channel/4.0M/LP04-0B
| Invasive Blood Pressure Cable | IBP-JJB-2BB40 | Compatible with B.Braun/Dual channel/4.0M/
| Invasive Blood Pressure Cable | IBP-HY-2BB40 | Compatible with B.Braun/Dual channel/4.0M/LP05-0B
| Invasive Blood Pressure Cable | IBP-AM-2EW40 | Compatible with AAMI 6P/Edwards/Dual channel/4.0M/141
| Invasive Blood Pressure Cable | IBP-PH-2EW40 | Compatible with Philips/Edwards/Dual channel/4.0M/053
| Invasive Blood Pressure Cable | IBP-MQ-2EW40 | Compatible with GE Marquette/Edwards/Dual channel/4.0M/004
| Invasive Blood Pressure Cable | IBP-GE-2EW40 | Compatible with GE/Edwards/Dual channel/4.0M/322
| Invasive Blood Pressure Cable | IBP-DX-2EW40 | Compatible with Datex/Edwards/Dual channel/4.0M/008
| Invasive Blood Pressure Cable | IBP-SL-2EW40 | Compatible with Spacelabs/Edwards/Dual channel/4.0M/114
| Invasive Blood Pressure Cable | IBP-NKA-2EW40 | Compatible with Nihon Kohden/Edwards/Dual channel/4.0M/105
| Invasive Blood Pressure Cable | IBP-NKB-2EW40 | Compatible with Nihon Kohden/Edwards/Dual channel/4.0M/108
| Invasive Blood Pressure Cable | IBP-NKC-2EW40 | Compatible with Nihon Kohden/Edwards/Dual channel/4.0M/LP06-60B
| Invasive Blood Pressure Cable | IBP-DGA-2EW40 | Compatible with Draeger-Siemens/Edwards/Dual channel/4.0M/092
| Invasive Blood Pressure Cable | IBP-DGB-2EW40 | Compatible with Draeger-Siemens/Edwards/Dual channel/4.0M/083
| Invasive Blood Pressure Cable | IBP-DGC-2EW40 | Compatible with Draeger/Edwards/Dual channel/4.0M/095
| Invasive Blood Pressure Cable | IBP-DGD-2EW40 | Compatible with Draeger-Siemens/Edwards/Dual channel/4.0M/500
| Invasive Blood Pressure Cable | IBP-DGE-2EW40 | Compatible with Draeger-Siemens/Edwards/Dual channel/4.0M/LP10-60B
| Invasive Blood Pressure Cable | IBP-MRA-2EW40 | Compatible with Mindray/Edwards/Dual channel/4.0M/125
| Invasive Blood Pressure Cable | IBP-MRB-2EW40 | Compatible with Mindray-Datascope/Edwards/Dual channel/4.0M/129
| Invasive Blood Pressure Cable | IBP-CR-2EW40 | Compatible with GE Corometrics/Edwards/Dual channel/4.0M/162
| Invasive Blood Pressure Cable | IBP-DT-2EW40 | Compatible with Datascope/Edwards/Dual channel/4.0M/131
| Invasive Blood Pressure Cable | IBP-BLT-2EW40 | Compatible with Biolight/Edwards/Dual channel/4.0M/152
| Invasive Blood Pressure Cable | IBP-KTN-2EW40 | Compatible with Kontron/Edwards/Dual channel/4.0M/168
| Invasive Blood Pressure Cable | IBP-CL-2EW40 | Compatible with Colin/Edwards/Dual channel/4.0M/LP06-0B
| Invasive Blood Pressure Cable | IBP-MEK-2EW40 | Compatible with MEK/Edwards/Dual channel/4.0M/144
| Invasive Blood Pressure Cable | IBP-HL-2EW40 | Compatible with GE Hellige/Edwards/Dual channel/4.0M/022
| Invasive Blood Pressure Cable | IBP-CSI-2EW40 | Compatible with CSI/Edwards/Dual channel/4.0M/LP05-0B
| Invasive Blood Pressure Cable | IBP-INF-2EW40 | Compatible with Infinium/Edwards/Dual channel/4.0M/340
| Invasive Blood Pressure Cable | IBP-MN-2EW40 | Compatible with Mennen/Edwards/Dual channel/4.0M/307
| Invasive Blood Pressure Cable | IBP-FDA-2EW40 | Compatible with Fukuda Denshi/Edwards/Dual channel/4.0M/320
| Invasive Blood Pressure Cable | IBP-FDB-2EW40 | Compatible with Fukuda Denshi/Edwards/Dual channel/4.0M/
| Invasive Blood Pressure Cable | IBP-ET-2EW40 | Compatible with Emtel/Edwards/Dual channel/4.0M/179
| Invasive Blood Pressure Cable | IBP-LT-2EW40 | Compatible with L&T/Edwards/Dual channel/4.0M/LP06-0B
| Invasive Blood Pressure Cable | IBP-SK-2EW40 | Compatible with Stockert/Edwards/Dual channel/4.0M/326
| Invasive Blood Pressure Cable | IBP-SR-2EW40 | Compatible with Sarans/Edwards/Dual channel/4.0M/LM05-G1B
| Invasive Blood Pressure Cable | IBP-KR-2EW40 | Compatible with Kopran/Edwards/Dual channel/4.0M/LP04-0B
| Invasive Blood Pressure Cable | IBP-ME-2EW40 | Compatible with Maquet/Edwards/Dual channel/4.0M/LM05-G0B
| Invasive Blood Pressure Cable | IBP-BR-2EW40 | Compatible with Bard/Edwards/Dual channel/4.0M/322
| Invasive Blood Pressure Cable | IBP-CM-2EW40 | Compatible with Comen/Edwards/Dual channel/4.0M/LP06-40B
| Invasive Blood Pressure Cable | IBP-IG-2EW40 | Compatible with IGEL/Edwards/Dual channel/4.0M/LP08-0R
| Invasive Blood Pressure Cable | IBP-GT-2EW40 | Compatible with GuoTeng/Edwards/Dual channel/4.0M/LP05-0B
| Invasive Blood Pressure Cable | IBP-SA-2EW40 | Compatible with SanAW/Edwards/Dual channel/4.0M/LP06-0B
| Invasive Blood Pressure Cable | IBP-FS-2EW40 | Compatible with Feas/Edwards/Dual channel/4.0M/203
| Invasive Blood Pressure Cable | IBP-JJA-2EW40 | Compatible with Edwards/Dual channel/4.0M/LP04-0B
| Invasive Blood Pressure Cable | IBP-JJB-2EW40 | Compatible with Edwards/Dual channel/4.0M/
| Invasive Blood Pressure Cable | IBP-HY-2EW40 | Compatible with Edwards/Dual channel/4.0M/LP05-0B
| Invasive Blood Pressure Cable | IBP-AM-2BD40 | Compatible with AAMI 6P/BD/Dual channel/4.0M/141
| Invasive Blood Pressure Cable | IBP-PH-2BD40 | Compatible with Philips/BD/Dual channel/4.0M/053
| Invasive Blood Pressure Cable | IBP-MQ-2BD40 | Compatible with GE Marquette/BD/Dual channel/4.0M/004
| Invasive Blood Pressure Cable | IBP-GE-2BD40 | Compatible with GE/BD/Dual channel/4.0M/322
| Invasive Blood Pressure Cable | IBP-DX-2BD40 | Compatible with Datex/BD/Dual channel/4.0M/008
| Invasive Blood Pressure Cable | IBP-SL-2BD40 | Compatible with Spacelabs/BD/Dual channel/4.0M/114
| Invasive Blood Pressure Cable | IBP-NKA-2BD40 | Compatible with Nihon Kohden/BD/Dual channel/4.0M/105
| Invasive Blood Pressure Cable | IBP-NKB-2BD40 | Compatible with Nihon Kohden/BD/Dual channel/4.0M/108
| Invasive Blood Pressure Cable | IBP-NKC-2BD40 | Compatible with Nihon Kohden/BD/Dual channel/4.0M/LP06-60B
| Invasive Blood Pressure Cable | IBP-DGA-2BD40 | Compatible with Draeger-Siemens/BD/Dual channel/4.0M/092
| Invasive Blood Pressure Cable | IBP-DGB-2BD40 | Compatible with Draeger-Siemens/BD/Dual channel/4.0M/083
| Invasive Blood Pressure Cable | IBP-DGC-2BD40 | Compatible with Draeger/BD/Dual channel/4.0M/095
| Invasive Blood Pressure Cable | IBP-DGD-2BD40 | Compatible with Draeger-Siemens/BD/Dual channel/4.0M/500
| Invasive Blood Pressure Cable | IBP-DGE-2BD40 | Compatible with Draeger-Siemens/BD/Dual channel/4.0M/LP10-60B
| Invasive Blood Pressure Cable | IBP-MRA-2BD40 | Compatible with Mindray/BD/Dual channel/4.0M/125
| Invasive Blood Pressure Cable | IBP-MRB-2BD40 | Compatible with Mindray-Datascope/BD/Dual channel/4.0M/129
| Invasive Blood Pressure Cable | IBP-CR-2BD40 | Compatible with GE Corometrics/BD/Dual channel/4.0M/162
| Invasive Blood Pressure Cable | IBP-DT-2BD40 | Compatible with Datascope/BD/Dual channel/4.0M/131
| Invasive Blood Pressure Cable | IBP-BLT-2BD40 | Compatible with Biolight/BD/Dual channel/4.0M/152
| Invasive Blood Pressure Cable | IBP-KTN-2BD40 | Compatible with Kontron/BD/Dual channel/4.0M/168
| Invasive Blood Pressure Cable | IBP-CL-2BD40 | Compatible with Colin/BD/Dual channel/4.0M/LP06-0B
| Invasive Blood Pressure Cable | IBP-MEK-2BD40 | Compatible with MEK/BD/Dual channel/4.0M/144
| Invasive Blood Pressure Cable | IBP-HL-2BD40 | Compatible with GE Hellige/BD/Dual channel/4.0M/022
| Invasive Blood Pressure Cable | IBP-CSI-2BD40 | Compatible with CSI/BD/Dual channel/4.0M/LP05-0B
| Invasive Blood Pressure Cable | IBP-INF-2BD40 | Compatible with Infinium/BD/Dual channel/4.0M/340
| Invasive Blood Pressure Cable | IBP-MN-2BD40 | Compatible with Mennen/BD/Dual channel/4.0M/307
| Invasive Blood Pressure Cable | IBP-FDA-2BD40 | Compatible with Fukuda Denshi/BD/Dual channel/4.0M/320
| Invasive Blood Pressure Cable | IBP-FDB-2BD40 | Compatible with Fukuda Denshi/BD/Dual channel/4.0M/
| Invasive Blood Pressure Cable | IBP-ET-2BD40 | Compatible with Emtel/BD/Dual channel/4.0M/179
| Invasive Blood Pressure Cable | IBP-LT-2BD40 | Compatible with L&T/BD/Dual channel/4.0M/LP06-0B
| Invasive Blood Pressure Cable | IBP-SK-2BD40 | Compatible with Stockert/BD/Dual channel/4.0M/326
| Invasive Blood Pressure Cable | IBP-SR-2BD40 | Compatible with Sarans/BD/Dual channel/4.0M/LM05-G1B
| Invasive Blood Pressure Cable | IBP-KR-2BD40 | Compatible with Kopran/BD/Dual channel/4.0M/LP04-0B
| Invasive Blood Pressure Cable | IBP-ME-2BD40 | Compatible with Maquet/BD/Dual channel/4.0M/LM05-G0B
| Invasive Blood Pressure Cable | IBP-BR-2BD40 | Compatible with Bard/BD/Dual channel/4.0M/322
| Invasive Blood Pressure Cable | IBP-CM-2BD40 | Compatible with Comen/BD/Dual channel/4.0M/
| Invasive Blood Pressure Cable | IBP-IG-2BD40 | Compatible with IGEL/BD/Dual channel/4.0M/LP08-0R
| Invasive Blood Pressure Cable | IBP-GT-2BD40 | Compatible with GuoTeng/BD/Dual channel/4.0M/LP05-0B
| Invasive Blood Pressure Cable | IBP-SA-2BD40 | Compatible with SanAW/BD/Dual channel/4.0M/LP06-0B
| Invasive Blood Pressure Cable | IBP-FS-2BD40 | Compatible with Feas/BD/Dual channel/4.0M/203
| Invasive Blood Pressure Cable | IBP-JJA-2BD40 | Compatible with BD/Dual channel/4.0M/LP04-0B
| Invasive Blood Pressure Cable | IBP-JJB-2BD40 | Compatible with BD/Dual channel/4.0M/
| Invasive Blood Pressure Cable | IBP-HY-2BD40 | Compatible with BD/Dual channel/4.0M/LP05-0B
| Invasive Blood Pressure Cable | IBP-AM-2PVB40 | Compatible with AAMI 6P/PVB/Dual channel/4.0M/141
| Invasive Blood Pressure Cable | IBP-PH-2PVB40 | Compatible with Philips/PVB/Dual channel/4.0M/053
| Invasive Blood Pressure Cable | IBP-MQ-2PVB40 | Compatible with GE Marquette/PVB/Dual channel/4.0M/004
| Invasive Blood Pressure Cable | IBP-GE-2PVB40 | Compatible with GE/PVB/Dual channel/4.0M/322
| Invasive Blood Pressure Cable | IBP-DX-2PVB40 | Compatible with Datex/PVB/Dual channel/4.0M/008
| Invasive Blood Pressure Cable | IBP-SL-2PVB40 | Compatible with Spacelabs/PVB/Dual channel/4.0M/114
| Invasive Blood Pressure Cable | IBP-NKA-2PVB40 | Compatible with Nihon Kohden/PVB/Dual channel/4.0M/105
| Invasive Blood Pressure Cable | IBP-NKB-2PVB40 | Compatible with Nihon Kohden/PVB/Dual channel/4.0M/108
| Invasive Blood Pressure Cable | IBP-NKC-2PVB40 | Compatible with Nihon Kohden/PVB/Dual channel/4.0M/LP06-60B
| Invasive Blood Pressure Cable | IBP-DGA-2PVB40 | Compatible with Draeger-Siemens/PVB/Dual channel/4.0M/092
| Invasive Blood Pressure Cable | IBP-DGB-2PVB40 | Compatible with Draeger-Siemens/PVB/Dual channel/4.0M/083
| Invasive Blood Pressure Cable | IBP-DGC-2PVB40 | Compatible with Draeger/PVB/Dual channel/4.0M/095
| Invasive Blood Pressure Cable | IBP-DGD-2PVB40 | Compatible with Draeger-Siemens/PVB/Dual channel/4.0M/500
| Invasive Blood Pressure Cable | IBP-DGE-2PVB40 | Compatible with Draeger-Siemens/PVB/Dual channel/4.0M/LP10-60B
| Invasive Blood Pressure Cable | IBP-MRA-2PVB40 | Compatible with Mindray/PVB/Dual channel/4.0M/125
| Invasive Blood Pressure Cable | IBP-MRB-2PVB40 | Compatible with Mindray-Datascope/PVB/Dual channel/4.0M/129
| Invasive Blood Pressure Cable | IBP-CR-2PVB40 | Compatible with GE Corometrics/PVB/Dual channel/4.0M/162
| Invasive Blood Pressure Cable | IBP-DT-2PVB40 | Compatible with Datascope/PVB/Dual channel/4.0M/131
| Invasive Blood Pressure Cable | IBP-BLT-2PVB40 | Compatible with Biolight/PVB/Dual channel/4.0M/152
| Invasive Blood Pressure Cable | IBP-KTN-2PVB40 | Compatible with Kontron/PVB/Dual channel/4.0M/168
| Invasive Blood Pressure Cable | IBP-CL-2PVB40 | Compatible with Colin/PVB/Dual channel/4.0M/LP06-0B
| Invasive Blood Pressure Cable | IBP-MEK-2PVB40 | Compatible with MEK/PVB/Dual channel/4.0M/144
| Invasive Blood Pressure Cable | IBP-HL-2PVB40 | Compatible with GE Hellige/PVB/Dual channel/4.0M/022
| Invasive Blood Pressure Cable | IBP-CSI-2PVB40 | Compatible with CSI/PVB/Dual channel/4.0M/LP05-0B
| Invasive Blood Pressure Cable | IBP-INF-2PVB40 | Compatible with Infinium/PVB/Dual channel/4.0M/340
| Invasive Blood Pressure Cable | IBP-MN-2PVB40 | Compatible with Mennen/PVB/Dual channel/4.0M/307
| Invasive Blood Pressure Cable | IBP-FDA-2PVB40 | Compatible with Fukuda Denshi/PVB/Dual channel/4.0M/320
| Invasive Blood Pressure Cable | IBP-FDB-2PVB40 | Compatible with Fukuda Denshi/PVB/Dual channel/4.0M/
| Invasive Blood Pressure Cable | IBP-ET-2PVB40 | Compatible with Emtel/PVB/Dual channel/4.0M/179
| Invasive Blood Pressure Cable | IBP-LT-2PVB40 | Compatible with L&T/PVB/Dual channel/4.0M/LP06-0B
| Invasive Blood Pressure Cable | IBP-SK-2PVB40 | Compatible with Stockert/PVB/Dual channel/4.0M/326
| Invasive Blood Pressure Cable | IBP-SR-2PVB40 | Compatible with Sarans/PVB/Dual channel/4.0M/LM05-G1B
| Invasive Blood Pressure Cable | IBP-KR-2PVB40 | Compatible with Kopran/PVB/Dual channel/4.0M/LP04-0B
| Invasive Blood Pressure Cable | IBP-ME-2PVB40 | Compatible with Maquet/PVB/Dual channel/4.0M/LM05-G0B
| Invasive Blood Pressure Cable | IBP-BR-2PVB40 | Compatible with Bard/PVB/Dual channel/4.0M/322
| Invasive Blood Pressure Cable | IBP-CM-2PVB40 | Compatible with Comen/PVB/Dual channel/4.0M/
| Invasive Blood Pressure Cable | IBP-IG-2PVB40 | Compatible with IGEL/PVB/Dual channel/4.0M/LP08-0R
| Invasive Blood Pressure Cable | IBP-GT-2PVB40 | Compatible with GuoTeng/PVB/Dual channel/4.0M/LP05-0B
| Invasive Blood Pressure Cable | IBP-SA-2PVB40 | Compatible with SanAW/PVB/Dual channel/4.0M/LP06-0B
| Invasive Blood Pressure Cable | IBP-FS-2PVB40 | Compatible with Feas/PVB/Dual channel/4.0M/203
| Invasive Blood Pressure Cable | IBP-JJA-2PVB40 | Compatible with PVB/Dual channel/4.0M/LP04-0B
| Invasive Blood Pressure Cable | IBP-JJB-2PVB40 | Compatible with PVB/Dual channel/4.0M/
| Invasive Blood Pressure Cable | IBP-HY-2PVB40 | Compatible with PVB/Dual channel/4.0M/LP05-0B
| Invasive Blood Pressure Cable | IBP-AM-2MIR40 | Compatible with AAMI 6P/Mindray/Dual channel/4.0M/141
| Invasive Blood Pressure Cable | IBP-PH-2MIR40 | Compatible with Philips/Mindray/Dual channel/4.0M/053
| Invasive Blood Pressure Cable | IBP-MQ-2MIR40 | Compatible with GE Marquette/Mindray/Dual channel/4.0M/004
| Invasive Blood Pressure Cable | IBP-GE-2MIR40 | Compatible with GE/Mindray/Dual channel/4.0M/322
| Invasive Blood Pressure Cable | IBP-DX-2MIR40 | Compatible with Datex/Mindray/Dual channel/4.0M/008
| Invasive Blood Pressure Cable | IBP-SL-2MIR40 | Compatible with Spacelabs/Mindray/Dual channel/4.0M/114
| Invasive Blood Pressure Cable | IBP-NKA-2MIR40 | Compatible with Nihon Kohden/Mindray/Dual channel/4.0M/105
| Invasive Blood Pressure Cable | IBP-NKB-2MIR40 | Compatible with Nihon Kohden/Mindray/Dual channel/4.0M/108
| Invasive Blood Pressure Cable | IBP-NKC-2MIR40 | Compatible with Nihon Kohden/Mindray/Dual channel/4.0M/LP06-60B
| Invasive Blood Pressure Cable | IBP-DGA-2MIR40 | Compatible with Draeger-Siemens/Mindray/Dual channel/4.0M/092
| Invasive Blood Pressure Cable | IBP-DGB-2MIR40 | Compatible with Draeger-Siemens/Mindray/Dual channel/4.0M/083
| Invasive Blood Pressure Cable | IBP-DGC-2MIR40 | Compatible with Draeger/Mindray/Dual channel/4.0M/095
| Invasive Blood Pressure Cable | IBP-DGD-2MIR40 | Compatible with Draeger-Siemens/Mindray/Dual channel/4.0M/500
| Invasive Blood Pressure Cable | IBP-DGE-2MIR40 | Compatible with Draeger-Siemens/Mindray/Dual channel/4.0M/LP10-60B
| Invasive Blood Pressure Cable | IBP-MRA-2MIR40 | Compatible with Mindray/Mindray/Dual channel/4.0M/125
| Invasive Blood Pressure Cable | IBP-MRB-2MIR40 | Compatible with Mindray-Datascope/Mindray/Dual channel/4.0M/129
| Invasive Blood Pressure Cable | IBP-CR-2MIR40 | Compatible with GE Corometrics/Mindray/Dual channel/4.0M/162
| Invasive Blood Pressure Cable | IBP-DT-2MIR40 | Compatible with Datascope/Mindray/Dual channel/4.0M/131
| Invasive Blood Pressure Cable | IBP-BLT-2MIR40 | Compatible with Biolight/Mindray/Dual channel/4.0M/152
| Invasive Blood Pressure Cable | IBP-KTN-2MIR40 | Compatible with Kontron/Mindray/Dual channel/4.0M/168
| Invasive Blood Pressure Cable | IBP-CL-2MIR40 | Compatible with Colin/Mindray/Dual channel/4.0M/LP06-0B
| Invasive Blood Pressure Cable | IBP-MEK-2MIR40 | Compatible with MEK/Mindray/Dual channel/4.0M/144
| Invasive Blood Pressure Cable | IBP-HL-2MIR40 | Compatible with GE Hellige/Mindray/Dual channel/4.0M/022
| Invasive Blood Pressure Cable | IBP-CSI-2MIR40 | Compatible with CSI/Mindray/Dual channel/4.0M/LP05-0B
| Invasive Blood Pressure Cable | IBP-INF-2MIR40 | Compatible with Infinium/Mindray/Dual channel/4.0M/340
| Invasive Blood Pressure Cable | IBP-MN-2MIR40 | Compatible with Mennen/Mindray/Dual channel/4.0M/307
| Invasive Blood Pressure Cable | IBP-FDA-2MIR40 | Compatible with Fukuda Denshi/Mindray/Dual channel/4.0M/320
| Invasive Blood Pressure Cable | IBP-FDB-2MIR40 | Compatible with Fukuda Denshi/Mindray/Dual channel/4.0M/
| Invasive Blood Pressure Cable | IBP-ET-2MIR40 | Compatible with Emtel/Mindray/Dual channel/4.0M/179
| Invasive Blood Pressure Cable | IBP-LT-2MIR40 | Compatible with L&T/Mindray/Dual channel/4.0M/LP06-0B
| Invasive Blood Pressure Cable | IBP-SK-2MIR40 | Compatible with Stockert/Mindray/Dual channel/4.0M/326
| Invasive Blood Pressure Cable | IBP-SR-2MIR40 | Compatible with Sarans/Mindray/Dual channel/4.0M/LM05-G1B
| Invasive Blood Pressure Cable | IBP-KR-2MIR40 | Compatible with Kopran/Mindray/Dual channel/4.0M/LP04-0B
| Invasive Blood Pressure Cable | IBP-ME-2MIR40 | Compatible with Maquet/Mindray/Dual channel/4.0M/LM05-G0B
| Invasive Blood Pressure Cable | IBP-BR-2MIR40 | Compatible with Bard/Mindray/Dual channel/4.0M/322
| Invasive Blood Pressure Cable | IBP-CM-2MIR40 | Compatible with Comen/Mindray/Dual channel/4.0M/
| Invasive Blood Pressure Cable | IBP-IG-2MIR40 | Compatible with IGEL/Mindray/Dual channel/4.0M/LP08-0R
| Invasive Blood Pressure Cable | IBP-GT-2MIR40 | Compatible with GuoTeng/Mindray/Dual channel/4.0M/LP05-0B
| Invasive Blood Pressure Cable | IBP-SA-2MIR40 | Compatible with SanAW/Mindray/Dual channel/4.0M/LP06-0B
| Invasive Blood Pressure Cable | IBP-FS-2MIR40 | Compatible with Feas/Mindray/Dual channel/4.0M/203
| Invasive Blood Pressure Cable | IBP-JJA-2MIR40 | Compatible with Mindray/Dual channel/4.0M/LP04-0B
| Invasive Blood Pressure Cable | IBP-JJB-2MIR40 | Compatible with Mindray/Dual channel/4.0M/
| Invasive Blood Pressure Cable | IBP-HY-2MIR40 | Compatible with Mindray/Dual channel/4.0M/LP05-0B
| Invasive Blood Pressure Cable | IBP-AM-2AG40 | Compatible with AAMI 6P/Argon/Dual channel/4.0M/141
| Invasive Blood Pressure Cable | IBP-PH-2AG40 | Compatible with Philips/Argon/Dual channel/4.0M/053
| Invasive Blood Pressure Cable | IBP-MQ-2AG40 | Compatible with GE Marquette/Argon/Dual channel/4.0M/004
| Invasive Blood Pressure Cable | IBP-GE-2AG40 | Compatible with GE/Argon/Dual channel/4.0M/322
| Invasive Blood Pressure Cable | IBP-DX-2AG40 | Compatible with Datex/Argon/Dual channel/4.0M/008
| Invasive Blood Pressure Cable | IBP-SL-2AG40 | Compatible with Spacelabs/Argon/Dual channel/4.0M/114
| Invasive Blood Pressure Cable | IBP-NKA-2AG40 | Compatible with Nihon Kohden/Argon/Dual channel/4.0M/105
| Invasive Blood Pressure Cable | IBP-NKB-2AG40 | Compatible with Nihon Kohden/Argon/Dual channel/4.0M/108
| Invasive Blood Pressure Cable | IBP-NKC-2AG40 | Compatible with Nihon Kohden/Argon/Dual channel/4.0M/LP06-60B
| Invasive Blood Pressure Cable | IBP-DGA-2AG40 | Compatible with Draeger-Siemens/Argon/Dual channel/4.0M/092
| Invasive Blood Pressure Cable | IBP-DGB-2AG40 | Compatible with Draeger-Siemens/Argon/Dual channel/4.0M/083
| Invasive Blood Pressure Cable | IBP-DGC-2AG40 | Compatible with Draeger/Argon/Dual channel/4.0M/095
| Invasive Blood Pressure Cable | IBP-DGD-2AG40 | Compatible with Draeger-Siemens/Argon/Dual channel/4.0M/500
| Invasive Blood Pressure Cable | IBP-DGE-2AG40 | Compatible with Draeger-Siemens/Argon/Dual channel/4.0M/LP10-60B
| Invasive Blood Pressure Cable | IBP-MRA-2AG40 | Compatible with Mindray/Argon/Dual channel/4.0M/125
| Invasive Blood Pressure Cable | IBP-MRB-2AG40 | Compatible with Mindray-Datascope/Argon/Dual channel/4.0M/129
| Invasive Blood Pressure Cable | IBP-CR-2AG40 | Compatible with GE Corometrics/Argon/Dual channel/4.0M/162
| Invasive Blood Pressure Cable | IBP-DT-2AG40 | Compatible with Datascope/Argon/Dual channel/4.0M/131
| Invasive Blood Pressure Cable | IBP-BLT-2AG40 | Compatible with Biolight/Argon/Dual channel/4.0M/152
| Invasive Blood Pressure Cable | IBP-KTN-2AG40 | Compatible with Kontron/Argon/Dual channel/4.0M/168
| Invasive Blood Pressure Cable | IBP-CL-2AG40 | Compatible with Colin/Argon/Dual channel/4.0M/LP06-0B
| Invasive Blood Pressure Cable | IBP-MEK-2AG40 | Compatible with MEK/Argon/Dual channel/4.0M/144
| Invasive Blood Pressure Cable | IBP-HL-2AG40 | Compatible with GE Hellige/Argon/Dual channel/4.0M/022
| Invasive Blood Pressure Cable | IBP-CSI-2AG40 | Compatible with CSI/Argon/Dual channel/4.0M/LP05-0B
| Invasive Blood Pressure Cable | IBP-INF-2AG40 | Compatible with Infinium/Argon/Dual channel/4.0M/340
| Invasive Blood Pressure Cable | IBP-MN-2AG40 | Compatible with Mennen/Argon/Dual channel/4.0M/307
| Invasive Blood Pressure Cable | IBP-FDA-2AG40 | Compatible with Fukuda Denshi/Argon/Dual channel/4.0M/320
| Invasive Blood Pressure Cable | IBP-FDB-2AG40 | Compatible with Fukuda Denshi/Argon/Dual channel/4.0M/
| Invasive Blood Pressure Cable | IBP-ET-2AG40 | Compatible with Emtel/Argon/Dual channel/4.0M/179
| Invasive Blood Pressure Cable | IBP-LT-2AG40 | Compatible with L&T/Argon/Dual channel/4.0M/LP06-0B
| Invasive Blood Pressure Cable | IBP-SK-2AG40 | Compatible with Stockert/Argon/Dual channel/4.0M/326
| Invasive Blood Pressure Cable | IBP-SR-2AG40 | Compatible with Sarans/Argon/Dual channel/4.0M/LM05-G1B
| Invasive Blood Pressure Cable | IBP-KR-2AG40 | Compatible with Kopran/Argon/Dual channel/4.0M/LP04-0B
| Invasive Blood Pressure Cable | IBP-ME-2AG40 | Compatible with Maquet/Argon/Dual channel/4.0M/LM05-G0B
| Invasive Blood Pressure Cable | IBP-BR-2AG40 | Compatible with Bard/Argon/Dual channel/4.0M/322
| Invasive Blood Pressure Cable | IBP-CM-2AG40 | Compatible with Comen/Argon/Dual channel/4.0M/
| Invasive Blood Pressure Cable | IBP-IG-2AG40 | Compatible with IGEL/Argon/Dual channel/4.0M/LP08-0R
| Invasive Blood Pressure Cable | IBP-GT-2AG40 | Compatible with GuoTeng/Argon/Dual channel/4.0M/LP05-0B
| Invasive Blood Pressure Cable | IBP-SA-2AG40 | Compatible with SanAW/Argon/Dual channel/4.0M/LP06-0B
| Invasive Blood Pressure Cable | IBP-FS-2AG40 | Compatible with Feas/Argon/Dual channel/4.0M/203
| Invasive Blood Pressure Cable | IBP-JJA-2AG40 | Compatible with Argon/Dual channel/4.0M/LP04-0B
| Invasive Blood Pressure Cable | IBP-JJB-2AG40 | Compatible with Argon/Dual channel/4.0M/
| Invasive Blood Pressure Cable | IBP-HY-2AG40 | Compatible with Argon/Dual channel/4.0M/LP05-0B
| Invasive Blood Pressure Cable | IBP-AM-2USBAM40 | Compatible with AAMI 6P/USBAM/Dual channel/4.0M/141
| Invasive Blood Pressure Cable | IBP-PH-2USBAM40 | Compatible with Philips/USBAM/Dual channel/4.0M/053
| Invasive Blood Pressure Cable | IBP-MQ-2USBAM40 | Compatible with GE Marquette/USBAM/Dual channel/4.0M/004
| Invasive Blood Pressure Cable | IBP-GE-2USBAM40 | Compatible with GE/USBAM/Dual channel/4.0M/322
| Invasive Blood Pressure Cable | IBP-DX-2USBAM40 | Compatible with Datex/USBAM/Dual channel/4.0M/008
| Invasive Blood Pressure Cable | IBP-SL-2USBAM40 | Compatible with Spacelabs/USBAM/Dual channel/4.0M/114
| Invasive Blood Pressure Cable | IBP-NKA-2USBAM40 | Compatible with Nihon Kohden/USBAM/Dual channel/4.0M/105
| Invasive Blood Pressure Cable | IBP-NKB-2USBAM40 | Compatible with Nihon Kohden/USBAM/Dual channel/4.0M/108
| Invasive Blood Pressure Cable | IBP-NKC-2USBAM40 | Compatible with Nihon Kohden/USBAM/Dual channel/4.0M/LP06-60B
| Invasive Blood Pressure Cable | IBP-DGA-2USBAM40 | Compatible with Draeger-Siemens/USBAM/Dual channel/4.0M/092
| Invasive Blood Pressure Cable | IBP-DGB-2USBAM40 | Compatible with Draeger-Siemens/USBAM/Dual channel/4.0M/083
| Invasive Blood Pressure Cable | IBP-DGC-2USBAM40 | Compatible with Draeger/USBAM/Dual channel/4.0M/095
| Invasive Blood Pressure Cable | IBP-DGD-2USBAM40 | Compatible with Draeger-Siemens/USBAM/Dual channel/4.0M/500
| Invasive Blood Pressure Cable | IBP-DGE-2USBAM40 | Compatible with Draeger-Siemens/USBAM/Dual channel/4.0M/LP10-60B
| Invasive Blood Pressure Cable | IBP-MRA-2USBAM40 | Compatible with Mindray/USBAM/Dual channel/4.0M/125
| Invasive Blood Pressure Cable | IBP-MRB-2USBAM40 | Compatible with Mindray-Datascope/USBAM/Dual channel/4.0M/129
| Invasive Blood Pressure Cable | IBP-CR-2USBAM40 | Compatible with GE Corometrics/USBAM/Dual channel/4.0M/162
| Invasive Blood Pressure Cable | IBP-DT-2USBAM40 | Compatible with Datascope/USBAM/Dual channel/4.0M/131
| Invasive Blood Pressure Cable | IBP-BLT-2USBAM40 | Compatible with Biolight/USBAM/Dual channel/4.0M/152
| Invasive Blood Pressure Cable | IBP-KTN-2USBAM40 | Compatible with Kontron/USBAM/Dual channel/4.0M/168
| Invasive Blood Pressure Cable | IBP-CL-2USBAM40 | Compatible with Colin/USBAM/Dual channel/4.0M/LP06-0B
| Invasive Blood Pressure Cable | IBP-MEK-2USBAM40 | Compatible with MEK/USBAM/Dual channel/4.0M/144
| Invasive Blood Pressure Cable | IBP-HL-2USBAM40 | Compatible with GE Hellige/USBAM/Dual channel/4.0M/022
| Invasive Blood Pressure Cable | IBP-CSI-2USBAM40 | Compatible with CSI/USBAM/Dual channel/4.0M/LP05-0B
| Invasive Blood Pressure Cable | IBP-INF-2USBAM40 | Compatible with Infinium/USBAM/Dual channel/4.0M/340
| Invasive Blood Pressure Cable | IBP-MN-2USBAM40 | Compatible with Mennen/USBAM/Dual channel/4.0M/307
| Invasive Blood Pressure Cable | IBP-FDA-2USBAM40 | Compatible with Fukuda Denshi/USBAM/Dual channel/4.0M/320
| Invasive Blood Pressure Cable | IBP-FDB-2USBAM40 | Compatible with Fukuda Denshi/USBAM/Dual channel/4.0M/
| Invasive Blood Pressure Cable | IBP-ET-2USBAM40 | Compatible with Emtel/USBAM/Dual channel/4.0M/179
| Invasive Blood Pressure Cable | IBP-LT-2USBAM40 | Compatible with L&T/USBAM/Dual channel/4.0M/LP06-0B
| Invasive Blood Pressure Cable | IBP-SK-2USBAM40 | Compatible with Stockert/USBAM/Dual channel/4.0M/326
| Invasive Blood Pressure Cable | IBP-SR-2USBAM40 | Compatible with Sarans/USBAM/Dual channel/4.0M/LM05-G1B
| Invasive Blood Pressure Cable | IBP-KR-2USBAM40 | Compatible with Kopran/USBAM/Dual channel/4.0M/LP04-0B
| Invasive Blood Pressure Cable | IBP-ME-2USBAM40 | Compatible with Maquet/USBAM/Dual channel/4.0M/LM05-G0B
| Invasive Blood Pressure Cable | IBP-BR-2USBAM40 | Compatible with Bard/USBAM/Dual channel/4.0M/322
| Invasive Blood Pressure Cable | IBP-CM-2USBAM40 | Compatible with Comen/USBAM/Dual channel/4.0M/
| Invasive Blood Pressure Cable | IBP-IG-2USBAM40 | Compatible with IGEL/USBAM/Dual channel/4.0M/LP08-0R
| Invasive Blood Pressure Cable | IBP-GT-2USBAM40 | Compatible with GuoTeng/USBAM/Dual channel/4.0M/LP05-0B
| Invasive Blood Pressure Cable | IBP-SA-2USBAM40 | Compatible with SanAW/USBAM/Dual channel/4.0M/LP06-0B
| Invasive Blood Pressure Cable | IBP-FS-2USBAM40 | Compatible with Feas/USBAM/Dual channel/4.0M/203
| Invasive Blood Pressure Cable | IBP-JJA-2USBAM40 | Compatible with USBAM/Dual channel/4.0M/LP04-0B
| Invasive Blood Pressure Cable | IBP-JJB-2USBAM40 | Compatible with USBAM/Dual channel/4.0M/
| Invasive Blood Pressure Cable | IBP-HY-2USBAM40 | Compatible with USBAM/Dual channel/4.0M/LP05-0B
| Invasive Blood Pressure Cable | IBP-AM-2MD40 | Compatible with AAMI 6P/MD6M/Dual channel/4.0M/141
| Invasive Blood Pressure Cable | IBP-PH-2MD40 | Compatible with Philips/MD6M/Dual channel/4.0M/053
| Invasive Blood Pressure Cable | IBP-MQ-2MD40 | Compatible with GE Marquette/MD6M/Dual channel/4.0M/004
| Invasive Blood Pressure Cable | IBP-GE-2MD40 | Compatible with GE/MD6M/Dual channel/4.0M/322
| Invasive Blood Pressure Cable | IBP-DX-2MD40 | Compatible with Datex/MD6M/Dual channel/4.0M/008
| Invasive Blood Pressure Cable | IBP-SL-2MD40 | Compatible with Spacelabs/MD6M/Dual channel/4.0M/114
| Invasive Blood Pressure Cable | IBP-NKA-2MD40 | Compatible with Nihon Kohden/MD6M/Dual channel/4.0M/105
| Invasive Blood Pressure Cable | IBP-NKB-2MD40 | Compatible with Nihon Kohden/MD6M/Dual channel/4.0M/108
| Invasive Blood Pressure Cable | IBP-NKC-2MD40 | Compatible with Nihon Kohden/MD6M/Dual channel/4.0M/LP06-60B
| Invasive Blood Pressure Cable | IBP-DGA-2MD40 | Compatible with Draeger-Siemens/MD6M/Dual channel/4.0M/092
| Invasive Blood Pressure Cable | IBP-DGB-2MD40 | Compatible with Draeger-Siemens/MD6M/Dual channel/4.0M/083
| Invasive Blood Pressure Cable | IBP-DGC-2MD40 | Compatible with Draeger/MD6M/Dual channel/4.0M/095
| Invasive Blood Pressure Cable | IBP-DGD-2MD40 | Compatible with Draeger-Siemens/MD6M/Dual channel/4.0M/500
| Invasive Blood Pressure Cable | IBP-DGE-2MD40 | Compatible with Draeger-Siemens/MD6M/Dual channel/4.0M/LP10-60B
| Invasive Blood Pressure Cable | IBP-MRA-2MD40 | Compatible with Mindray/MD6M/Dual channel/4.0M/125
| Invasive Blood Pressure Cable | IBP-MRB-2MD40 | Compatible with Mindray-Datascope/MD6M/Dual channel/4.0M/129
| Invasive Blood Pressure Cable | IBP-CR-2MD40 | Compatible with GE Corometrics/MD6M/Dual channel/4.0M/162
| Invasive Blood Pressure Cable | IBP-DT-2MD40 | Compatible with Datascope/MD6M/Dual channel/4.0M/131
| Invasive Blood Pressure Cable | IBP-BLT-2MD40 | Compatible with Biolight/MD6M/Dual channel/4.0M/152
| Invasive Blood Pressure Cable | IBP-KTN-2MD40 | Compatible with Kontron/MD6M/Dual channel/4.0M/168
| Invasive Blood Pressure Cable | IBP-CL-2MD40 | Compatible with Colin/MD6M/Dual channel/4.0M/LP06-0B
| Invasive Blood Pressure Cable | IBP-MEK-2MD40 | Compatible with MEK/MD6M/Dual channel/4.0M/144
| Invasive Blood Pressure Cable | IBP-HL-2MD40 | Compatible with GE Hellige/MD6M/Dual channel/4.0M/022
| Invasive Blood Pressure Cable | IBP-CSI-2MD40 | Compatible with CSI/MD6M/Dual channel/4.0M/LP05-0B
| Invasive Blood Pressure Cable | IBP-INF-2MD40 | Compatible with Infinium/MD6M/Dual channel/4.0M/340
| Invasive Blood Pressure Cable | IBP-MN-2MD40 | Compatible with Mennen/MD6M/Dual channel/4.0M/307
| Invasive Blood Pressure Cable | IBP-FDA-2MD40 | Compatible with Fukuda Denshi/MD6M/Dual channel/4.0M/320
| Invasive Blood Pressure Cable | IBP-FDB-2MD40 | Compatible with Fukuda Denshi/MD6M/Dual channel/4.0M/
| Invasive Blood Pressure Cable | IBP-ET-2MD40 | Compatible with Emtel/MD6M/Dual channel/4.0M/179
| Invasive Blood Pressure Cable | IBP-LT-2MD40 | Compatible with L&T/MD6M/Dual channel/4.0M/LP06-0B
| Invasive Blood Pressure Cable | IBP-SK-2MD40 | Compatible with Stockert/MD6M/Dual channel/4.0M/326
| Invasive Blood Pressure Cable | IBP-SR-2MD40 | Compatible with Sarans/MD6M/Dual channel/4.0M/LM05-G1B
| Invasive Blood Pressure Cable | IBP-KR-2MD40 | Compatible with Kopran/MD6M/Dual channel/4.0M/LP04-0B
| Invasive Blood Pressure Cable | IBP-ME-2MD40 | Compatible with Maquet/MD6M/Dual channel/4.0M/LM05-G0B
| Invasive Blood Pressure Cable | IBP-BR-2MD40 | Compatible with Bard/MD6M/Dual channel/4.0M/322
| Invasive Blood Pressure Cable | IBP-CM-2MD40 | Compatible with Comen/MD6M/Dual channel/4.0M/
| Invasive Blood Pressure Cable | IBP-IG-2MD40 | Compatible with IGEL/MD6M/Dual channel/4.0M/LP08-0R
| Invasive Blood Pressure Cable | IBP-GT-2MD40 | Compatible with GuoTeng/MD6M/Dual channel/4.0M/LP05-0B
| Invasive Blood Pressure Cable | IBP-SA-2MD40 | Compatible with SanAW/MD6M/Dual channel/4.0M/LP06-0B
| Invasive Blood Pressure Cable | IBP-FS-2MD40 | Compatible with Feas/MD6M/Dual channel/4.0M/203
| Invasive Blood Pressure Cable | IBP-JJA-2MD40 | Compatible with MD6M/Dual channel/4.0M/LP04-0B
| Invasive Blood Pressure Cable | IBP-JJB-2MD40 | Compatible with MD6M/Dual channel/4.0M/
| Invasive Blood Pressure Cable | IBP-HY-2MD40 | Compatible with MD6M/Dual channel/4.0M/LP05-0B
| Invasive Blood Pressure Cable | IBP-3MQ-3EW40 | Compatible with GE Marquette/Edwards/Three channels/4.0M/004