## Sheet1
Part Number |  | DescriptionExtra | Original Description | OperaDescription | paperworkdescription & pricedesc | Supplier Description
6015000 | Invasive Blood Pressure Cable | IBP-AM-MXT40 | Compatible with AAMI 6P/Medex-TranStar/4.0M/141B | Invasive Blood Pressure Cable Compatible with AAMI 6P - Medex-TranStar - Length: 4.0m - 141B | Invasive Blood Pressure Cable{R}Compatible with AAMI 6P - Medex-TranStar{R}Length: 4.0m - 141B{R}REF: IBP-AM-MXT40 | Invasive Blood Pressure Cable Compatible with AAMI 6P/Medex-TranStar/4.0M/141B
6015001 | Invasive Blood Pressure Cable | IBP-PH-MXT40 | Compatible with Philips/Medex-TranStar/4.0M/053B | Invasive Blood Pressure Cable Compatible with Philips - Medex-TranStar - Length: 4.0m - 053B | Invasive Blood Pressure Cable{R}Compatible with Philips - Medex-TranStar{R}Length: 4.0m - 053B{R}REF: IBP-PH-MXT40 | Invasive Blood Pressure Cable Compatible with Philips/Medex-TranStar/4.0M/053B
6015002 | Invasive Blood Pressure Cable | IBP-MQ-MXT40 | Compatible with GE Marquette/Medex-TranStar/4.0M/004 | Invasive Blood Pressure Cable Compatible with GE Marquette - Medex-TranStar - Length: 4.0m - 004 | Invasive Blood Pressure Cable{R}Compatible with GE Marquette - Medex-TranStar{R}Length: 4.0m - 004{R}REF: IBP-MQ-MXT40 | Invasive Blood Pressure Cable Compatible with GE Marquette/Medex-TranStar/4.0M/004
6015003 | Invasive Blood Pressure Cable | IBP-GE-MXT40 | Compatible with GE/Medex-TranStar/4.0M/322S | Invasive Blood Pressure Cable Compatible with GE - Medex-TranStar - Length: 4.0m - 322S | Invasive Blood Pressure Cable{R}Compatible with GE - Medex-TranStar{R}Length: 4.0m - 322S{R}REF: IBP-GE-MXT40 | Invasive Blood Pressure Cable Compatible with GE/Medex-TranStar/4.0M/322S
6015004 | Invasive Blood Pressure Cable | IBP-DX-MXT40 | Compatible with Datex/Medex-TranStar/4.0M/008B | Invasive Blood Pressure Cable Compatible with Datex - Medex-TranStar - Length: 4.0m - 008B | Invasive Blood Pressure Cable{R}Compatible with Datex - Medex-TranStar{R}Length: 4.0m - 008B{R}REF: IBP-DX-MXT40 | Invasive Blood Pressure Cable Compatible with Datex/Medex-TranStar/4.0M/008B
6015005 | Invasive Blood Pressure Cable | IBP-SL-MXT40 | Compatible with Spacelabs/Medex-TranStar/4.0M/114 | Invasive Blood Pressure Cable Compatible with Spacelabs - Medex-TranStar - Length: 4.0m - 114 | Invasive Blood Pressure Cable{R}Compatible with Spacelabs - Medex-TranStar{R}Length: 4.0m - 114{R}REF: IBP-SL-MXT40 | Invasive Blood Pressure Cable Compatible with Spacelabs/Medex-TranStar/4.0M/114
6015006 | Invasive Blood Pressure Cable | IBP-NKA-MXT40 | Compatible with Nihon Kohden/Medex-TranStar/4.0M/105 | Invasive Blood Pressure Cable Compatible with Nihon Kohden - Medex-TranStar - Length: 4.0m - 105 | Invasive Blood Pressure Cable{R}Compatible with Nihon Kohden - Medex-TranStar{R}Length: 4.0m - 105{R}REF: IBP-NKA-MXT40 | Invasive Blood Pressure Cable Compatible with Nihon Kohden/Medex-TranStar/4.0M/105
6015007 | Invasive Blood Pressure Cable | IBP-NKB-MXT40 | Compatible with Nihon Kohden/Medex-TranStar/4.0M/108 | Invasive Blood Pressure Cable Compatible with Nihon Kohden - Medex-TranStar - Length: 4.0m - 108 | Invasive Blood Pressure Cable{R}Compatible with Nihon Kohden - Medex-TranStar{R}Length: 4.0m - 108{R}REF: IBP-NKB-MXT40 | Invasive Blood Pressure Cable Compatible with Nihon Kohden/Medex-TranStar/4.0M/108
6015008 | Invasive Blood Pressure Cable | IBP-NKC-MXT40 | Compatible with Nihon Kohden/Medex-TranStar/4.0M/LP06-60B | Invasive Blood Pressure Cable Compatible with Nihon Kohden - Medex-TranStar - Length: 4.0m - LP06-60B | Invasive Blood Pressure Cable{R}Compatible with Nihon Kohden - Medex-TranStar{R}Length: 4.0m - LP06-60B{R}REF: IBP-NKC-MXT40 | Invasive Blood Pressure Cable Compatible with Nihon Kohden/Medex-TranStar/4.0M/LP06-60B
6015009 | Invasive Blood Pressure Cable | IBP-DGA-MXT40 | Compatible with Draeger-Siemens/Medex-TranStar/4.0M/092S | Invasive Blood Pressure Cable Compatible with Draeger-Siemens - Medex-TranStar - Length: 4.0m - 092S | Invasive Blood Pressure Cable{R}Compatible with Draeger-Siemens - Medex-TranStar{R}Length: 4.0m - 092S{R}REF: IBP-DGA-MXT40 | Invasive Blood Pressure Cable Compatible with Draeger-Siemens/Medex-TranStar/4.0M/092S
6015010 | Invasive Blood Pressure Cable | IBP-DGB-MXT40 | Compatible with Draeger-Siemens/Medex-TranStar/4.0M/083 | Invasive Blood Pressure Cable Compatible with Draeger-Siemens - Medex-TranStar - Length: 4.0m - 083 | Invasive Blood Pressure Cable{R}Compatible with Draeger-Siemens - Medex-TranStar{R}Length: 4.0m - 083{R}REF: IBP-DGB-MXT40 | Invasive Blood Pressure Cable Compatible with Draeger-Siemens/Medex-TranStar/4.0M/083
6015011 | Invasive Blood Pressure Cable | IBP-DGC-MXT40 | Compatible with Draeger/Medex-TranStar/4.0M/097S | Invasive Blood Pressure Cable Compatible with Draeger - Medex-TranStar - Length: 4.0m - 097S | Invasive Blood Pressure Cable{R}Compatible with Draeger - Medex-TranStar{R}Length: 4.0m - 097S{R}REF: IBP-DGC-MXT40 | Invasive Blood Pressure Cable Compatible with Draeger/Medex-TranStar/4.0M/097S
6015012 | Invasive Blood Pressure Cable | IBP-DGD-MXT40 | Compatible with Draeger-Siemens/Medex-TranStar/4.0M/500 | Invasive Blood Pressure Cable Compatible with Draeger-Siemens - Medex-TranStar - Length: 4.0m - 500 | Invasive Blood Pressure Cable{R}Compatible with Draeger-Siemens - Medex-TranStar{R}Length: 4.0m - 500{R}REF: IBP-DGD-MXT40 | Invasive Blood Pressure Cable Compatible with Draeger-Siemens/Medex-TranStar/4.0M/500
6015013 | Invasive Blood Pressure Cable | IBP-DGE-MXT40 | Compatible with Draeger-Siemens/Medex-TranStar/4.0M/LP10-60B | Invasive Blood Pressure Cable Compatible with Draeger-Siemens - Medex-TranStar - Length: 4.0m - LP10-60B | Invasive Blood Pressure Cable{R}Compatible with Draeger-Siemens - Medex-TranStar{R}Length: 4.0m - LP10-60B{R}REF: IBP-DGE-MXT40 | Invasive Blood Pressure Cable Compatible with Draeger-Siemens/Medex-TranStar/4.0M/LP10-60B
6015014 | Invasive Blood Pressure Cable | IBP-MRA-MXT40 | Compatible with Mindray/Medex-TranStar/4.0M/125S | Invasive Blood Pressure Cable Compatible with Mindray - Medex-TranStar - Length: 4.0m - 125S | Invasive Blood Pressure Cable{R}Compatible with Mindray - Medex-TranStar{R}Length: 4.0m - 125S{R}REF: IBP-MRA-MXT40 | Invasive Blood Pressure Cable Compatible with Mindray/Medex-TranStar/4.0M/125S
6015015 | Invasive Blood Pressure Cable | IBP-MRB-MXT40 | Compatible with Mindray-Datascope/Medex-TranStar/4.0M/129 | Invasive Blood Pressure Cable Compatible with Mindray-Datascope - Medex-TranStar - Length: 4.0m - 129 | Invasive Blood Pressure Cable{R}Compatible with Mindray-Datascope - Medex-TranStar{R}Length: 4.0m - 129{R}REF: IBP-MRB-MXT40 | Invasive Blood Pressure Cable Compatible with Mindray-Datascope/Medex-TranStar/4.0M/129
6015016 | Invasive Blood Pressure Cable | IBP-CR-MXT40 | Compatible with GE Corometrics/Medex-TranStar/4.0M/162B | Invasive Blood Pressure Cable Compatible with GE Corometrics - Medex-TranStar - Length: 4.0m - 162B | Invasive Blood Pressure Cable{R}Compatible with GE Corometrics - Medex-TranStar{R}Length: 4.0m - 162B{R}REF: IBP-CR-MXT40 | Invasive Blood Pressure Cable Compatible with GE Corometrics/Medex-TranStar/4.0M/162B
6015017 | Invasive Blood Pressure Cable | IBP-DT-MXT40 | Compatible with Datascope/Medex-TranStar/4.0M/131S | Invasive Blood Pressure Cable Compatible with Datascope - Medex-TranStar - Length: 4.0m - 131S | Invasive Blood Pressure Cable{R}Compatible with Datascope - Medex-TranStar{R}Length: 4.0m - 131S{R}REF: IBP-DT-MXT40 | Invasive Blood Pressure Cable Compatible with Datascope/Medex-TranStar/4.0M/131S
6015018 | Invasive Blood Pressure Cable | IBP-BLT-MXT40 | Compatible with Biolight/Medex-TranStar/4.0M/152 | Invasive Blood Pressure Cable Compatible with Biolight - Medex-TranStar - Length: 4.0m - 152 | Invasive Blood Pressure Cable{R}Compatible with Biolight - Medex-TranStar{R}Length: 4.0m - 152{R}REF: IBP-BLT-MXT40 | Invasive Blood Pressure Cable Compatible with Biolight/Medex-TranStar/4.0M/152
6015019 | Invasive Blood Pressure Cable | IBP-KTN-MXT40 | Compatible with Kontron/Medex-TranStar/4.0M/168B | Invasive Blood Pressure Cable Compatible with Kontron - Medex-TranStar - Length: 4.0m - 168B | Invasive Blood Pressure Cable{R}Compatible with Kontron - Medex-TranStar{R}Length: 4.0m - 168B{R}REF: IBP-KTN-MXT40 | Invasive Blood Pressure Cable Compatible with Kontron/Medex-TranStar/4.0M/168B
6015020 | Invasive Blood Pressure Cable | IBP-CL-MXT40 | Compatible with Colin/Medex-TranStar/4.0M/LP06-0B | Invasive Blood Pressure Cable Compatible with Colin - Medex-TranStar - Length: 4.0m - LP06-0B | Invasive Blood Pressure Cable{R}Compatible with Colin - Medex-TranStar{R}Length: 4.0m - LP06-0B{R}REF: IBP-CL-MXT40 | Invasive Blood Pressure Cable Compatible with Colin/Medex-TranStar/4.0M/LP06-0B
6015021 | Invasive Blood Pressure Cable | IBP-MEK-MXT40 | Compatible with MEK/Medex-TranStar/4.0M/144B | Invasive Blood Pressure Cable Compatible with MEK - Medex-TranStar - Length: 4.0m - 144B | Invasive Blood Pressure Cable{R}Compatible with MEK - Medex-TranStar{R}Length: 4.0m - 144B{R}REF: IBP-MEK-MXT40 | Invasive Blood Pressure Cable Compatible with MEK/Medex-TranStar/4.0M/144B
6015022 | Invasive Blood Pressure Cable | IBP-HL-MXT40 | Compatible with GE Hellige/Medex-TranStar/4.0M/022S | Invasive Blood Pressure Cable Compatible with GE Hellige - Medex-TranStar - Length: 4.0m - 022S | Invasive Blood Pressure Cable{R}Compatible with GE Hellige - Medex-TranStar{R}Length: 4.0m - 022S{R}REF: IBP-HL-MXT40 | Invasive Blood Pressure Cable Compatible with GE Hellige/Medex-TranStar/4.0M/022S
6015023 | Invasive Blood Pressure Cable | IBP-CSI-MXT40 | Compatible with CSI/Medex-TranStar/4.0M/LP05-0B | Invasive Blood Pressure Cable Compatible with CSI - Medex-TranStar - Length: 4.0m - LP05-0B | Invasive Blood Pressure Cable{R}Compatible with CSI - Medex-TranStar{R}Length: 4.0m - LP05-0B{R}REF: IBP-CSI-MXT40 | Invasive Blood Pressure Cable Compatible with CSI/Medex-TranStar/4.0M/LP05-0B
6015024 | Invasive Blood Pressure Cable | IBP-INF-MXT40 | Compatible with Infinium/Medex-TranStar/4.0M/340S | Invasive Blood Pressure Cable Compatible with Infinium - Medex-TranStar - Length: 4.0m - 340S | Invasive Blood Pressure Cable{R}Compatible with Infinium - Medex-TranStar{R}Length: 4.0m - 340S{R}REF: IBP-INF-MXT40 | Invasive Blood Pressure Cable Compatible with Infinium/Medex-TranStar/4.0M/340S
6015025 | Invasive Blood Pressure Cable | IBP-MN-MXT40 | Compatible with Mennen/Medex-TranStar/4.0M/307S | Invasive Blood Pressure Cable Compatible with Mennen - Medex-TranStar - Length: 4.0m - 307S | Invasive Blood Pressure Cable{R}Compatible with Mennen - Medex-TranStar{R}Length: 4.0m - 307S{R}REF: IBP-MN-MXT40 | Invasive Blood Pressure Cable Compatible with Mennen/Medex-TranStar/4.0M/307S
6015026 | Invasive Blood Pressure Cable | IBP-FDA-MXT40 | Compatible with Fukuda Denshi/Medex-TranStar/4.0M/320S | Invasive Blood Pressure Cable Compatible with Fukuda Denshi - Medex-TranStar - Length: 4.0m - 320S | Invasive Blood Pressure Cable{R}Compatible with Fukuda Denshi - Medex-TranStar{R}Length: 4.0m - 320S{R}REF: IBP-FDA-MXT40 | Invasive Blood Pressure Cable Compatible with Fukuda Denshi/Medex-TranStar/4.0M/320S
6015027 | Invasive Blood Pressure Cable | IBP-FDB-MXT40 | Compatible with Fukuda Denshi/Medex-TranStar/4.0M/ | Invasive Blood Pressure Cable Compatible with Fukuda Denshi - Medex-TranStar - Length: 4.0m - | Invasive Blood Pressure Cable{R}Compatible with Fukuda Denshi - Medex-TranStar{R}Length: 4.0m - {R}REF: IBP-FDB-MXT40 | Invasive Blood Pressure Cable Compatible with Fukuda Denshi/Medex-TranStar/4.0M/
6015028 | Invasive Blood Pressure Cable | IBP-ET-MXT40 | Compatible with Emtel/Medex-TranStar/4.0M/179B | Invasive Blood Pressure Cable Compatible with Emtel - Medex-TranStar - Length: 4.0m - 179B | Invasive Blood Pressure Cable{R}Compatible with Emtel - Medex-TranStar{R}Length: 4.0m - 179B{R}REF: IBP-ET-MXT40 | Invasive Blood Pressure Cable Compatible with Emtel/Medex-TranStar/4.0M/179B
6015029 | Invasive Blood Pressure Cable | IBP-LT-MXT40 | Compatible with L&T/Medex-TranStar/4.0M/LP06-0B | Invasive Blood Pressure Cable Compatible with L&T - Medex-TranStar - Length: 4.0m - LP06-0B | Invasive Blood Pressure Cable{R}Compatible with L&T - Medex-TranStar{R}Length: 4.0m - LP06-0B{R}REF: IBP-LT-MXT40 | Invasive Blood Pressure Cable Compatible with L&T/Medex-TranStar/4.0M/LP06-0B
6015030 | Invasive Blood Pressure Cable | IBP-SK-MXT40 | Compatible with Stockert/Medex-TranStar/4.0M/326 | Invasive Blood Pressure Cable Compatible with Stockert - Medex-TranStar - Length: 4.0m - 326 | Invasive Blood Pressure Cable{R}Compatible with Stockert - Medex-TranStar{R}Length: 4.0m - 326{R}REF: IBP-SK-MXT40 | Invasive Blood Pressure Cable Compatible with Stockert/Medex-TranStar/4.0M/326
6015031 | Invasive Blood Pressure Cable | IBP-SR-MXT40 | Compatible with Sarans/Medex-TranStar/4.0M/LM05-G1B | Invasive Blood Pressure Cable Compatible with Sarans - Medex-TranStar - Length: 4.0m - LM05-G1B | Invasive Blood Pressure Cable{R}Compatible with Sarans - Medex-TranStar{R}Length: 4.0m - LM05-G1B{R}REF: IBP-SR-MXT40 | Invasive Blood Pressure Cable Compatible with Sarans/Medex-TranStar/4.0M/LM05-G1B
6015032 | Invasive Blood Pressure Cable | IBP-KR-MXT40 | Compatible with Kopran/Medex-TranStar/4.0M/LP04-0B | Invasive Blood Pressure Cable Compatible with Kopran - Medex-TranStar - Length: 4.0m - LP04-0B | Invasive Blood Pressure Cable{R}Compatible with Kopran - Medex-TranStar{R}Length: 4.0m - LP04-0B{R}REF: IBP-KR-MXT40 | Invasive Blood Pressure Cable Compatible with Kopran/Medex-TranStar/4.0M/LP04-0B
6015033 | Invasive Blood Pressure Cable | IBP-ME-MXT40 | Compatible with Maquet/Medex-TranStar/4.0M/LM05-G0B | Invasive Blood Pressure Cable Compatible with Maquet - Medex-TranStar - Length: 4.0m - LM05-G0B | Invasive Blood Pressure Cable{R}Compatible with Maquet - Medex-TranStar{R}Length: 4.0m - LM05-G0B{R}REF: IBP-ME-MXT40 | Invasive Blood Pressure Cable Compatible with Maquet/Medex-TranStar/4.0M/LM05-G0B
6015034 | Invasive Blood Pressure Cable | IBP-BR-MXT40 | Compatible with Bard/Medex-TranStar/4.0M/322S | Invasive Blood Pressure Cable Compatible with Bard - Medex-TranStar - Length: 4.0m - 322S | Invasive Blood Pressure Cable{R}Compatible with Bard - Medex-TranStar{R}Length: 4.0m - 322S{R}REF: IBP-BR-MXT40 | Invasive Blood Pressure Cable Compatible with Bard/Medex-TranStar/4.0M/322S
6015035 | Invasive Blood Pressure Cable | IBP-CM-MXT40 | Compatible with Comen/Medex-TranStar/4.0M/LP06-40G | Invasive Blood Pressure Cable Compatible with Comen - Medex-TranStar - Length: 4.0m - LP06-40G | Invasive Blood Pressure Cable{R}Compatible with Comen - Medex-TranStar{R}Length: 4.0m - LP06-40G{R}REF: IBP-CM-MXT40 | Invasive Blood Pressure Cable Compatible with Comen/Medex-TranStar/4.0M/LP06-40G
6015036 | Invasive Blood Pressure Cable | IBP-IG-MXT40 | Compatible with IGEL/Medex-TranStar/4.0M/LP08-0R | Invasive Blood Pressure Cable Compatible with IGEL - Medex-TranStar - Length: 4.0m - LP08-0R | Invasive Blood Pressure Cable{R}Compatible with IGEL - Medex-TranStar{R}Length: 4.0m - LP08-0R{R}REF: IBP-IG-MXT40 | Invasive Blood Pressure Cable Compatible with IGEL/Medex-TranStar/4.0M/LP08-0R
6015037 | Invasive Blood Pressure Cable | IBP-GT-MXT40 | Compatible with GuoTeng/Medex-TranStar/4.0M/LP05-0B | Invasive Blood Pressure Cable Compatible with GuoTeng - Medex-TranStar - Length: 4.0m - LP05-0B | Invasive Blood Pressure Cable{R}Compatible with GuoTeng - Medex-TranStar{R}Length: 4.0m - LP05-0B{R}REF: IBP-GT-MXT40 | Invasive Blood Pressure Cable Compatible with GuoTeng/Medex-TranStar/4.0M/LP05-0B
6015038 | Invasive Blood Pressure Cable | IBP-SA-MXT40 | Compatible with SanAW/Medex-TranStar/4.0M/LP06-0B | Invasive Blood Pressure Cable Compatible with SanAW - Medex-TranStar - Length: 4.0m - LP06-0B | Invasive Blood Pressure Cable{R}Compatible with SanAW - Medex-TranStar{R}Length: 4.0m - LP06-0B{R}REF: IBP-SA-MXT40 | Invasive Blood Pressure Cable Compatible with SanAW/Medex-TranStar/4.0M/LP06-0B
6015039 | Invasive Blood Pressure Cable | IBP-FS-MXT40 | Compatible with Feas/Medex-TranStar/4.0M/203 | Invasive Blood Pressure Cable Compatible with Feas - Medex-TranStar - Length: 4.0m - 203 | Invasive Blood Pressure Cable{R}Compatible with Feas - Medex-TranStar{R}Length: 4.0m - 203{R}REF: IBP-FS-MXT40 | Invasive Blood Pressure Cable Compatible with Feas/Medex-TranStar/4.0M/203
6015040 | Invasive Blood Pressure Cable | IBP-JJA-MXT40 | Compatible with Medex-TranStar/4.0M/LP04-0B | Invasive Blood Pressure Cable Compatible with Medex-TranStar - Length: 4.0m - LP04-0B | Invasive Blood Pressure Cable{R}Compatible with Medex-TranStar{R}Length: 4.0m - LP04-0B{R}REF: IBP-JJA-MXT40 | Invasive Blood Pressure Cable Compatible with Medex-TranStar/4.0M/LP04-0B
6015041 | Invasive Blood Pressure Cable | IBP-JJB-MXT40 | Compatible with Medex-TranStar/4.0M/ | Invasive Blood Pressure Cable Compatible with Medex-TranStar - Length: 4.0m - | Invasive Blood Pressure Cable{R}Compatible with Medex-TranStar{R}Length: 4.0m - {R}REF: IBP-JJB-MXT40 | Invasive Blood Pressure Cable Compatible with Medex-TranStar/4.0M/
6015042 | Invasive Blood Pressure Cable | IBP-HY-MXT40 | Compatible with Medex-TranStar/4.0M/LP05-0B | Invasive Blood Pressure Cable Compatible with Medex-TranStar - Length: 4.0m - LP05-0B | Invasive Blood Pressure Cable{R}Compatible with Medex-TranStar{R}Length: 4.0m - LP05-0B{R}REF: IBP-HY-MXT40 | Invasive Blood Pressure Cable Compatible with Medex-TranStar/4.0M/LP05-0B
6015043 | Invasive Blood Pressure Cable | IBP-MD-MXT06 | Compatible with MEDOS/Medex-TranStar/0.6M/LP05-40B | Invasive Blood Pressure Cable Compatible with MEDOS - Medex-TranStar - Length: 0.6m - LP05-40B | Invasive Blood Pressure Cable{R}Compatible with MEDOS - Medex-TranStar{R}Length: 0.6m - LP05-40B{R}REF: IBP-MD-MXT06 | Invasive Blood Pressure Cable Compatible with MEDOS/Medex-TranStar/0.6M/LP05-40B
6015044 | Invasive Blood Pressure Cable | IBP-PH01-MXT04 | Compatible with Philips/Medex-TranStar/0.4M | Invasive Blood Pressure Cable Compatible with Philips - Medex-TranStar - Length: 0.4m | Invasive Blood Pressure Cable{R}Compatible with Philips - Medex-TranStar{R}Length: 0.4m{R}REF: IBP-PH01-MXT04 | Invasive Blood Pressure Cable Compatible with Philips/Medex-TranStar/0.4M
6015045 | Invasive Blood Pressure Cable | IBP-AM-MXL40 | Compatible with AAMI 6P/Medex-Logical/4.0M | Invasive Blood Pressure Cable Compatible with AAMI 6P - Medex-Logical - Length: 4.0m | Invasive Blood Pressure Cable{R}Compatible with AAMI 6P - Medex-Logical{R}Length: 4.0m{R}REF: IBP-AM-MXL40 | Invasive Blood Pressure Cable Compatible with AAMI 6P/Medex-Logical/4.0M
6015046 | Invasive Blood Pressure Cable | IBP-PH-MXL40 | Compatible with Philips/Medex-Logical/4.0M | Invasive Blood Pressure Cable Compatible with Philips - Medex-Logical - Length: 4.0m | Invasive Blood Pressure Cable{R}Compatible with Philips - Medex-Logical{R}Length: 4.0m{R}REF: IBP-PH-MXL40 | Invasive Blood Pressure Cable Compatible with Philips/Medex-Logical/4.0M
6015047 | Invasive Blood Pressure Cable | IBP-MQ-MXL40 | Compatible with GE Marquette/Medex-Logical/4.0M | Invasive Blood Pressure Cable Compatible with GE Marquette - Medex-Logical - Length: 4.0m | Invasive Blood Pressure Cable{R}Compatible with GE Marquette - Medex-Logical{R}Length: 4.0m{R}REF: IBP-MQ-MXL40 | Invasive Blood Pressure Cable Compatible with GE Marquette/Medex-Logical/4.0M
6015048 | Invasive Blood Pressure Cable | IBP-GE-MXL40 | Compatible with GE/Medex-Logical/4.0M | Invasive Blood Pressure Cable Compatible with GE - Medex-Logical - Length: 4.0m | Invasive Blood Pressure Cable{R}Compatible with GE - Medex-Logical{R}Length: 4.0m{R}REF: IBP-GE-MXL40 | Invasive Blood Pressure Cable Compatible with GE/Medex-Logical/4.0M
6015049 | Invasive Blood Pressure Cable | IBP-DX-MXL40 | Compatible with Datex/Medex-Logical/4.0M | Invasive Blood Pressure Cable Compatible with Datex - Medex-Logical - Length: 4.0m | Invasive Blood Pressure Cable{R}Compatible with Datex - Medex-Logical{R}Length: 4.0m{R}REF: IBP-DX-MXL40 | Invasive Blood Pressure Cable Compatible with Datex/Medex-Logical/4.0M
6015050 | Invasive Blood Pressure Cable | IBP-SL-MXL40 | Compatible with Spacelabs/Medex-Logical/4.0M | Invasive Blood Pressure Cable Compatible with Spacelabs - Medex-Logical - Length: 4.0m | Invasive Blood Pressure Cable{R}Compatible with Spacelabs - Medex-Logical{R}Length: 4.0m{R}REF: IBP-SL-MXL40 | Invasive Blood Pressure Cable Compatible with Spacelabs/Medex-Logical/4.0M
6015051 | Invasive Blood Pressure Cable | IBP-NKA-MXL40 | Compatible with Nihon Kohden/Medex-Logical/4.0M | Invasive Blood Pressure Cable Compatible with Nihon Kohden - Medex-Logical - Length: 4.0m | Invasive Blood Pressure Cable{R}Compatible with Nihon Kohden - Medex-Logical{R}Length: 4.0m{R}REF: IBP-NKA-MXL40 | Invasive Blood Pressure Cable Compatible with Nihon Kohden/Medex-Logical/4.0M
6015052 | Invasive Blood Pressure Cable | IBP-NKB-MXL40 | Compatible with Nihon Kohden/Medex-Logical/4.0M | Invasive Blood Pressure Cable Compatible with Nihon Kohden - Medex-Logical - Length: 4.0m | Invasive Blood Pressure Cable{R}Compatible with Nihon Kohden - Medex-Logical{R}Length: 4.0m{R}REF: IBP-NKB-MXL40 | Invasive Blood Pressure Cable Compatible with Nihon Kohden/Medex-Logical/4.0M
6015053 | Invasive Blood Pressure Cable | IBP-NKC-MXL40 | Compatible with Nihon Kohden/Medex-Logical/4.0M | Invasive Blood Pressure Cable Compatible with Nihon Kohden - Medex-Logical - Length: 4.0m | Invasive Blood Pressure Cable{R}Compatible with Nihon Kohden - Medex-Logical{R}Length: 4.0m{R}REF: IBP-NKC-MXL40 | Invasive Blood Pressure Cable Compatible with Nihon Kohden/Medex-Logical/4.0M
6015054 | Invasive Blood Pressure Cable | IBP-DGA-MXL40 | Compatible with Draeger-Siemens/Medex-Logical/4.0M | Invasive Blood Pressure Cable Compatible with Draeger-Siemens - Medex-Logical - Length: 4.0m | Invasive Blood Pressure Cable{R}Compatible with Draeger-Siemens - Medex-Logical{R}Length: 4.0m{R}REF: IBP-DGA-MXL40 | Invasive Blood Pressure Cable Compatible with Draeger-Siemens/Medex-Logical/4.0M
6015055 | Invasive Blood Pressure Cable | IBP-DGB-MXL40 | Compatible with Draeger-Siemens/Medex-Logical/4.0M | Invasive Blood Pressure Cable Compatible with Draeger-Siemens - Medex-Logical - Length: 4.0m | Invasive Blood Pressure Cable{R}Compatible with Draeger-Siemens - Medex-Logical{R}Length: 4.0m{R}REF: IBP-DGB-MXL40 | Invasive Blood Pressure Cable Compatible with Draeger-Siemens/Medex-Logical/4.0M
6015056 | Invasive Blood Pressure Cable | IBP-DGC-MXL40 | Compatible with Draeger/Medex-Logical/4.0M | Invasive Blood Pressure Cable Compatible with Draeger - Medex-Logical - Length: 4.0m | Invasive Blood Pressure Cable{R}Compatible with Draeger - Medex-Logical{R}Length: 4.0m{R}REF: IBP-DGC-MXL40 | Invasive Blood Pressure Cable Compatible with Draeger/Medex-Logical/4.0M
6015057 | Invasive Blood Pressure Cable | IBP-DGD-MXL40 | Compatible with Draeger-Siemens/Medex-Logical/4.0M | Invasive Blood Pressure Cable Compatible with Draeger-Siemens - Medex-Logical - Length: 4.0m | Invasive Blood Pressure Cable{R}Compatible with Draeger-Siemens - Medex-Logical{R}Length: 4.0m{R}REF: IBP-DGD-MXL40 | Invasive Blood Pressure Cable Compatible with Draeger-Siemens/Medex-Logical/4.0M
6015058 | Invasive Blood Pressure Cable | IBP-DGE-MXL40 | Compatible with Draeger-Siemens/Medex-Logical/4.0M | Invasive Blood Pressure Cable Compatible with Draeger-Siemens - Medex-Logical - Length: 4.0m | Invasive Blood Pressure Cable{R}Compatible with Draeger-Siemens - Medex-Logical{R}Length: 4.0m{R}REF: IBP-DGE-MXL40 | Invasive Blood Pressure Cable Compatible with Draeger-Siemens/Medex-Logical/4.0M
6015059 | Invasive Blood Pressure Cable | IBP-MRA-MXL40 | Compatible with Mindray/Medex-Logical/4.0M | Invasive Blood Pressure Cable Compatible with Mindray - Medex-Logical - Length: 4.0m | Invasive Blood Pressure Cable{R}Compatible with Mindray - Medex-Logical{R}Length: 4.0m{R}REF: IBP-MRA-MXL40 | Invasive Blood Pressure Cable Compatible with Mindray/Medex-Logical/4.0M
6015060 | Invasive Blood Pressure Cable | IBP-MRB-MXL40 | Compatible with Mindray-Datascope/Medex-Logical/4.0M | Invasive Blood Pressure Cable Compatible with Mindray-Datascope - Medex-Logical - Length: 4.0m | Invasive Blood Pressure Cable{R}Compatible with Mindray-Datascope - Medex-Logical{R}Length: 4.0m{R}REF: IBP-MRB-MXL40 | Invasive Blood Pressure Cable Compatible with Mindray-Datascope/Medex-Logical/4.0M
6015061 | Invasive Blood Pressure Cable | IBP-CR-MXL40 | Compatible with GE Corometrics/Medex-Logical/4.0M | Invasive Blood Pressure Cable Compatible with GE Corometrics - Medex-Logical - Length: 4.0m | Invasive Blood Pressure Cable{R}Compatible with GE Corometrics - Medex-Logical{R}Length: 4.0m{R}REF: IBP-CR-MXL40 | Invasive Blood Pressure Cable Compatible with GE Corometrics/Medex-Logical/4.0M
6015062 | Invasive Blood Pressure Cable | IBP-DT-MXL40 | Compatible with Datascope/Medex-Logical/4.0M | Invasive Blood Pressure Cable Compatible with Datascope - Medex-Logical - Length: 4.0m | Invasive Blood Pressure Cable{R}Compatible with Datascope - Medex-Logical{R}Length: 4.0m{R}REF: IBP-DT-MXL40 | Invasive Blood Pressure Cable Compatible with Datascope/Medex-Logical/4.0M
6015063 | Invasive Blood Pressure Cable | IBP-BLT-MXL40 | Compatible with Biolight/Medex-Logical/4.0M | Invasive Blood Pressure Cable Compatible with Biolight - Medex-Logical - Length: 4.0m | Invasive Blood Pressure Cable{R}Compatible with Biolight - Medex-Logical{R}Length: 4.0m{R}REF: IBP-BLT-MXL40 | Invasive Blood Pressure Cable Compatible with Biolight/Medex-Logical/4.0M
6015064 | Invasive Blood Pressure Cable | IBP-KTN-MXL40 | Compatible with Kontron/Medex-Logical/4.0M | Invasive Blood Pressure Cable Compatible with Kontron - Medex-Logical - Length: 4.0m | Invasive Blood Pressure Cable{R}Compatible with Kontron - Medex-Logical{R}Length: 4.0m{R}REF: IBP-KTN-MXL40 | Invasive Blood Pressure Cable Compatible with Kontron/Medex-Logical/4.0M
6015065 | Invasive Blood Pressure Cable | IBP-CL-MXL40 | Compatible with Colin/Medex-Logical/4.0M | Invasive Blood Pressure Cable Compatible with Colin - Medex-Logical - Length: 4.0m | Invasive Blood Pressure Cable{R}Compatible with Colin - Medex-Logical{R}Length: 4.0m{R}REF: IBP-CL-MXL40 | Invasive Blood Pressure Cable Compatible with Colin/Medex-Logical/4.0M
6015066 | Invasive Blood Pressure Cable | IBP-MEK-MXL40 | Compatible with MEK/Medex-Logical/4.0M | Invasive Blood Pressure Cable Compatible with MEK - Medex-Logical - Length: 4.0m | Invasive Blood Pressure Cable{R}Compatible with MEK - Medex-Logical{R}Length: 4.0m{R}REF: IBP-MEK-MXL40 | Invasive Blood Pressure Cable Compatible with MEK/Medex-Logical/4.0M
6015067 | Invasive Blood Pressure Cable | IBP-HL-MXL40 | Compatible with GE Hellige/Medex-Logical/4.0M | Invasive Blood Pressure Cable Compatible with GE Hellige - Medex-Logical - Length: 4.0m | Invasive Blood Pressure Cable{R}Compatible with GE Hellige - Medex-Logical{R}Length: 4.0m{R}REF: IBP-HL-MXL40 | Invasive Blood Pressure Cable Compatible with GE Hellige/Medex-Logical/4.0M
6015068 | Invasive Blood Pressure Cable | IBP-CSI-MXL40 | Compatible with CSI/Medex-Logical/4.0M | Invasive Blood Pressure Cable Compatible with CSI - Medex-Logical - Length: 4.0m | Invasive Blood Pressure Cable{R}Compatible with CSI - Medex-Logical{R}Length: 4.0m{R}REF: IBP-CSI-MXL40 | Invasive Blood Pressure Cable Compatible with CSI/Medex-Logical/4.0M
6015069 | Invasive Blood Pressure Cable | IBP-INF-MXL40 | Compatible with Infinium/Medex-Logical/4.0M | Invasive Blood Pressure Cable Compatible with Infinium - Medex-Logical - Length: 4.0m | Invasive Blood Pressure Cable{R}Compatible with Infinium - Medex-Logical{R}Length: 4.0m{R}REF: IBP-INF-MXL40 | Invasive Blood Pressure Cable Compatible with Infinium/Medex-Logical/4.0M
6015070 | Invasive Blood Pressure Cable | IBP-MN-MXL40 | Compatible with Mennen/Medex-Logical/4.0M | Invasive Blood Pressure Cable Compatible with Mennen - Medex-Logical - Length: 4.0m | Invasive Blood Pressure Cable{R}Compatible with Mennen - Medex-Logical{R}Length: 4.0m{R}REF: IBP-MN-MXL40 | Invasive Blood Pressure Cable Compatible with Mennen/Medex-Logical/4.0M
6015071 | Invasive Blood Pressure Cable | IBP-FDA-MXL40 | Compatible with Fukuda Denshi/Medex-Logical/4.0M | Invasive Blood Pressure Cable Compatible with Fukuda Denshi - Medex-Logical - Length: 4.0m | Invasive Blood Pressure Cable{R}Compatible with Fukuda Denshi - Medex-Logical{R}Length: 4.0m{R}REF: IBP-FDA-MXL40 | Invasive Blood Pressure Cable Compatible with Fukuda Denshi/Medex-Logical/4.0M
6015072 | Invasive Blood Pressure Cable | IBP-FDB-MXL40 | Compatible with Fukuda Denshi/Medex-Logical/4.0M | Invasive Blood Pressure Cable Compatible with Fukuda Denshi - Medex-Logical - Length: 4.0m | Invasive Blood Pressure Cable{R}Compatible with Fukuda Denshi - Medex-Logical{R}Length: 4.0m{R}REF: IBP-FDB-MXL40 | Invasive Blood Pressure Cable Compatible with Fukuda Denshi/Medex-Logical/4.0M
6015073 | Invasive Blood Pressure Cable | IBP-ET-MXL40 | Compatible with Emtel/Medex-Logical/4.0M | Invasive Blood Pressure Cable Compatible with Emtel - Medex-Logical - Length: 4.0m | Invasive Blood Pressure Cable{R}Compatible with Emtel - Medex-Logical{R}Length: 4.0m{R}REF: IBP-ET-MXL40 | Invasive Blood Pressure Cable Compatible with Emtel/Medex-Logical/4.0M
6015074 | Invasive Blood Pressure Cable | IBP-LT-MXL40 | Compatible with L&T/Medex-Logical/4.0M | Invasive Blood Pressure Cable Compatible with L&T - Medex-Logical - Length: 4.0m | Invasive Blood Pressure Cable{R}Compatible with L&T - Medex-Logical{R}Length: 4.0m{R}REF: IBP-LT-MXL40 | Invasive Blood Pressure Cable Compatible with L&T/Medex-Logical/4.0M
6015075 | Invasive Blood Pressure Cable | IBP-SK-MXL40 | Compatible with Stockert/Medex-Logical/4.0M | Invasive Blood Pressure Cable Compatible with Stockert - Medex-Logical - Length: 4.0m | Invasive Blood Pressure Cable{R}Compatible with Stockert - Medex-Logical{R}Length: 4.0m{R}REF: IBP-SK-MXL40 | Invasive Blood Pressure Cable Compatible with Stockert/Medex-Logical/4.0M
6015076 | Invasive Blood Pressure Cable | IBP-SR-MXL40 | Compatible with Sarans/Medex-Logical/4.0M | Invasive Blood Pressure Cable Compatible with Sarans - Medex-Logical - Length: 4.0m | Invasive Blood Pressure Cable{R}Compatible with Sarans - Medex-Logical{R}Length: 4.0m{R}REF: IBP-SR-MXL40 | Invasive Blood Pressure Cable Compatible with Sarans/Medex-Logical/4.0M
6015077 | Invasive Blood Pressure Cable | IBP-KR-MXL40 | Compatible with Kopran/Medex-Logical/4.0M | Invasive Blood Pressure Cable Compatible with Kopran - Medex-Logical - Length: 4.0m | Invasive Blood Pressure Cable{R}Compatible with Kopran - Medex-Logical{R}Length: 4.0m{R}REF: IBP-KR-MXL40 | Invasive Blood Pressure Cable Compatible with Kopran/Medex-Logical/4.0M
6015078 | Invasive Blood Pressure Cable | IBP-ME-MXL40 | Compatible with Maquet/Medex-Logical/4.0M | Invasive Blood Pressure Cable Compatible with Maquet - Medex-Logical - Length: 4.0m | Invasive Blood Pressure Cable{R}Compatible with Maquet - Medex-Logical{R}Length: 4.0m{R}REF: IBP-ME-MXL40 | Invasive Blood Pressure Cable Compatible with Maquet/Medex-Logical/4.0M
6015079 | Invasive Blood Pressure Cable | IBP-BR-MXL40 | Compatible with Bard/Medex-Logical/4.0M | Invasive Blood Pressure Cable Compatible with Bard - Medex-Logical - Length: 4.0m | Invasive Blood Pressure Cable{R}Compatible with Bard - Medex-Logical{R}Length: 4.0m{R}REF: IBP-BR-MXL40 | Invasive Blood Pressure Cable Compatible with Bard/Medex-Logical/4.0M
6015080 | Invasive Blood Pressure Cable | IBP-CM-MXL40 | Compatible with Comen/Medex-Logical/4.0M/LP06-40G | Invasive Blood Pressure Cable Compatible with Comen - Medex-Logical - Length: 4.0m - LP06-40G | Invasive Blood Pressure Cable{R}Compatible with Comen - Medex-Logical{R}Length: 4.0m - LP06-40G{R}REF: IBP-CM-MXL40 | Invasive Blood Pressure Cable Compatible with Comen/Medex-Logical/4.0M/LP06-40G
6015081 | Invasive Blood Pressure Cable | IBP-IG-MXL40 | Compatible with IGEL/Medex-Logical/4.0M | Invasive Blood Pressure Cable Compatible with IGEL - Medex-Logical - Length: 4.0m | Invasive Blood Pressure Cable{R}Compatible with IGEL - Medex-Logical{R}Length: 4.0m{R}REF: IBP-IG-MXL40 | Invasive Blood Pressure Cable Compatible with IGEL/Medex-Logical/4.0M
6015082 | Invasive Blood Pressure Cable | IBP-GT-MXL40 | Compatible with GuoTeng/Medex-Logical/4.0M | Invasive Blood Pressure Cable Compatible with GuoTeng - Medex-Logical - Length: 4.0m | Invasive Blood Pressure Cable{R}Compatible with GuoTeng - Medex-Logical{R}Length: 4.0m{R}REF: IBP-GT-MXL40 | Invasive Blood Pressure Cable Compatible with GuoTeng/Medex-Logical/4.0M
6015083 | Invasive Blood Pressure Cable | IBP-SA-MXL40 | Compatible with SanAW/Medex-Logical/4.0M | Invasive Blood Pressure Cable Compatible with SanAW - Medex-Logical - Length: 4.0m | Invasive Blood Pressure Cable{R}Compatible with SanAW - Medex-Logical{R}Length: 4.0m{R}REF: IBP-SA-MXL40 | Invasive Blood Pressure Cable Compatible with SanAW/Medex-Logical/4.0M
6015084 | Invasive Blood Pressure Cable | IBP-FS-MXL40 | Compatible with Feas/Medex-Logical/4.0M | Invasive Blood Pressure Cable Compatible with Feas - Medex-Logical - Length: 4.0m | Invasive Blood Pressure Cable{R}Compatible with Feas - Medex-Logical{R}Length: 4.0m{R}REF: IBP-FS-MXL40 | Invasive Blood Pressure Cable Compatible with Feas/Medex-Logical/4.0M
6015085 | Invasive Blood Pressure Cable | IBP-JJA-MXL40 | Compatible with Medex-Logical/4.0M | Invasive Blood Pressure Cable Compatible with Medex-Logical - Length: 4.0m | Invasive Blood Pressure Cable{R}Compatible with Medex-Logical{R}Length: 4.0m{R}REF: IBP-JJA-MXL40 | Invasive Blood Pressure Cable Compatible with Medex-Logical/4.0M
6015086 | Invasive Blood Pressure Cable | IBP-JJB-MXL40 | Compatible with Medex-Logical/4.0M | Invasive Blood Pressure Cable Compatible with Medex-Logical - Length: 4.0m | Invasive Blood Pressure Cable{R}Compatible with Medex-Logical{R}Length: 4.0m{R}REF: IBP-JJB-MXL40 | Invasive Blood Pressure Cable Compatible with Medex-Logical/4.0M
6015087 | Invasive Blood Pressure Cable | IBP-HY-MXL40 | Compatible with Medex-Logical/4.0M | Invasive Blood Pressure Cable Compatible with Medex-Logical - Length: 4.0m | Invasive Blood Pressure Cable{R}Compatible with Medex-Logical{R}Length: 4.0m{R}REF: IBP-HY-MXL40 | Invasive Blood Pressure Cable Compatible with Medex-Logical/4.0M
6015088 | Invasive Blood Pressure Cable | IBP-FDC-MXL40 | Compatible with Fukuda Denshi/Medex-Logical/4.0M/376 | Invasive Blood Pressure Cable Compatible with Fukuda Denshi - Medex-Logical - Length: 4.0m - 376 | Invasive Blood Pressure Cable{R}Compatible with Fukuda Denshi - Medex-Logical{R}Length: 4.0m - 376{R}REF: IBP-FDC-MXL40 | Invasive Blood Pressure Cable Compatible with Fukuda Denshi/Medex-Logical/4.0M/376
6015089 | Invasive Blood Pressure Cable | IBP-PH01-MXL04 | Compatible with Philips/Medex-Logical/0.4M | Invasive Blood Pressure Cable Compatible with Philips - Medex-Logical - Length: 0.4m | Invasive Blood Pressure Cable{R}Compatible with Philips - Medex-Logical{R}Length: 0.4m{R}REF: IBP-PH01-MXL04 | Invasive Blood Pressure Cable Compatible with Philips/Medex-Logical/0.4M
6015090 | Invasive Blood Pressure Cable | IBP-AM-UT40 | Compatible with AAMI 6P/Utah/4.0M | Invasive Blood Pressure Cable Compatible with AAMI 6P - Utah - Length: 4.0m | Invasive Blood Pressure Cable{R}Compatible with AAMI 6P - Utah{R}Length: 4.0m{R}REF: IBP-AM-UT40 | Invasive Blood Pressure Cable Compatible with AAMI 6P/Utah/4.0M
6015091 | Invasive Blood Pressure Cable | IBP-PH-UT40 | Compatible with Philips/Utah/4.0M | Invasive Blood Pressure Cable Compatible with Philips - Utah - Length: 4.0m | Invasive Blood Pressure Cable{R}Compatible with Philips - Utah{R}Length: 4.0m{R}REF: IBP-PH-UT40 | Invasive Blood Pressure Cable Compatible with Philips/Utah/4.0M
6015092 | Invasive Blood Pressure Cable | IBP-MQ-UT40 | Compatible with GE Marquette/Utah/4.0M | Invasive Blood Pressure Cable Compatible with GE Marquette - Utah - Length: 4.0m | Invasive Blood Pressure Cable{R}Compatible with GE Marquette - Utah{R}Length: 4.0m{R}REF: IBP-MQ-UT40 | Invasive Blood Pressure Cable Compatible with GE Marquette/Utah/4.0M
6015093 | Invasive Blood Pressure Cable | IBP-GE-UT40 | Compatible with GE/Utah/4.0M | Invasive Blood Pressure Cable Compatible with GE - Utah - Length: 4.0m | Invasive Blood Pressure Cable{R}Compatible with GE - Utah{R}Length: 4.0m{R}REF: IBP-GE-UT40 | Invasive Blood Pressure Cable Compatible with GE/Utah/4.0M
6015094 | Invasive Blood Pressure Cable | IBP-DX-UT40 | Compatible with Datex/Utah/4.0M | Invasive Blood Pressure Cable Compatible with Datex - Utah - Length: 4.0m | Invasive Blood Pressure Cable{R}Compatible with Datex - Utah{R}Length: 4.0m{R}REF: IBP-DX-UT40 | Invasive Blood Pressure Cable Compatible with Datex/Utah/4.0M
6015095 | Invasive Blood Pressure Cable | IBP-SL-UT40 | Compatible with Spacelabs/Utah/4.0M | Invasive Blood Pressure Cable Compatible with Spacelabs - Utah - Length: 4.0m | Invasive Blood Pressure Cable{R}Compatible with Spacelabs - Utah{R}Length: 4.0m{R}REF: IBP-SL-UT40 | Invasive Blood Pressure Cable Compatible with Spacelabs/Utah/4.0M
6015096 | Invasive Blood Pressure Cable | IBP-NKA-UT40 | Compatible with Nihon Kohden/Utah/4.0M | Invasive Blood Pressure Cable Compatible with Nihon Kohden - Utah - Length: 4.0m | Invasive Blood Pressure Cable{R}Compatible with Nihon Kohden - Utah{R}Length: 4.0m{R}REF: IBP-NKA-UT40 | Invasive Blood Pressure Cable Compatible with Nihon Kohden/Utah/4.0M
6015097 | Invasive Blood Pressure Cable | IBP-NKB-UT40 | Compatible with Nihon Kohden/Utah/4.0M | Invasive Blood Pressure Cable Compatible with Nihon Kohden - Utah - Length: 4.0m | Invasive Blood Pressure Cable{R}Compatible with Nihon Kohden - Utah{R}Length: 4.0m{R}REF: IBP-NKB-UT40 | Invasive Blood Pressure Cable Compatible with Nihon Kohden/Utah/4.0M
6015098 | Invasive Blood Pressure Cable | IBP-NKC-UT40 | Compatible with Nihon Kohden/Utah/4.0M | Invasive Blood Pressure Cable Compatible with Nihon Kohden - Utah - Length: 4.0m | Invasive Blood Pressure Cable{R}Compatible with Nihon Kohden - Utah{R}Length: 4.0m{R}REF: IBP-NKC-UT40 | Invasive Blood Pressure Cable Compatible with Nihon Kohden/Utah/4.0M
6015099 | Invasive Blood Pressure Cable | IBP-DGA-UT40 | Compatible with Draeger-Siemens/Utah/4.0M | Invasive Blood Pressure Cable Compatible with Draeger-Siemens - Utah - Length: 4.0m | Invasive Blood Pressure Cable{R}Compatible with Draeger-Siemens - Utah{R}Length: 4.0m{R}REF: IBP-DGA-UT40 | Invasive Blood Pressure Cable Compatible with Draeger-Siemens/Utah/4.0M
6015100 | Invasive Blood Pressure Cable | IBP-DGB-UT40 | Compatible with Draeger-Siemens/Utah/4.0M | Invasive Blood Pressure Cable Compatible with Draeger-Siemens - Utah - Length: 4.0m | Invasive Blood Pressure Cable{R}Compatible with Draeger-Siemens - Utah{R}Length: 4.0m{R}REF: IBP-DGB-UT40 | Invasive Blood Pressure Cable Compatible with Draeger-Siemens/Utah/4.0M
6015101 | Invasive Blood Pressure Cable | IBP-DGC-UT40 | Compatible with Draeger/Utah/4.0M | Invasive Blood Pressure Cable Compatible with Draeger - Utah - Length: 4.0m | Invasive Blood Pressure Cable{R}Compatible with Draeger - Utah{R}Length: 4.0m{R}REF: IBP-DGC-UT40 | Invasive Blood Pressure Cable Compatible with Draeger/Utah/4.0M
6015102 | Invasive Blood Pressure Cable | IBP-DGD-UT40 | Compatible with Draeger-Siemens/Utah/4.0M | Invasive Blood Pressure Cable Compatible with Draeger-Siemens - Utah - Length: 4.0m | Invasive Blood Pressure Cable{R}Compatible with Draeger-Siemens - Utah{R}Length: 4.0m{R}REF: IBP-DGD-UT40 | Invasive Blood Pressure Cable Compatible with Draeger-Siemens/Utah/4.0M
6015103 | Invasive Blood Pressure Cable | IBP-DGE-UT40 | Compatible with Draeger-Siemens/Utah/4.0M | Invasive Blood Pressure Cable Compatible with Draeger-Siemens - Utah - Length: 4.0m | Invasive Blood Pressure Cable{R}Compatible with Draeger-Siemens - Utah{R}Length: 4.0m{R}REF: IBP-DGE-UT40 | Invasive Blood Pressure Cable Compatible with Draeger-Siemens/Utah/4.0M
6015104 | Invasive Blood Pressure Cable | IBP-MRA-UT40 | Compatible with Mindray/Utah/4.0M | Invasive Blood Pressure Cable Compatible with Mindray - Utah - Length: 4.0m | Invasive Blood Pressure Cable{R}Compatible with Mindray - Utah{R}Length: 4.0m{R}REF: IBP-MRA-UT40 | Invasive Blood Pressure Cable Compatible with Mindray/Utah/4.0M
6015105 | Invasive Blood Pressure Cable | IBP-MRB-UT40 | Compatible with Mindray-Datascope/Utah/4.0M | Invasive Blood Pressure Cable Compatible with Mindray-Datascope - Utah - Length: 4.0m | Invasive Blood Pressure Cable{R}Compatible with Mindray-Datascope - Utah{R}Length: 4.0m{R}REF: IBP-MRB-UT40 | Invasive Blood Pressure Cable Compatible with Mindray-Datascope/Utah/4.0M
6015106 | Invasive Blood Pressure Cable | IBP-CR-UT40 | Compatible with GE Corometrics/Utah/4.0M | Invasive Blood Pressure Cable Compatible with GE Corometrics - Utah - Length: 4.0m | Invasive Blood Pressure Cable{R}Compatible with GE Corometrics - Utah{R}Length: 4.0m{R}REF: IBP-CR-UT40 | Invasive Blood Pressure Cable Compatible with GE Corometrics/Utah/4.0M
6015107 | Invasive Blood Pressure Cable | IBP-DT-UT40 | Compatible with Datascope/Utah/4.0M | Invasive Blood Pressure Cable Compatible with Datascope - Utah - Length: 4.0m | Invasive Blood Pressure Cable{R}Compatible with Datascope - Utah{R}Length: 4.0m{R}REF: IBP-DT-UT40 | Invasive Blood Pressure Cable Compatible with Datascope/Utah/4.0M
6015108 | Invasive Blood Pressure Cable | IBP-BLT-UT40 | Compatible with Biolight/Utah/4.0M | Invasive Blood Pressure Cable Compatible with Biolight - Utah - Length: 4.0m | Invasive Blood Pressure Cable{R}Compatible with Biolight - Utah{R}Length: 4.0m{R}REF: IBP-BLT-UT40 | Invasive Blood Pressure Cable Compatible with Biolight/Utah/4.0M
6015109 | Invasive Blood Pressure Cable | IBP-KTN-UT40 | Compatible with Kontron/Utah/4.0M | Invasive Blood Pressure Cable Compatible with Kontron - Utah - Length: 4.0m | Invasive Blood Pressure Cable{R}Compatible with Kontron - Utah{R}Length: 4.0m{R}REF: IBP-KTN-UT40 | Invasive Blood Pressure Cable Compatible with Kontron/Utah/4.0M
6015110 | Invasive Blood Pressure Cable | IBP-CL-UT40 | Compatible with Colin/Utah/4.0M | Invasive Blood Pressure Cable Compatible with Colin - Utah - Length: 4.0m | Invasive Blood Pressure Cable{R}Compatible with Colin - Utah{R}Length: 4.0m{R}REF: IBP-CL-UT40 | Invasive Blood Pressure Cable Compatible with Colin/Utah/4.0M
6015111 | Invasive Blood Pressure Cable | IBP-MEK-UT40 | Compatible with MEK/Utah/4.0M | Invasive Blood Pressure Cable Compatible with MEK - Utah - Length: 4.0m | Invasive Blood Pressure Cable{R}Compatible with MEK - Utah{R}Length: 4.0m{R}REF: IBP-MEK-UT40 | Invasive Blood Pressure Cable Compatible with MEK/Utah/4.0M
6015112 | Invasive Blood Pressure Cable | IBP-HL-UT40 | Compatible with GE Hellige/Utah/4.0M | Invasive Blood Pressure Cable Compatible with GE Hellige - Utah - Length: 4.0m | Invasive Blood Pressure Cable{R}Compatible with GE Hellige - Utah{R}Length: 4.0m{R}REF: IBP-HL-UT40 | Invasive Blood Pressure Cable Compatible with GE Hellige/Utah/4.0M
6015113 | Invasive Blood Pressure Cable | IBP-CSI-UT40 | Compatible with CSI/Utah/4.0M | Invasive Blood Pressure Cable Compatible with CSI - Utah - Length: 4.0m | Invasive Blood Pressure Cable{R}Compatible with CSI - Utah{R}Length: 4.0m{R}REF: IBP-CSI-UT40 | Invasive Blood Pressure Cable Compatible with CSI/Utah/4.0M
6015114 | Invasive Blood Pressure Cable | IBP-INF-UT40 | Compatible with Infinium/Utah/4.0M | Invasive Blood Pressure Cable Compatible with Infinium - Utah - Length: 4.0m | Invasive Blood Pressure Cable{R}Compatible with Infinium - Utah{R}Length: 4.0m{R}REF: IBP-INF-UT40 | Invasive Blood Pressure Cable Compatible with Infinium/Utah/4.0M
6015115 | Invasive Blood Pressure Cable | IBP-MN-UT40 | Compatible with Mennen/Utah/4.0M | Invasive Blood Pressure Cable Compatible with Mennen - Utah - Length: 4.0m | Invasive Blood Pressure Cable{R}Compatible with Mennen - Utah{R}Length: 4.0m{R}REF: IBP-MN-UT40 | Invasive Blood Pressure Cable Compatible with Mennen/Utah/4.0M
6015116 | Invasive Blood Pressure Cable | IBP-FDA-UT40 | Compatible with Fukuda Denshi/Utah/4.0M | Invasive Blood Pressure Cable Compatible with Fukuda Denshi - Utah - Length: 4.0m | Invasive Blood Pressure Cable{R}Compatible with Fukuda Denshi - Utah{R}Length: 4.0m{R}REF: IBP-FDA-UT40 | Invasive Blood Pressure Cable Compatible with Fukuda Denshi/Utah/4.0M
6015117 | Invasive Blood Pressure Cable | IBP-FDB-UT40 | Compatible with Fukuda Denshi/Utah/4.0M | Invasive Blood Pressure Cable Compatible with Fukuda Denshi - Utah - Length: 4.0m | Invasive Blood Pressure Cable{R}Compatible with Fukuda Denshi - Utah{R}Length: 4.0m{R}REF: IBP-FDB-UT40 | Invasive Blood Pressure Cable Compatible with Fukuda Denshi/Utah/4.0M
6015118 | Invasive Blood Pressure Cable | IBP-ET-UT40 | Compatible with Emtel/Utah/4.0M | Invasive Blood Pressure Cable Compatible with Emtel - Utah - Length: 4.0m | Invasive Blood Pressure Cable{R}Compatible with Emtel - Utah{R}Length: 4.0m{R}REF: IBP-ET-UT40 | Invasive Blood Pressure Cable Compatible with Emtel/Utah/4.0M
6015119 | Invasive Blood Pressure Cable | IBP-LT-UT40 | Compatible with L&T/Utah/4.0M | Invasive Blood Pressure Cable Compatible with L&T - Utah - Length: 4.0m | Invasive Blood Pressure Cable{R}Compatible with L&T - Utah{R}Length: 4.0m{R}REF: IBP-LT-UT40 | Invasive Blood Pressure Cable Compatible with L&T/Utah/4.0M
6015120 | Invasive Blood Pressure Cable | IBP-SK-UT40 | Compatible with Stockert/Utah/4.0M | Invasive Blood Pressure Cable Compatible with Stockert - Utah - Length: 4.0m | Invasive Blood Pressure Cable{R}Compatible with Stockert - Utah{R}Length: 4.0m{R}REF: IBP-SK-UT40 | Invasive Blood Pressure Cable Compatible with Stockert/Utah/4.0M
6015121 | Invasive Blood Pressure Cable | IBP-SR-UT40 | Compatible with Sarans/Utah/4.0M | Invasive Blood Pressure Cable Compatible with Sarans - Utah - Length: 4.0m | Invasive Blood Pressure Cable{R}Compatible with Sarans - Utah{R}Length: 4.0m{R}REF: IBP-SR-UT40 | Invasive Blood Pressure Cable Compatible with Sarans/Utah/4.0M
6015122 | Invasive Blood Pressure Cable | IBP-KR-UT40 | Compatible with Kopran/Utah/4.0M | Invasive Blood Pressure Cable Compatible with Kopran - Utah - Length: 4.0m | Invasive Blood Pressure Cable{R}Compatible with Kopran - Utah{R}Length: 4.0m{R}REF: IBP-KR-UT40 | Invasive Blood Pressure Cable Compatible with Kopran/Utah/4.0M
6015123 | Invasive Blood Pressure Cable | IBP-ME-UT40 | Compatible with Maquet/Utah/4.0M | Invasive Blood Pressure Cable Compatible with Maquet - Utah - Length: 4.0m | Invasive Blood Pressure Cable{R}Compatible with Maquet - Utah{R}Length: 4.0m{R}REF: IBP-ME-UT40 | Invasive Blood Pressure Cable Compatible with Maquet/Utah/4.0M
6015124 | Invasive Blood Pressure Cable | IBP-BR-UT40 | Compatible with Bard/Utah/4.0M | Invasive Blood Pressure Cable Compatible with Bard - Utah - Length: 4.0m | Invasive Blood Pressure Cable{R}Compatible with Bard - Utah{R}Length: 4.0m{R}REF: IBP-BR-UT40 | Invasive Blood Pressure Cable Compatible with Bard/Utah/4.0M
6015125 | Invasive Blood Pressure Cable | IBP-CM-UT40 | Compatible with Comen/Utah/4.0M/LP06-40G | Invasive Blood Pressure Cable Compatible with Comen - Utah - Length: 4.0m - LP06-40G | Invasive Blood Pressure Cable{R}Compatible with Comen - Utah{R}Length: 4.0m - LP06-40G{R}REF: IBP-CM-UT40 | Invasive Blood Pressure Cable Compatible with Comen/Utah/4.0M/LP06-40G
6015126 | Invasive Blood Pressure Cable | IBP-IG-UT40 | Compatible with IGEL/Utah/4.0M | Invasive Blood Pressure Cable Compatible with IGEL - Utah - Length: 4.0m | Invasive Blood Pressure Cable{R}Compatible with IGEL - Utah{R}Length: 4.0m{R}REF: IBP-IG-UT40 | Invasive Blood Pressure Cable Compatible with IGEL/Utah/4.0M
6015127 | Invasive Blood Pressure Cable | IBP-GT-UT40 | Compatible with GuoTeng/Utah/4.0M | Invasive Blood Pressure Cable Compatible with GuoTeng - Utah - Length: 4.0m | Invasive Blood Pressure Cable{R}Compatible with GuoTeng - Utah{R}Length: 4.0m{R}REF: IBP-GT-UT40 | Invasive Blood Pressure Cable Compatible with GuoTeng/Utah/4.0M
6015128 | Invasive Blood Pressure Cable | IBP-SA-UT40 | Compatible with SanAW/Utah/4.0M | Invasive Blood Pressure Cable Compatible with SanAW - Utah - Length: 4.0m | Invasive Blood Pressure Cable{R}Compatible with SanAW - Utah{R}Length: 4.0m{R}REF: IBP-SA-UT40 | Invasive Blood Pressure Cable Compatible with SanAW/Utah/4.0M
6015129 | Invasive Blood Pressure Cable | IBP-FS-UT40 | Compatible with Feas/Utah/4.0M | Invasive Blood Pressure Cable Compatible with Feas - Utah - Length: 4.0m | Invasive Blood Pressure Cable{R}Compatible with Feas - Utah{R}Length: 4.0m{R}REF: IBP-FS-UT40 | Invasive Blood Pressure Cable Compatible with Feas/Utah/4.0M
6015130 | Invasive Blood Pressure Cable | IBP-JJA-UT40 | Compatible with Utah/4.0M | Invasive Blood Pressure Cable Compatible with Utah - Length: 4.0m | Invasive Blood Pressure Cable{R}Compatible with Utah{R}Length: 4.0m{R}REF: IBP-JJA-UT40 | Invasive Blood Pressure Cable Compatible with Utah/4.0M
6015131 | Invasive Blood Pressure Cable | IBP-JJB-UT40 | Compatible with Utah/4.0M | Invasive Blood Pressure Cable Compatible with Utah - Length: 4.0m | Invasive Blood Pressure Cable{R}Compatible with Utah{R}Length: 4.0m{R}REF: IBP-JJB-UT40 | Invasive Blood Pressure Cable Compatible with Utah/4.0M
6015132 | Invasive Blood Pressure Cable | IBP-HY-UT40 | Compatible with Utah/4.0M | Invasive Blood Pressure Cable Compatible with Utah - Length: 4.0m | Invasive Blood Pressure Cable{R}Compatible with Utah{R}Length: 4.0m{R}REF: IBP-HY-UT40 | Invasive Blood Pressure Cable Compatible with Utah/4.0M
6015133 | Invasive Blood Pressure Cable | IBP-FDC-UT40 | Compatible with Fukuda Denshi/Utah/4.0M/376 | Invasive Blood Pressure Cable Compatible with Fukuda Denshi - Utah - Length: 4.0m - 376 | Invasive Blood Pressure Cable{R}Compatible with Fukuda Denshi - Utah{R}Length: 4.0m - 376{R}REF: IBP-FDC-UT40 | Invasive Blood Pressure Cable Compatible with Fukuda Denshi/Utah/4.0M/376
6015134 | Invasive Blood Pressure Cable | IBP-MD-MXT40 | Compatible with MEDOS/Utah/4.0M/LP05-40B | Invasive Blood Pressure Cable Compatible with MEDOS - Utah - Length: 4.0m - LP05-40B | Invasive Blood Pressure Cable{R}Compatible with MEDOS - Utah{R}Length: 4.0m - LP05-40B{R}REF: IBP-MD-MXT40 | Invasive Blood Pressure Cable Compatible with MEDOS/Utah/4.0M/LP05-40B
6015135 | Invasive Blood Pressure Cable | IBP-AM-BB40 | Compatible with AAMI 6P/B.Braun/4.0M | Invasive Blood Pressure Cable Compatible with AAMI 6P - B.Braun - Length: 4.0m | Invasive Blood Pressure Cable{R}Compatible with AAMI 6P - B.Braun{R}Length: 4.0m{R}REF: IBP-AM-BB40 | Invasive Blood Pressure Cable Compatible with AAMI 6P/B.Braun/4.0M
6015136 | Invasive Blood Pressure Cable | IBP-PH-BB40 | Compatible with Philips/B.Braun/4.0M | Invasive Blood Pressure Cable Compatible with Philips - B.Braun - Length: 4.0m | Invasive Blood Pressure Cable{R}Compatible with Philips - B.Braun{R}Length: 4.0m{R}REF: IBP-PH-BB40 | Invasive Blood Pressure Cable Compatible with Philips/B.Braun/4.0M
6015137 | Invasive Blood Pressure Cable | IBP-MQ-BB40 | Compatible with GE Marquette/B.Braun/4.0M | Invasive Blood Pressure Cable Compatible with GE Marquette - B.Braun - Length: 4.0m | Invasive Blood Pressure Cable{R}Compatible with GE Marquette - B.Braun{R}Length: 4.0m{R}REF: IBP-MQ-BB40 | Invasive Blood Pressure Cable Compatible with GE Marquette/B.Braun/4.0M
6015138 | Invasive Blood Pressure Cable | IBP-GE-BB40 | Compatible with GE/B.Braun/4.0M | Invasive Blood Pressure Cable Compatible with GE - B.Braun - Length: 4.0m | Invasive Blood Pressure Cable{R}Compatible with GE - B.Braun{R}Length: 4.0m{R}REF: IBP-GE-BB40 | Invasive Blood Pressure Cable Compatible with GE/B.Braun/4.0M
6015139 | Invasive Blood Pressure Cable | IBP-DX-BB40 | Compatible with Datex/B.Braun/4.0M | Invasive Blood Pressure Cable Compatible with Datex - B.Braun - Length: 4.0m | Invasive Blood Pressure Cable{R}Compatible with Datex - B.Braun{R}Length: 4.0m{R}REF: IBP-DX-BB40 | Invasive Blood Pressure Cable Compatible with Datex/B.Braun/4.0M
6015140 | Invasive Blood Pressure Cable | IBP-SL-BB40 | Compatible with Spacelabs/B.Braun/4.0M | Invasive Blood Pressure Cable Compatible with Spacelabs - B.Braun - Length: 4.0m | Invasive Blood Pressure Cable{R}Compatible with Spacelabs - B.Braun{R}Length: 4.0m{R}REF: IBP-SL-BB40 | Invasive Blood Pressure Cable Compatible with Spacelabs/B.Braun/4.0M
6015141 | Invasive Blood Pressure Cable | IBP-NKA-BB40 | Compatible with Nihon Kohden/B.Braun/4.0M | Invasive Blood Pressure Cable Compatible with Nihon Kohden - B.Braun - Length: 4.0m | Invasive Blood Pressure Cable{R}Compatible with Nihon Kohden - B.Braun{R}Length: 4.0m{R}REF: IBP-NKA-BB40 | Invasive Blood Pressure Cable Compatible with Nihon Kohden/B.Braun/4.0M
6015142 | Invasive Blood Pressure Cable | IBP-NKB-BB40 | Compatible with Nihon Kohden/B.Braun/4.0M | Invasive Blood Pressure Cable Compatible with Nihon Kohden - B.Braun - Length: 4.0m | Invasive Blood Pressure Cable{R}Compatible with Nihon Kohden - B.Braun{R}Length: 4.0m{R}REF: IBP-NKB-BB40 | Invasive Blood Pressure Cable Compatible with Nihon Kohden/B.Braun/4.0M
6015143 | Invasive Blood Pressure Cable | IBP-NKC-BB40 | Compatible with Nihon Kohden/B.Braun/4.0M | Invasive Blood Pressure Cable Compatible with Nihon Kohden - B.Braun - Length: 4.0m | Invasive Blood Pressure Cable{R}Compatible with Nihon Kohden - B.Braun{R}Length: 4.0m{R}REF: IBP-NKC-BB40 | Invasive Blood Pressure Cable Compatible with Nihon Kohden/B.Braun/4.0M
6015144 | Invasive Blood Pressure Cable | IBP-DGA-BB40 | Compatible with Draeger-Siemens/B.Braun/4.0M | Invasive Blood Pressure Cable Compatible with Draeger-Siemens - B.Braun - Length: 4.0m | Invasive Blood Pressure Cable{R}Compatible with Draeger-Siemens - B.Braun{R}Length: 4.0m{R}REF: IBP-DGA-BB40 | Invasive Blood Pressure Cable Compatible with Draeger-Siemens/B.Braun/4.0M
6015145 | Invasive Blood Pressure Cable | IBP-DGB-BB40 | Compatible with Draeger-Siemens/B.Braun/4.0M | Invasive Blood Pressure Cable Compatible with Draeger-Siemens - B.Braun - Length: 4.0m | Invasive Blood Pressure Cable{R}Compatible with Draeger-Siemens - B.Braun{R}Length: 4.0m{R}REF: IBP-DGB-BB40 | Invasive Blood Pressure Cable Compatible with Draeger-Siemens/B.Braun/4.0M
6015146 | Invasive Blood Pressure Cable | IBP-DGC-BB40 | Compatible with Draeger/B.Braun/4.0M | Invasive Blood Pressure Cable Compatible with Draeger - B.Braun - Length: 4.0m | Invasive Blood Pressure Cable{R}Compatible with Draeger - B.Braun{R}Length: 4.0m{R}REF: IBP-DGC-BB40 | Invasive Blood Pressure Cable Compatible with Draeger/B.Braun/4.0M
6015147 | Invasive Blood Pressure Cable | IBP-DGD-BB40 | Compatible with Draeger-Siemens/B.Braun/4.0M | Invasive Blood Pressure Cable Compatible with Draeger-Siemens - B.Braun - Length: 4.0m | Invasive Blood Pressure Cable{R}Compatible with Draeger-Siemens - B.Braun{R}Length: 4.0m{R}REF: IBP-DGD-BB40 | Invasive Blood Pressure Cable Compatible with Draeger-Siemens/B.Braun/4.0M
6015148 | Invasive Blood Pressure Cable | IBP-DGE-BB40 | Compatible with Draeger-Siemens/B.Braun/4.0M | Invasive Blood Pressure Cable Compatible with Draeger-Siemens - B.Braun - Length: 4.0m | Invasive Blood Pressure Cable{R}Compatible with Draeger-Siemens - B.Braun{R}Length: 4.0m{R}REF: IBP-DGE-BB40 | Invasive Blood Pressure Cable Compatible with Draeger-Siemens/B.Braun/4.0M
6015149 | Invasive Blood Pressure Cable | IBP-MRA-BB40 | Compatible with Mindray/B.Braun/4.0M | Invasive Blood Pressure Cable Compatible with Mindray - B.Braun - Length: 4.0m | Invasive Blood Pressure Cable{R}Compatible with Mindray - B.Braun{R}Length: 4.0m{R}REF: IBP-MRA-BB40 | Invasive Blood Pressure Cable Compatible with Mindray/B.Braun/4.0M
6015150 | Invasive Blood Pressure Cable | IBP-MRB-BB40 | Compatible with Mindray-Datascope/B.Braun/4.0M | Invasive Blood Pressure Cable Compatible with Mindray-Datascope - B.Braun - Length: 4.0m | Invasive Blood Pressure Cable{R}Compatible with Mindray-Datascope - B.Braun{R}Length: 4.0m{R}REF: IBP-MRB-BB40 | Invasive Blood Pressure Cable Compatible with Mindray-Datascope/B.Braun/4.0M
6015151 | Invasive Blood Pressure Cable | IBP-CR-BB40 | Compatible with GE Corometrics/B.Braun/4.0M | Invasive Blood Pressure Cable Compatible with GE Corometrics - B.Braun - Length: 4.0m | Invasive Blood Pressure Cable{R}Compatible with GE Corometrics - B.Braun{R}Length: 4.0m{R}REF: IBP-CR-BB40 | Invasive Blood Pressure Cable Compatible with GE Corometrics/B.Braun/4.0M
6015152 | Invasive Blood Pressure Cable | IBP-DT-BB40 | Compatible with Datascope/B.Braun/4.0M | Invasive Blood Pressure Cable Compatible with Datascope - B.Braun - Length: 4.0m | Invasive Blood Pressure Cable{R}Compatible with Datascope - B.Braun{R}Length: 4.0m{R}REF: IBP-DT-BB40 | Invasive Blood Pressure Cable Compatible with Datascope/B.Braun/4.0M
6015153 | Invasive Blood Pressure Cable | IBP-BLT-BB40 | Compatible with Biolight/B.Braun/4.0M | Invasive Blood Pressure Cable Compatible with Biolight - B.Braun - Length: 4.0m | Invasive Blood Pressure Cable{R}Compatible with Biolight - B.Braun{R}Length: 4.0m{R}REF: IBP-BLT-BB40 | Invasive Blood Pressure Cable Compatible with Biolight/B.Braun/4.0M
6015154 | Invasive Blood Pressure Cable | IBP-KTN-BB40 | Compatible with Kontron/B.Braun/4.0M | Invasive Blood Pressure Cable Compatible with Kontron - B.Braun - Length: 4.0m | Invasive Blood Pressure Cable{R}Compatible with Kontron - B.Braun{R}Length: 4.0m{R}REF: IBP-KTN-BB40 | Invasive Blood Pressure Cable Compatible with Kontron/B.Braun/4.0M
6015155 | Invasive Blood Pressure Cable | IBP-CL-BB40 | Compatible with Colin/B.Braun/4.0M | Invasive Blood Pressure Cable Compatible with Colin - B.Braun - Length: 4.0m | Invasive Blood Pressure Cable{R}Compatible with Colin - B.Braun{R}Length: 4.0m{R}REF: IBP-CL-BB40 | Invasive Blood Pressure Cable Compatible with Colin/B.Braun/4.0M
6015156 | Invasive Blood Pressure Cable | IBP-MEK-BB40 | Compatible with MEK/B.Braun/4.0M | Invasive Blood Pressure Cable Compatible with MEK - B.Braun - Length: 4.0m | Invasive Blood Pressure Cable{R}Compatible with MEK - B.Braun{R}Length: 4.0m{R}REF: IBP-MEK-BB40 | Invasive Blood Pressure Cable Compatible with MEK/B.Braun/4.0M
6015157 | Invasive Blood Pressure Cable | IBP-HL-BB40 | Compatible with GE Hellige/B.Braun/4.0M | Invasive Blood Pressure Cable Compatible with GE Hellige - B.Braun - Length: 4.0m | Invasive Blood Pressure Cable{R}Compatible with GE Hellige - B.Braun{R}Length: 4.0m{R}REF: IBP-HL-BB40 | Invasive Blood Pressure Cable Compatible with GE Hellige/B.Braun/4.0M
6015158 | Invasive Blood Pressure Cable | IBP-CSI-BB40 | Compatible with CSI/B.Braun/4.0M | Invasive Blood Pressure Cable Compatible with CSI - B.Braun - Length: 4.0m | Invasive Blood Pressure Cable{R}Compatible with CSI - B.Braun{R}Length: 4.0m{R}REF: IBP-CSI-BB40 | Invasive Blood Pressure Cable Compatible with CSI/B.Braun/4.0M
6015159 | Invasive Blood Pressure Cable | IBP-INF-BB40 | Compatible with Infinium/B.Braun/4.0M | Invasive Blood Pressure Cable Compatible with Infinium - B.Braun - Length: 4.0m | Invasive Blood Pressure Cable{R}Compatible with Infinium - B.Braun{R}Length: 4.0m{R}REF: IBP-INF-BB40 | Invasive Blood Pressure Cable Compatible with Infinium/B.Braun/4.0M
6015160 | Invasive Blood Pressure Cable | IBP-MN-BB40 | Compatible with Mennen/B.Braun/4.0M | Invasive Blood Pressure Cable Compatible with Mennen - B.Braun - Length: 4.0m | Invasive Blood Pressure Cable{R}Compatible with Mennen - B.Braun{R}Length: 4.0m{R}REF: IBP-MN-BB40 | Invasive Blood Pressure Cable Compatible with Mennen/B.Braun/4.0M
6015161 | Invasive Blood Pressure Cable | IBP-FDA-BB40 | Compatible with Fukuda Denshi/B.Braun/4.0M | Invasive Blood Pressure Cable Compatible with Fukuda Denshi - B.Braun - Length: 4.0m | Invasive Blood Pressure Cable{R}Compatible with Fukuda Denshi - B.Braun{R}Length: 4.0m{R}REF: IBP-FDA-BB40 | Invasive Blood Pressure Cable Compatible with Fukuda Denshi/B.Braun/4.0M
6015162 | Invasive Blood Pressure Cable | IBP-FDB-BB40 | Compatible with Fukuda Denshi/B.Braun/4.0M | Invasive Blood Pressure Cable Compatible with Fukuda Denshi - B.Braun - Length: 4.0m | Invasive Blood Pressure Cable{R}Compatible with Fukuda Denshi - B.Braun{R}Length: 4.0m{R}REF: IBP-FDB-BB40 | Invasive Blood Pressure Cable Compatible with Fukuda Denshi/B.Braun/4.0M
6015163 | Invasive Blood Pressure Cable | IBP-ET-BB40 | Compatible with Emtel/B.Braun/4.0M | Invasive Blood Pressure Cable Compatible with Emtel - B.Braun - Length: 4.0m | Invasive Blood Pressure Cable{R}Compatible with Emtel - B.Braun{R}Length: 4.0m{R}REF: IBP-ET-BB40 | Invasive Blood Pressure Cable Compatible with Emtel/B.Braun/4.0M
6015164 | Invasive Blood Pressure Cable | IBP-LT-BB40 | Compatible with L&T/B.Braun/4.0M | Invasive Blood Pressure Cable Compatible with L&T - B.Braun - Length: 4.0m | Invasive Blood Pressure Cable{R}Compatible with L&T - B.Braun{R}Length: 4.0m{R}REF: IBP-LT-BB40 | Invasive Blood Pressure Cable Compatible with L&T/B.Braun/4.0M
6015165 | Invasive Blood Pressure Cable | IBP-SK-BB40 | Compatible with Stockert/B.Braun/4.0M | Invasive Blood Pressure Cable Compatible with Stockert - B.Braun - Length: 4.0m | Invasive Blood Pressure Cable{R}Compatible with Stockert - B.Braun{R}Length: 4.0m{R}REF: IBP-SK-BB40 | Invasive Blood Pressure Cable Compatible with Stockert/B.Braun/4.0M
6015166 | Invasive Blood Pressure Cable | IBP-SR-BB40 | Compatible with Sarans/B.Braun/4.0M | Invasive Blood Pressure Cable Compatible with Sarans - B.Braun - Length: 4.0m | Invasive Blood Pressure Cable{R}Compatible with Sarans - B.Braun{R}Length: 4.0m{R}REF: IBP-SR-BB40 | Invasive Blood Pressure Cable Compatible with Sarans/B.Braun/4.0M
6015167 | Invasive Blood Pressure Cable | IBP-KR-BB40 | Compatible with Kopran/B.Braun/4.0M | Invasive Blood Pressure Cable Compatible with Kopran - B.Braun - Length: 4.0m | Invasive Blood Pressure Cable{R}Compatible with Kopran - B.Braun{R}Length: 4.0m{R}REF: IBP-KR-BB40 | Invasive Blood Pressure Cable Compatible with Kopran/B.Braun/4.0M
6015168 | Invasive Blood Pressure Cable | IBP-ME-BB40 | Compatible with Maquet/B.Braun/4.0M | Invasive Blood Pressure Cable Compatible with Maquet - B.Braun - Length: 4.0m | Invasive Blood Pressure Cable{R}Compatible with Maquet - B.Braun{R}Length: 4.0m{R}REF: IBP-ME-BB40 | Invasive Blood Pressure Cable Compatible with Maquet/B.Braun/4.0M
6015169 | Invasive Blood Pressure Cable | IBP-BR-BB40 | Compatible with Bard/B.Braun/4.0M | Invasive Blood Pressure Cable Compatible with Bard - B.Braun - Length: 4.0m | Invasive Blood Pressure Cable{R}Compatible with Bard - B.Braun{R}Length: 4.0m{R}REF: IBP-BR-BB40 | Invasive Blood Pressure Cable Compatible with Bard/B.Braun/4.0M
6015170 | Invasive Blood Pressure Cable | IBP-CM-BB40 | Compatible with Comen/B.Braun/4.0M/LP06-40G | Invasive Blood Pressure Cable Compatible with Comen - B.Braun - Length: 4.0m - LP06-40G | Invasive Blood Pressure Cable{R}Compatible with Comen - B.Braun{R}Length: 4.0m - LP06-40G{R}REF: IBP-CM-BB40 | Invasive Blood Pressure Cable Compatible with Comen/B.Braun/4.0M/LP06-40G
6015171 | Invasive Blood Pressure Cable | IBP-IG-BB40 | Compatible with IGEL/B.Braun/4.0M | Invasive Blood Pressure Cable Compatible with IGEL - B.Braun - Length: 4.0m | Invasive Blood Pressure Cable{R}Compatible with IGEL - B.Braun{R}Length: 4.0m{R}REF: IBP-IG-BB40 | Invasive Blood Pressure Cable Compatible with IGEL/B.Braun/4.0M
6015172 | Invasive Blood Pressure Cable | IBP-GT-BB40 | Compatible with GuoTeng/B.Braun/4.0M | Invasive Blood Pressure Cable Compatible with GuoTeng - B.Braun - Length: 4.0m | Invasive Blood Pressure Cable{R}Compatible with GuoTeng - B.Braun{R}Length: 4.0m{R}REF: IBP-GT-BB40 | Invasive Blood Pressure Cable Compatible with GuoTeng/B.Braun/4.0M
6015173 | Invasive Blood Pressure Cable | IBP-SA-BB40 | Compatible with SanAW/B.Braun/4.0M | Invasive Blood Pressure Cable Compatible with SanAW - B.Braun - Length: 4.0m | Invasive Blood Pressure Cable{R}Compatible with SanAW - B.Braun{R}Length: 4.0m{R}REF: IBP-SA-BB40 | Invasive Blood Pressure Cable Compatible with SanAW/B.Braun/4.0M
6015174 | Invasive Blood Pressure Cable | IBP-FS-BB40 | Compatible with Feas/B.Braun/4.0M | Invasive Blood Pressure Cable Compatible with Feas - B.Braun - Length: 4.0m | Invasive Blood Pressure Cable{R}Compatible with Feas - B.Braun{R}Length: 4.0m{R}REF: IBP-FS-BB40 | Invasive Blood Pressure Cable Compatible with Feas/B.Braun/4.0M
6015175 | Invasive Blood Pressure Cable | IBP-JJA-BB40 | Compatible with B.Braun/4.0M | Invasive Blood Pressure Cable Compatible with B.Braun - Length: 4.0m | Invasive Blood Pressure Cable{R}Compatible with B.Braun{R}Length: 4.0m{R}REF: IBP-JJA-BB40 | Invasive Blood Pressure Cable Compatible with B.Braun/4.0M
6015176 | Invasive Blood Pressure Cable | IBP-JJB-BB40 | Compatible with B.Braun/4.0M | Invasive Blood Pressure Cable Compatible with B.Braun - Length: 4.0m | Invasive Blood Pressure Cable{R}Compatible with B.Braun{R}Length: 4.0m{R}REF: IBP-JJB-BB40 | Invasive Blood Pressure Cable Compatible with B.Braun/4.0M
6015177 | Invasive Blood Pressure Cable | IBP-HY-BB40 | Compatible with B.Braun/4.0M | Invasive Blood Pressure Cable Compatible with B.Braun - Length: 4.0m | Invasive Blood Pressure Cable{R}Compatible with B.Braun{R}Length: 4.0m{R}REF: IBP-HY-BB40 | Invasive Blood Pressure Cable Compatible with B.Braun/4.0M
6015178 | Invasive Blood Pressure Cable | IBP-AM-EW40 | Compatible with AAMI 6P/Edwards/4.0M | Invasive Blood Pressure Cable Compatible with AAMI 6P - Edwards - Length: 4.0m | Invasive Blood Pressure Cable{R}Compatible with AAMI 6P - Edwards{R}Length: 4.0m{R}REF: IBP-AM-EW40 | Invasive Blood Pressure Cable Compatible with AAMI 6P/Edwards/4.0M
6015179 | Invasive Blood Pressure Cable | IBP-PH-EW40 | Compatible with Philips/Edwards/4.0M | Invasive Blood Pressure Cable Compatible with Philips - Edwards - Length: 4.0m | Invasive Blood Pressure Cable{R}Compatible with Philips - Edwards{R}Length: 4.0m{R}REF: IBP-PH-EW40 | Invasive Blood Pressure Cable Compatible with Philips/Edwards/4.0M
6015180 | Invasive Blood Pressure Cable | IBP-MQ-EW40 | Compatible with GE Marquette/Edwards/4.0M | Invasive Blood Pressure Cable Compatible with GE Marquette - Edwards - Length: 4.0m | Invasive Blood Pressure Cable{R}Compatible with GE Marquette - Edwards{R}Length: 4.0m{R}REF: IBP-MQ-EW40 | Invasive Blood Pressure Cable Compatible with GE Marquette/Edwards/4.0M
6015181 | Invasive Blood Pressure Cable | IBP-GE-EW40 | Compatible with GE/Edwards/4.0M | Invasive Blood Pressure Cable Compatible with GE - Edwards - Length: 4.0m | Invasive Blood Pressure Cable{R}Compatible with GE - Edwards{R}Length: 4.0m{R}REF: IBP-GE-EW40 | Invasive Blood Pressure Cable Compatible with GE/Edwards/4.0M
6015182 | Invasive Blood Pressure Cable | IBP-DX-EW40 | Compatible with Datex/Edwards/4.0M | Invasive Blood Pressure Cable Compatible with Datex - Edwards - Length: 4.0m | Invasive Blood Pressure Cable{R}Compatible with Datex - Edwards{R}Length: 4.0m{R}REF: IBP-DX-EW40 | Invasive Blood Pressure Cable Compatible with Datex/Edwards/4.0M
6015183 | Invasive Blood Pressure Cable | IBP-SL-EW40 | Compatible with Spacelabs/Edwards/4.0M | Invasive Blood Pressure Cable Compatible with Spacelabs - Edwards - Length: 4.0m | Invasive Blood Pressure Cable{R}Compatible with Spacelabs - Edwards{R}Length: 4.0m{R}REF: IBP-SL-EW40 | Invasive Blood Pressure Cable Compatible with Spacelabs/Edwards/4.0M
6015184 | Invasive Blood Pressure Cable | IBP-NKA-EW40 | Compatible with Nihon Kohden/Edwards/4.0M | Invasive Blood Pressure Cable Compatible with Nihon Kohden - Edwards - Length: 4.0m | Invasive Blood Pressure Cable{R}Compatible with Nihon Kohden - Edwards{R}Length: 4.0m{R}REF: IBP-NKA-EW40 | Invasive Blood Pressure Cable Compatible with Nihon Kohden/Edwards/4.0M
6015185 | Invasive Blood Pressure Cable | IBP-NKB-EW40 | Compatible with Nihon Kohden/Edwards/4.0M | Invasive Blood Pressure Cable Compatible with Nihon Kohden - Edwards - Length: 4.0m | Invasive Blood Pressure Cable{R}Compatible with Nihon Kohden - Edwards{R}Length: 4.0m{R}REF: IBP-NKB-EW40 | Invasive Blood Pressure Cable Compatible with Nihon Kohden/Edwards/4.0M
6015186 | Invasive Blood Pressure Cable | IBP-NKC-EW40 | Compatible with Nihon Kohden/Edwards/4.0M | Invasive Blood Pressure Cable Compatible with Nihon Kohden - Edwards - Length: 4.0m | Invasive Blood Pressure Cable{R}Compatible with Nihon Kohden - Edwards{R}Length: 4.0m{R}REF: IBP-NKC-EW40 | Invasive Blood Pressure Cable Compatible with Nihon Kohden/Edwards/4.0M
6015187 | Invasive Blood Pressure Cable | IBP-DGA-EW40 | Compatible with Draeger-Siemens/Edwards/4.0M | Invasive Blood Pressure Cable Compatible with Draeger-Siemens - Edwards - Length: 4.0m | Invasive Blood Pressure Cable{R}Compatible with Draeger-Siemens - Edwards{R}Length: 4.0m{R}REF: IBP-DGA-EW40 | Invasive Blood Pressure Cable Compatible with Draeger-Siemens/Edwards/4.0M
6015188 | Invasive Blood Pressure Cable | IBP-DGB-EW40 | Compatible with Draeger-Siemens/Edwards/4.0M | Invasive Blood Pressure Cable Compatible with Draeger-Siemens - Edwards - Length: 4.0m | Invasive Blood Pressure Cable{R}Compatible with Draeger-Siemens - Edwards{R}Length: 4.0m{R}REF: IBP-DGB-EW40 | Invasive Blood Pressure Cable Compatible with Draeger-Siemens/Edwards/4.0M
6015189 | Invasive Blood Pressure Cable | IBP-DGC-EW40 | Compatible with Draeger/Edwards/4.0M | Invasive Blood Pressure Cable Compatible with Draeger - Edwards - Length: 4.0m | Invasive Blood Pressure Cable{R}Compatible with Draeger - Edwards{R}Length: 4.0m{R}REF: IBP-DGC-EW40 | Invasive Blood Pressure Cable Compatible with Draeger/Edwards/4.0M
6015190 | Invasive Blood Pressure Cable | IBP-DGD-EW40 | Compatible with Draeger-Siemens/Edwards/4.0M | Invasive Blood Pressure Cable Compatible with Draeger-Siemens - Edwards - Length: 4.0m | Invasive Blood Pressure Cable{R}Compatible with Draeger-Siemens - Edwards{R}Length: 4.0m{R}REF: IBP-DGD-EW40 | Invasive Blood Pressure Cable Compatible with Draeger-Siemens/Edwards/4.0M
6015191 | Invasive Blood Pressure Cable | IBP-DGE-EW40 | Compatible with Draeger-Siemens/Edwards/4.0M | Invasive Blood Pressure Cable Compatible with Draeger-Siemens - Edwards - Length: 4.0m | Invasive Blood Pressure Cable{R}Compatible with Draeger-Siemens - Edwards{R}Length: 4.0m{R}REF: IBP-DGE-EW40 | Invasive Blood Pressure Cable Compatible with Draeger-Siemens/Edwards/4.0M
6015192 | Invasive Blood Pressure Cable | IBP-MRA-EW40 | Compatible with Mindray/Edwards/4.0M | Invasive Blood Pressure Cable Compatible with Mindray - Edwards - Length: 4.0m | Invasive Blood Pressure Cable{R}Compatible with Mindray - Edwards{R}Length: 4.0m{R}REF: IBP-MRA-EW40 | Invasive Blood Pressure Cable Compatible with Mindray/Edwards/4.0M
6015193 | Invasive Blood Pressure Cable | IBP-MRB-EW40 | Compatible with Mindray-Datascope/Edwards/4.0M | Invasive Blood Pressure Cable Compatible with Mindray-Datascope - Edwards - Length: 4.0m | Invasive Blood Pressure Cable{R}Compatible with Mindray-Datascope - Edwards{R}Length: 4.0m{R}REF: IBP-MRB-EW40 | Invasive Blood Pressure Cable Compatible with Mindray-Datascope/Edwards/4.0M
6015194 | Invasive Blood Pressure Cable | IBP-CR-EW40 | Compatible with GE Corometrics/Edwards/4.0M | Invasive Blood Pressure Cable Compatible with GE Corometrics - Edwards - Length: 4.0m | Invasive Blood Pressure Cable{R}Compatible with GE Corometrics - Edwards{R}Length: 4.0m{R}REF: IBP-CR-EW40 | Invasive Blood Pressure Cable Compatible with GE Corometrics/Edwards/4.0M
6015195 | Invasive Blood Pressure Cable | IBP-DT-EW40 | Compatible with Datascope/Edwards/4.0M | Invasive Blood Pressure Cable Compatible with Datascope - Edwards - Length: 4.0m | Invasive Blood Pressure Cable{R}Compatible with Datascope - Edwards{R}Length: 4.0m{R}REF: IBP-DT-EW40 | Invasive Blood Pressure Cable Compatible with Datascope/Edwards/4.0M
6015196 | Invasive Blood Pressure Cable | IBP-BLT-EW40 | Compatible with Biolight/Edwards/4.0M | Invasive Blood Pressure Cable Compatible with Biolight - Edwards - Length: 4.0m | Invasive Blood Pressure Cable{R}Compatible with Biolight - Edwards{R}Length: 4.0m{R}REF: IBP-BLT-EW40 | Invasive Blood Pressure Cable Compatible with Biolight/Edwards/4.0M
6015197 | Invasive Blood Pressure Cable | IBP-KTN-EW40 | Compatible with Kontron/Edwards/4.0M | Invasive Blood Pressure Cable Compatible with Kontron - Edwards - Length: 4.0m | Invasive Blood Pressure Cable{R}Compatible with Kontron - Edwards{R}Length: 4.0m{R}REF: IBP-KTN-EW40 | Invasive Blood Pressure Cable Compatible with Kontron/Edwards/4.0M
6015198 | Invasive Blood Pressure Cable | IBP-CL-EW40 | Compatible with Colin/Edwards/4.0M | Invasive Blood Pressure Cable Compatible with Colin - Edwards - Length: 4.0m | Invasive Blood Pressure Cable{R}Compatible with Colin - Edwards{R}Length: 4.0m{R}REF: IBP-CL-EW40 | Invasive Blood Pressure Cable Compatible with Colin/Edwards/4.0M
6015199 | Invasive Blood Pressure Cable | IBP-MEK-EW40 | Compatible with MEK/Edwards/4.0M | Invasive Blood Pressure Cable Compatible with MEK - Edwards - Length: 4.0m | Invasive Blood Pressure Cable{R}Compatible with MEK - Edwards{R}Length: 4.0m{R}REF: IBP-MEK-EW40 | Invasive Blood Pressure Cable Compatible with MEK/Edwards/4.0M
6015200 | Invasive Blood Pressure Cable | IBP-HL-EW40 | Compatible with GE Hellige/Edwards/4.0M | Invasive Blood Pressure Cable Compatible with GE Hellige - Edwards - Length: 4.0m | Invasive Blood Pressure Cable{R}Compatible with GE Hellige - Edwards{R}Length: 4.0m{R}REF: IBP-HL-EW40 | Invasive Blood Pressure Cable Compatible with GE Hellige/Edwards/4.0M
6015201 | Invasive Blood Pressure Cable | IBP-CSI-EW40 | Compatible with CSI/Edwards/4.0M | Invasive Blood Pressure Cable Compatible with CSI - Edwards - Length: 4.0m | Invasive Blood Pressure Cable{R}Compatible with CSI - Edwards{R}Length: 4.0m{R}REF: IBP-CSI-EW40 | Invasive Blood Pressure Cable Compatible with CSI/Edwards/4.0M
6015202 | Invasive Blood Pressure Cable | IBP-INF-EW40 | Compatible with Infinium/Edwards/4.0M | Invasive Blood Pressure Cable Compatible with Infinium - Edwards - Length: 4.0m | Invasive Blood Pressure Cable{R}Compatible with Infinium - Edwards{R}Length: 4.0m{R}REF: IBP-INF-EW40 | Invasive Blood Pressure Cable Compatible with Infinium/Edwards/4.0M
6015203 | Invasive Blood Pressure Cable | IBP-MN-EW40 | Compatible with Mennen/Edwards/4.0M | Invasive Blood Pressure Cable Compatible with Mennen - Edwards - Length: 4.0m | Invasive Blood Pressure Cable{R}Compatible with Mennen - Edwards{R}Length: 4.0m{R}REF: IBP-MN-EW40 | Invasive Blood Pressure Cable Compatible with Mennen/Edwards/4.0M
6015204 | Invasive Blood Pressure Cable | IBP-FDA-EW40 | Compatible with Fukuda Denshi/Edwards/4.0M | Invasive Blood Pressure Cable Compatible with Fukuda Denshi - Edwards - Length: 4.0m | Invasive Blood Pressure Cable{R}Compatible with Fukuda Denshi - Edwards{R}Length: 4.0m{R}REF: IBP-FDA-EW40 | Invasive Blood Pressure Cable Compatible with Fukuda Denshi/Edwards/4.0M
6015205 | Invasive Blood Pressure Cable | IBP-FDB-EW40 | Compatible with Fukuda Denshi/Edwards/4.0M | Invasive Blood Pressure Cable Compatible with Fukuda Denshi - Edwards - Length: 4.0m | Invasive Blood Pressure Cable{R}Compatible with Fukuda Denshi - Edwards{R}Length: 4.0m{R}REF: IBP-FDB-EW40 | Invasive Blood Pressure Cable Compatible with Fukuda Denshi/Edwards/4.0M
6015206 | Invasive Blood Pressure Cable | IBP-ET-EW40 | Compatible with Emtel/Edwards/4.0M | Invasive Blood Pressure Cable Compatible with Emtel - Edwards - Length: 4.0m | Invasive Blood Pressure Cable{R}Compatible with Emtel - Edwards{R}Length: 4.0m{R}REF: IBP-ET-EW40 | Invasive Blood Pressure Cable Compatible with Emtel/Edwards/4.0M
6015207 | Invasive Blood Pressure Cable | IBP-LT-EW40 | Compatible with L&T/Edwards/4.0M | Invasive Blood Pressure Cable Compatible with L&T - Edwards - Length: 4.0m | Invasive Blood Pressure Cable{R}Compatible with L&T - Edwards{R}Length: 4.0m{R}REF: IBP-LT-EW40 | Invasive Blood Pressure Cable Compatible with L&T/Edwards/4.0M
6015208 | Invasive Blood Pressure Cable | IBP-SK-EW40 | Compatible with Stockert/Edwards/4.0M | Invasive Blood Pressure Cable Compatible with Stockert - Edwards - Length: 4.0m | Invasive Blood Pressure Cable{R}Compatible with Stockert - Edwards{R}Length: 4.0m{R}REF: IBP-SK-EW40 | Invasive Blood Pressure Cable Compatible with Stockert/Edwards/4.0M
6015209 | Invasive Blood Pressure Cable | IBP-SR-EW40 | Compatible with Sarans/Edwards/4.0M | Invasive Blood Pressure Cable Compatible with Sarans - Edwards - Length: 4.0m | Invasive Blood Pressure Cable{R}Compatible with Sarans - Edwards{R}Length: 4.0m{R}REF: IBP-SR-EW40 | Invasive Blood Pressure Cable Compatible with Sarans/Edwards/4.0M
6015210 | Invasive Blood Pressure Cable | IBP-KR-EW40 | Compatible with Kopran/Edwards/4.0M | Invasive Blood Pressure Cable Compatible with Kopran - Edwards - Length: 4.0m | Invasive Blood Pressure Cable{R}Compatible with Kopran - Edwards{R}Length: 4.0m{R}REF: IBP-KR-EW40 | Invasive Blood Pressure Cable Compatible with Kopran/Edwards/4.0M
6015211 | Invasive Blood Pressure Cable | IBP-ME-EW40 | Compatible with Maquet/Edwards/4.0M | Invasive Blood Pressure Cable Compatible with Maquet - Edwards - Length: 4.0m | Invasive Blood Pressure Cable{R}Compatible with Maquet - Edwards{R}Length: 4.0m{R}REF: IBP-ME-EW40 | Invasive Blood Pressure Cable Compatible with Maquet/Edwards/4.0M
6015212 | Invasive Blood Pressure Cable | IBP-BR-EW40 | Compatible with Bard/Edwards/4.0M | Invasive Blood Pressure Cable Compatible with Bard - Edwards - Length: 4.0m | Invasive Blood Pressure Cable{R}Compatible with Bard - Edwards{R}Length: 4.0m{R}REF: IBP-BR-EW40 | Invasive Blood Pressure Cable Compatible with Bard/Edwards/4.0M
6015213 | Invasive Blood Pressure Cable | IBP-CM-EW40 | Compatible with Comen/Edwards/4.0M/LP06-40G | Invasive Blood Pressure Cable Compatible with Comen - Edwards - Length: 4.0m - LP06-40G | Invasive Blood Pressure Cable{R}Compatible with Comen - Edwards{R}Length: 4.0m - LP06-40G{R}REF: IBP-CM-EW40 | Invasive Blood Pressure Cable Compatible with Comen/Edwards/4.0M/LP06-40G
6015214 | Invasive Blood Pressure Cable | IBP-IG-EW40 | Compatible with IGEL/Edwards/4.0M | Invasive Blood Pressure Cable Compatible with IGEL - Edwards - Length: 4.0m | Invasive Blood Pressure Cable{R}Compatible with IGEL - Edwards{R}Length: 4.0m{R}REF: IBP-IG-EW40 | Invasive Blood Pressure Cable Compatible with IGEL/Edwards/4.0M
6015215 | Invasive Blood Pressure Cable | IBP-GT-EW40 | Compatible with GuoTeng/Edwards/4.0M | Invasive Blood Pressure Cable Compatible with GuoTeng - Edwards - Length: 4.0m | Invasive Blood Pressure Cable{R}Compatible with GuoTeng - Edwards{R}Length: 4.0m{R}REF: IBP-GT-EW40 | Invasive Blood Pressure Cable Compatible with GuoTeng/Edwards/4.0M
6015216 | Invasive Blood Pressure Cable | IBP-SA-EW40 | Compatible with SanAW/Edwards/4.0M | Invasive Blood Pressure Cable Compatible with SanAW - Edwards - Length: 4.0m | Invasive Blood Pressure Cable{R}Compatible with SanAW - Edwards{R}Length: 4.0m{R}REF: IBP-SA-EW40 | Invasive Blood Pressure Cable Compatible with SanAW/Edwards/4.0M
6015217 | Invasive Blood Pressure Cable | IBP-FS-EW40 | Compatible with Feas/Edwards/4.0M | Invasive Blood Pressure Cable Compatible with Feas - Edwards - Length: 4.0m | Invasive Blood Pressure Cable{R}Compatible with Feas - Edwards{R}Length: 4.0m{R}REF: IBP-FS-EW40 | Invasive Blood Pressure Cable Compatible with Feas/Edwards/4.0M
6015218 | Invasive Blood Pressure Cable | IBP-JJA-EW40 | Compatible with Edwards/4.0M | Invasive Blood Pressure Cable Compatible with Edwards - Length: 4.0m | Invasive Blood Pressure Cable{R}Compatible with Edwards{R}Length: 4.0m{R}REF: IBP-JJA-EW40 | Invasive Blood Pressure Cable Compatible with Edwards/4.0M
6015219 | Invasive Blood Pressure Cable | IBP-JJB-EW40 | Compatible with Edwards/4.0M | Invasive Blood Pressure Cable Compatible with Edwards - Length: 4.0m | Invasive Blood Pressure Cable{R}Compatible with Edwards{R}Length: 4.0m{R}REF: IBP-JJB-EW40 | Invasive Blood Pressure Cable Compatible with Edwards/4.0M
6015220 | Invasive Blood Pressure Cable | IBP-HY-EW40 | Compatible with Edwards/4.0M | Invasive Blood Pressure Cable Compatible with Edwards - Length: 4.0m | Invasive Blood Pressure Cable{R}Compatible with Edwards{R}Length: 4.0m{R}REF: IBP-HY-EW40 | Invasive Blood Pressure Cable Compatible with Edwards/4.0M
6015221 | Invasive Blood Pressure Cable | IBP-PH01-EW04 | Compatible with Philips/Edwards/0.4M | Invasive Blood Pressure Cable Compatible with Philips - Edwards - Length: 0.4m | Invasive Blood Pressure Cable{R}Compatible with Philips - Edwards{R}Length: 0.4m{R}REF: IBP-PH01-EW04 | Invasive Blood Pressure Cable Compatible with Philips/Edwards/0.4M
6015222 | Invasive Blood Pressure Cable | IBP-PH-EW60 | Compatible with Philips/Edwards/6.0M | Invasive Blood Pressure Cable Compatible with Philips - Edwards - 6.0M | Invasive Blood Pressure Cable{R}Compatible with Philips – Edwards{R}Length: 6.0m{R}REF: IBP-PH-EW60 | Invasive Blood Pressure Cable Compatible with Philips/Edwards/6.0M
6015223 | Invasive Blood Pressure Cable | IBP-AM-BD40 | Compatible with AAMI 6P/BD/4.0M | Invasive Blood Pressure Cable Compatible with AAMI 6P - BD - Length: 4.0m | Invasive Blood Pressure Cable{R}Compatible with AAMI 6P - BD{R}Length: 4.0m{R}REF: IBP-AM-BD40 | Invasive Blood Pressure Cable Compatible with AAMI 6P/BD/4.0M
6015224 | Invasive Blood Pressure Cable | IBP-PH-BD40 | Compatible with Philips/BD/4.0M | Invasive Blood Pressure Cable Compatible with Philips - BD - Length: 4.0m | Invasive Blood Pressure Cable{R}Compatible with Philips - BD{R}Length: 4.0m{R}REF: IBP-PH-BD40 | Invasive Blood Pressure Cable Compatible with Philips/BD/4.0M
6015225 | Invasive Blood Pressure Cable | IBP-MQ-BD40 | Compatible with GE Marquette/BD/4.0M | Invasive Blood Pressure Cable Compatible with GE Marquette - BD - Length: 4.0m | Invasive Blood Pressure Cable{R}Compatible with GE Marquette - BD{R}Length: 4.0m{R}REF: IBP-MQ-BD40 | Invasive Blood Pressure Cable Compatible with GE Marquette/BD/4.0M
6015226 | Invasive Blood Pressure Cable | IBP-GE-BD40 | Compatible with GE/BD/4.0M | Invasive Blood Pressure Cable Compatible with GE - BD - Length: 4.0m | Invasive Blood Pressure Cable{R}Compatible with GE - BD{R}Length: 4.0m{R}REF: IBP-GE-BD40 | Invasive Blood Pressure Cable Compatible with GE/BD/4.0M
6015227 | Invasive Blood Pressure Cable | IBP-DX-BD40 | Compatible with Datex/BD/4.0M | Invasive Blood Pressure Cable Compatible with Datex - BD - Length: 4.0m | Invasive Blood Pressure Cable{R}Compatible with Datex - BD{R}Length: 4.0m{R}REF: IBP-DX-BD40 | Invasive Blood Pressure Cable Compatible with Datex/BD/4.0M
6015228 | Invasive Blood Pressure Cable | IBP-SL-BD40 | Compatible with Spacelabs/BD/4.0M | Invasive Blood Pressure Cable Compatible with Spacelabs - BD - Length: 4.0m | Invasive Blood Pressure Cable{R}Compatible with Spacelabs - BD{R}Length: 4.0m{R}REF: IBP-SL-BD40 | Invasive Blood Pressure Cable Compatible with Spacelabs/BD/4.0M
6015229 | Invasive Blood Pressure Cable | IBP-NKA-BD40 | Compatible with Nihon Kohden/BD/4.0M | Invasive Blood Pressure Cable Compatible with Nihon Kohden - BD - Length: 4.0m | Invasive Blood Pressure Cable{R}Compatible with Nihon Kohden - BD{R}Length: 4.0m{R}REF: IBP-NKA-BD40 | Invasive Blood Pressure Cable Compatible with Nihon Kohden/BD/4.0M
6015230 | Invasive Blood Pressure Cable | IBP-NKB-BD40 | Compatible with Nihon Kohden/BD/4.0M | Invasive Blood Pressure Cable Compatible with Nihon Kohden - BD - Length: 4.0m | Invasive Blood Pressure Cable{R}Compatible with Nihon Kohden - BD{R}Length: 4.0m{R}REF: IBP-NKB-BD40 | Invasive Blood Pressure Cable Compatible with Nihon Kohden/BD/4.0M
6015231 | Invasive Blood Pressure Cable | IBP-NKC-BD40 | Compatible with Nihon Kohden/BD/4.0M | Invasive Blood Pressure Cable Compatible with Nihon Kohden - BD - Length: 4.0m | Invasive Blood Pressure Cable{R}Compatible with Nihon Kohden - BD{R}Length: 4.0m{R}REF: IBP-NKC-BD40 | Invasive Blood Pressure Cable Compatible with Nihon Kohden/BD/4.0M
6015232 | Invasive Blood Pressure Cable | IBP-DGA-BD40 | Compatible with Draeger-Siemens/BD/4.0M | Invasive Blood Pressure Cable Compatible with Draeger-Siemens - BD - Length: 4.0m | Invasive Blood Pressure Cable{R}Compatible with Draeger-Siemens - BD{R}Length: 4.0m{R}REF: IBP-DGA-BD40 | Invasive Blood Pressure Cable Compatible with Draeger-Siemens/BD/4.0M
6015233 | Invasive Blood Pressure Cable | IBP-DGB-BD40 | Compatible with Draeger-Siemens/BD/4.0M | Invasive Blood Pressure Cable Compatible with Draeger-Siemens - BD - Length: 4.0m | Invasive Blood Pressure Cable{R}Compatible with Draeger-Siemens - BD{R}Length: 4.0m{R}REF: IBP-DGB-BD40 | Invasive Blood Pressure Cable Compatible with Draeger-Siemens/BD/4.0M
6015234 | Invasive Blood Pressure Cable | IBP-DGC-BD40 | Compatible with Draeger/BD/4.0M | Invasive Blood Pressure Cable Compatible with Draeger - BD - Length: 4.0m | Invasive Blood Pressure Cable{R}Compatible with Draeger - BD{R}Length: 4.0m{R}REF: IBP-DGC-BD40 | Invasive Blood Pressure Cable Compatible with Draeger/BD/4.0M
6015235 | Invasive Blood Pressure Cable | IBP-DGD-BD40 | Compatible with Draeger-Siemens/BD/4.0M | Invasive Blood Pressure Cable Compatible with Draeger-Siemens - BD - Length: 4.0m | Invasive Blood Pressure Cable{R}Compatible with Draeger-Siemens - BD{R}Length: 4.0m{R}REF: IBP-DGD-BD40 | Invasive Blood Pressure Cable Compatible with Draeger-Siemens/BD/4.0M
6015236 | Invasive Blood Pressure Cable | IBP-DGE-BD40 | Compatible with Draeger-Siemens/BD/4.0M | Invasive Blood Pressure Cable Compatible with Draeger-Siemens - BD - Length: 4.0m | Invasive Blood Pressure Cable{R}Compatible with Draeger-Siemens - BD{R}Length: 4.0m{R}REF: IBP-DGE-BD40 | Invasive Blood Pressure Cable Compatible with Draeger-Siemens/BD/4.0M
6015237 | Invasive Blood Pressure Cable | IBP-MRA-BD40 | Compatible with Mindray/BD/4.0M | Invasive Blood Pressure Cable Compatible with Mindray - BD - Length: 4.0m | Invasive Blood Pressure Cable{R}Compatible with Mindray - BD{R}Length: 4.0m{R}REF: IBP-MRA-BD40 | Invasive Blood Pressure Cable Compatible with Mindray/BD/4.0M
6015238 | Invasive Blood Pressure Cable | IBP-MRB-BD40 | Compatible with Mindray-Datascope/BD/4.0M | Invasive Blood Pressure Cable Compatible with Mindray-Datascope - BD - Length: 4.0m | Invasive Blood Pressure Cable{R}Compatible with Mindray-Datascope - BD{R}Length: 4.0m{R}REF: IBP-MRB-BD40 | Invasive Blood Pressure Cable Compatible with Mindray-Datascope/BD/4.0M
6015239 | Invasive Blood Pressure Cable | IBP-CR-BD40 | Compatible with GE Corometrics/BD/4.0M | Invasive Blood Pressure Cable Compatible with GE Corometrics - BD - Length: 4.0m | Invasive Blood Pressure Cable{R}Compatible with GE Corometrics - BD{R}Length: 4.0m{R}REF: IBP-CR-BD40 | Invasive Blood Pressure Cable Compatible with GE Corometrics/BD/4.0M
6015240 | Invasive Blood Pressure Cable | IBP-DT-BD40 | Compatible with Datascope/BD/4.0M | Invasive Blood Pressure Cable Compatible with Datascope - BD - Length: 4.0m | Invasive Blood Pressure Cable{R}Compatible with Datascope - BD{R}Length: 4.0m{R}REF: IBP-DT-BD40 | Invasive Blood Pressure Cable Compatible with Datascope/BD/4.0M
6015241 | Invasive Blood Pressure Cable | IBP-BLT-BD40 | Compatible with Biolight/BD/4.0M | Invasive Blood Pressure Cable Compatible with Biolight - BD - Length: 4.0m | Invasive Blood Pressure Cable{R}Compatible with Biolight - BD{R}Length: 4.0m{R}REF: IBP-BLT-BD40 | Invasive Blood Pressure Cable Compatible with Biolight/BD/4.0M
6015242 | Invasive Blood Pressure Cable | IBP-KTN-BD40 | Compatible with Kontron/BD/4.0M | Invasive Blood Pressure Cable Compatible with Kontron - BD - Length: 4.0m | Invasive Blood Pressure Cable{R}Compatible with Kontron - BD{R}Length: 4.0m{R}REF: IBP-KTN-BD40 | Invasive Blood Pressure Cable Compatible with Kontron/BD/4.0M
6015243 | Invasive Blood Pressure Cable | IBP-CL-BD40 | Compatible with Colin/BD/4.0M | Invasive Blood Pressure Cable Compatible with Colin - BD - Length: 4.0m | Invasive Blood Pressure Cable{R}Compatible with Colin - BD{R}Length: 4.0m{R}REF: IBP-CL-BD40 | Invasive Blood Pressure Cable Compatible with Colin/BD/4.0M
6015244 | Invasive Blood Pressure Cable | IBP-MEK-BD40 | Compatible with MEK/BD/4.0M | Invasive Blood Pressure Cable Compatible with MEK - BD - Length: 4.0m | Invasive Blood Pressure Cable{R}Compatible with MEK - BD{R}Length: 4.0m{R}REF: IBP-MEK-BD40 | Invasive Blood Pressure Cable Compatible with MEK/BD/4.0M
6015245 | Invasive Blood Pressure Cable | IBP-HL-BD40 | Compatible with GE Hellige/BD/4.0M | Invasive Blood Pressure Cable Compatible with GE Hellige - BD - Length: 4.0m | Invasive Blood Pressure Cable{R}Compatible with GE Hellige - BD{R}Length: 4.0m{R}REF: IBP-HL-BD40 | Invasive Blood Pressure Cable Compatible with GE Hellige/BD/4.0M
6015246 | Invasive Blood Pressure Cable | IBP-CSI-BD40 | Compatible with CSI/BD/4.0M | Invasive Blood Pressure Cable Compatible with CSI - BD - Length: 4.0m | Invasive Blood Pressure Cable{R}Compatible with CSI - BD{R}Length: 4.0m{R}REF: IBP-CSI-BD40 | Invasive Blood Pressure Cable Compatible with CSI/BD/4.0M
6015247 | Invasive Blood Pressure Cable | IBP-INF-BD40 | Compatible with Infinium/BD/4.0M | Invasive Blood Pressure Cable Compatible with Infinium - BD - Length: 4.0m | Invasive Blood Pressure Cable{R}Compatible with Infinium - BD{R}Length: 4.0m{R}REF: IBP-INF-BD40 | Invasive Blood Pressure Cable Compatible with Infinium/BD/4.0M
6015248 | Invasive Blood Pressure Cable | IBP-MN-BD40 | Compatible with Mennen/BD/4.0M | Invasive Blood Pressure Cable Compatible with Mennen - BD - Length: 4.0m | Invasive Blood Pressure Cable{R}Compatible with Mennen - BD{R}Length: 4.0m{R}REF: IBP-MN-BD40 | Invasive Blood Pressure Cable Compatible with Mennen/BD/4.0M
6015249 | Invasive Blood Pressure Cable | IBP-FDA-BD40 | Compatible with Fukuda Denshi/BD/4.0M | Invasive Blood Pressure Cable Compatible with Fukuda Denshi - BD - Length: 4.0m | Invasive Blood Pressure Cable{R}Compatible with Fukuda Denshi - BD{R}Length: 4.0m{R}REF: IBP-FDA-BD40 | Invasive Blood Pressure Cable Compatible with Fukuda Denshi/BD/4.0M
6015250 | Invasive Blood Pressure Cable | IBP-FDB-BD40 | Compatible with Fukuda Denshi/BD/4.0M | Invasive Blood Pressure Cable Compatible with Fukuda Denshi - BD - Length: 4.0m | Invasive Blood Pressure Cable{R}Compatible with Fukuda Denshi - BD{R}Length: 4.0m{R}REF: IBP-FDB-BD40 | Invasive Blood Pressure Cable Compatible with Fukuda Denshi/BD/4.0M
6015251 | Invasive Blood Pressure Cable | IBP-ET-BD40 | Compatible with Emtel/BD/4.0M | Invasive Blood Pressure Cable Compatible with Emtel - BD - Length: 4.0m | Invasive Blood Pressure Cable{R}Compatible with Emtel - BD{R}Length: 4.0m{R}REF: IBP-ET-BD40 | Invasive Blood Pressure Cable Compatible with Emtel/BD/4.0M
6015252 | Invasive Blood Pressure Cable | IBP-LT-BD40 | Compatible with L&T/BD/4.0M | Invasive Blood Pressure Cable Compatible with L&T - BD - Length: 4.0m | Invasive Blood Pressure Cable{R}Compatible with L&T - BD{R}Length: 4.0m{R}REF: IBP-LT-BD40 | Invasive Blood Pressure Cable Compatible with L&T/BD/4.0M
6015253 | Invasive Blood Pressure Cable | IBP-SK-BD40 | Compatible with Stockert/BD/4.0M | Invasive Blood Pressure Cable Compatible with Stockert - BD - Length: 4.0m | Invasive Blood Pressure Cable{R}Compatible with Stockert - BD{R}Length: 4.0m{R}REF: IBP-SK-BD40 | Invasive Blood Pressure Cable Compatible with Stockert/BD/4.0M
6015254 | Invasive Blood Pressure Cable | IBP-SR-BD40 | Compatible with Sarans/BD/4.0M | Invasive Blood Pressure Cable Compatible with Sarans - BD - Length: 4.0m | Invasive Blood Pressure Cable{R}Compatible with Sarans - BD{R}Length: 4.0m{R}REF: IBP-SR-BD40 | Invasive Blood Pressure Cable Compatible with Sarans/BD/4.0M
6015255 | Invasive Blood Pressure Cable | IBP-KR-BD40 | Compatible with Kopran/BD/4.0M | Invasive Blood Pressure Cable Compatible with Kopran - BD - Length: 4.0m | Invasive Blood Pressure Cable{R}Compatible with Kopran - BD{R}Length: 4.0m{R}REF: IBP-KR-BD40 | Invasive Blood Pressure Cable Compatible with Kopran/BD/4.0M
6015256 | Invasive Blood Pressure Cable | IBP-ME-BD40 | Compatible with Maquet/BD/4.0M | Invasive Blood Pressure Cable Compatible with Maquet - BD - Length: 4.0m | Invasive Blood Pressure Cable{R}Compatible with Maquet - BD{R}Length: 4.0m{R}REF: IBP-ME-BD40 | Invasive Blood Pressure Cable Compatible with Maquet/BD/4.0M
6015257 | Invasive Blood Pressure Cable | IBP-BR-BD40 | Compatible with Bard/BD/4.0M | Invasive Blood Pressure Cable Compatible with Bard - BD - Length: 4.0m | Invasive Blood Pressure Cable{R}Compatible with Bard - BD{R}Length: 4.0m{R}REF: IBP-BR-BD40 | Invasive Blood Pressure Cable Compatible with Bard/BD/4.0M
6015258 | Invasive Blood Pressure Cable | IBP-CM-BD40 | Compatible with Comen/BD/4.0M/LP06-40G | Invasive Blood Pressure Cable Compatible with Comen - BD - Length: 4.0m - LP06-40G | Invasive Blood Pressure Cable{R}Compatible with Comen - BD{R}Length: 4.0m - LP06-40G{R}REF: IBP-CM-BD40 | Invasive Blood Pressure Cable Compatible with Comen/BD/4.0M/LP06-40G
6015259 | Invasive Blood Pressure Cable | IBP-IG-BD40 | Compatible with IGEL/BD/4.0M | Invasive Blood Pressure Cable Compatible with IGEL - BD - Length: 4.0m | Invasive Blood Pressure Cable{R}Compatible with IGEL - BD{R}Length: 4.0m{R}REF: IBP-IG-BD40 | Invasive Blood Pressure Cable Compatible with IGEL/BD/4.0M
6015260 | Invasive Blood Pressure Cable | IBP-GT-BD40 | Compatible with GuoTeng/BD/4.0M | Invasive Blood Pressure Cable Compatible with GuoTeng - BD - Length: 4.0m | Invasive Blood Pressure Cable{R}Compatible with GuoTeng - BD{R}Length: 4.0m{R}REF: IBP-GT-BD40 | Invasive Blood Pressure Cable Compatible with GuoTeng/BD/4.0M
6015261 | Invasive Blood Pressure Cable | IBP-SA-BD40 | Compatible with SanAW/BD/4.0M | Invasive Blood Pressure Cable Compatible with SanAW - BD - Length: 4.0m | Invasive Blood Pressure Cable{R}Compatible with SanAW - BD{R}Length: 4.0m{R}REF: IBP-SA-BD40 | Invasive Blood Pressure Cable Compatible with SanAW/BD/4.0M
6015262 | Invasive Blood Pressure Cable | IBP-FS-BD40 | Compatible with Feas/BD/4.0M | Invasive Blood Pressure Cable Compatible with Feas - BD - Length: 4.0m | Invasive Blood Pressure Cable{R}Compatible with Feas - BD{R}Length: 4.0m{R}REF: IBP-FS-BD40 | Invasive Blood Pressure Cable Compatible with Feas/BD/4.0M
6015263 | Invasive Blood Pressure Cable | IBP-JJA-BD40 | Compatible with BD/4.0M | Invasive Blood Pressure Cable Compatible with BD - Length: 4.0m | Invasive Blood Pressure Cable{R}Compatible with BD{R}Length: 4.0m{R}REF: IBP-JJA-BD40 | Invasive Blood Pressure Cable Compatible with BD/4.0M
6015264 | Invasive Blood Pressure Cable | IBP-JJB-BD40 | Compatible with BD/4.0M | Invasive Blood Pressure Cable Compatible with BD - Length: 4.0m | Invasive Blood Pressure Cable{R}Compatible with BD{R}Length: 4.0m{R}REF: IBP-JJB-BD40 | Invasive Blood Pressure Cable Compatible with BD/4.0M
6015265 | Invasive Blood Pressure Cable | IBP-HY-BD40 | Compatible with BD/4.0M | Invasive Blood Pressure Cable Compatible with BD - Length: 4.0m | Invasive Blood Pressure Cable{R}Compatible with BD{R}Length: 4.0m{R}REF: IBP-HY-BD40 | Invasive Blood Pressure Cable Compatible with BD/4.0M
6015266 | Invasive Blood Pressure Cable | IBP-AM-PVB40 | Compatible with AAMI 6P/PVB/4.0M | Invasive Blood Pressure Cable Compatible with AAMI 6P - PVB - Length: 4.0m | Invasive Blood Pressure Cable{R}Compatible with AAMI 6P - PVB{R}Length: 4.0m{R}REF: IBP-AM-PVB40 | Invasive Blood Pressure Cable Compatible with AAMI 6P/PVB/4.0M
6015267 | Invasive Blood Pressure Cable | IBP-PH-PVB40 | Compatible with Philips/PVB/4.0M | Invasive Blood Pressure Cable Compatible with Philips - PVB - Length: 4.0m | Invasive Blood Pressure Cable{R}Compatible with Philips - PVB{R}Length: 4.0m{R}REF: IBP-PH-PVB40 | Invasive Blood Pressure Cable Compatible with Philips/PVB/4.0M
6015268 | Invasive Blood Pressure Cable | IBP-MQ-PVB40 | Compatible with GE Marquette/PVB/4.0M | Invasive Blood Pressure Cable Compatible with GE Marquette - PVB - Length: 4.0m | Invasive Blood Pressure Cable{R}Compatible with GE Marquette - PVB{R}Length: 4.0m{R}REF: IBP-MQ-PVB40 | Invasive Blood Pressure Cable Compatible with GE Marquette/PVB/4.0M
6015269 | Invasive Blood Pressure Cable | IBP-GE-PVB40 | Compatible with GE/PVB/4.0M | Invasive Blood Pressure Cable Compatible with GE - PVB - Length: 4.0m | Invasive Blood Pressure Cable{R}Compatible with GE - PVB{R}Length: 4.0m{R}REF: IBP-GE-PVB40 | Invasive Blood Pressure Cable Compatible with GE/PVB/4.0M
6015270 | Invasive Blood Pressure Cable | IBP-DX-PVB40 | Compatible with Datex/PVB/4.0M | Invasive Blood Pressure Cable Compatible with Datex - PVB - Length: 4.0m | Invasive Blood Pressure Cable{R}Compatible with Datex - PVB{R}Length: 4.0m{R}REF: IBP-DX-PVB40 | Invasive Blood Pressure Cable Compatible with Datex/PVB/4.0M
6015271 | Invasive Blood Pressure Cable | IBP-SL-PVB40 | Compatible with Spacelabs/PVB/4.0M | Invasive Blood Pressure Cable Compatible with Spacelabs - PVB - Length: 4.0m | Invasive Blood Pressure Cable{R}Compatible with Spacelabs - PVB{R}Length: 4.0m{R}REF: IBP-SL-PVB40 | Invasive Blood Pressure Cable Compatible with Spacelabs/PVB/4.0M
6015272 | Invasive Blood Pressure Cable | IBP-NKA-PVB40 | Compatible with Nihon Kohden/PVB/4.0M | Invasive Blood Pressure Cable Compatible with Nihon Kohden - PVB - Length: 4.0m | Invasive Blood Pressure Cable{R}Compatible with Nihon Kohden - PVB{R}Length: 4.0m{R}REF: IBP-NKA-PVB40 | Invasive Blood Pressure Cable Compatible with Nihon Kohden/PVB/4.0M
6015273 | Invasive Blood Pressure Cable | IBP-NKB-PVB40 | Compatible with Nihon Kohden/PVB/4.0M | Invasive Blood Pressure Cable Compatible with Nihon Kohden - PVB - Length: 4.0m | Invasive Blood Pressure Cable{R}Compatible with Nihon Kohden - PVB{R}Length: 4.0m{R}REF: IBP-NKB-PVB40 | Invasive Blood Pressure Cable Compatible with Nihon Kohden/PVB/4.0M
6015274 | Invasive Blood Pressure Cable | IBP-NKC-PVB40 | Compatible with Nihon Kohden/PVB/4.0M | Invasive Blood Pressure Cable Compatible with Nihon Kohden - PVB - Length: 4.0m | Invasive Blood Pressure Cable{R}Compatible with Nihon Kohden - PVB{R}Length: 4.0m{R}REF: IBP-NKC-PVB40 | Invasive Blood Pressure Cable Compatible with Nihon Kohden/PVB/4.0M
6015275 | Invasive Blood Pressure Cable | IBP-DGA-PVB40 | Compatible with Draeger-Siemens/PVB/4.0M | Invasive Blood Pressure Cable Compatible with Draeger-Siemens - PVB - Length: 4.0m | Invasive Blood Pressure Cable{R}Compatible with Draeger-Siemens - PVB{R}Length: 4.0m{R}REF: IBP-DGA-PVB40 | Invasive Blood Pressure Cable Compatible with Draeger-Siemens/PVB/4.0M
6015276 | Invasive Blood Pressure Cable | IBP-DGB-PVB40 | Compatible with Draeger-Siemens/PVB/4.0M | Invasive Blood Pressure Cable Compatible with Draeger-Siemens - PVB - Length: 4.0m | Invasive Blood Pressure Cable{R}Compatible with Draeger-Siemens - PVB{R}Length: 4.0m{R}REF: IBP-DGB-PVB40 | Invasive Blood Pressure Cable Compatible with Draeger-Siemens/PVB/4.0M
6015277 | Invasive Blood Pressure Cable | IBP-DGC-PVB40 | Compatible with Draeger/PVB/4.0M | Invasive Blood Pressure Cable Compatible with Draeger - PVB - Length: 4.0m | Invasive Blood Pressure Cable{R}Compatible with Draeger - PVB{R}Length: 4.0m{R}REF: IBP-DGC-PVB40 | Invasive Blood Pressure Cable Compatible with Draeger/PVB/4.0M
6015278 | Invasive Blood Pressure Cable | IBP-DGD-PVB40 | Compatible with Draeger-Siemens/PVB/4.0M | Invasive Blood Pressure Cable Compatible with Draeger-Siemens - PVB - Length: 4.0m | Invasive Blood Pressure Cable{R}Compatible with Draeger-Siemens - PVB{R}Length: 4.0m{R}REF: IBP-DGD-PVB40 | Invasive Blood Pressure Cable Compatible with Draeger-Siemens/PVB/4.0M
6015279 | Invasive Blood Pressure Cable | IBP-DGE-PVB40 | Compatible with Draeger-Siemens/PVB/4.0M | Invasive Blood Pressure Cable Compatible with Draeger-Siemens - PVB - Length: 4.0m | Invasive Blood Pressure Cable{R}Compatible with Draeger-Siemens - PVB{R}Length: 4.0m{R}REF: IBP-DGE-PVB40 | Invasive Blood Pressure Cable Compatible with Draeger-Siemens/PVB/4.0M
6015280 | Invasive Blood Pressure Cable | IBP-MRA-PVB40 | Compatible with Mindray/PVB/4.0M | Invasive Blood Pressure Cable Compatible with Mindray - PVB - Length: 4.0m | Invasive Blood Pressure Cable{R}Compatible with Mindray - PVB{R}Length: 4.0m{R}REF: IBP-MRA-PVB40 | Invasive Blood Pressure Cable Compatible with Mindray/PVB/4.0M
6015281 | Invasive Blood Pressure Cable | IBP-MRB-PVB40 | Compatible with Mindray-Datascope/PVB/4.0M | Invasive Blood Pressure Cable Compatible with Mindray-Datascope - PVB - Length: 4.0m | Invasive Blood Pressure Cable{R}Compatible with Mindray-Datascope - PVB{R}Length: 4.0m{R}REF: IBP-MRB-PVB40 | Invasive Blood Pressure Cable Compatible with Mindray-Datascope/PVB/4.0M
6015282 | Invasive Blood Pressure Cable | IBP-CR-PVB40 | Compatible with GE Corometrics/PVB/4.0M | Invasive Blood Pressure Cable Compatible with GE Corometrics - PVB - Length: 4.0m | Invasive Blood Pressure Cable{R}Compatible with GE Corometrics - PVB{R}Length: 4.0m{R}REF: IBP-CR-PVB40 | Invasive Blood Pressure Cable Compatible with GE Corometrics/PVB/4.0M
6015283 | Invasive Blood Pressure Cable | IBP-DT-PVB40 | Compatible with Datascope/PVB/4.0M | Invasive Blood Pressure Cable Compatible with Datascope - PVB - Length: 4.0m | Invasive Blood Pressure Cable{R}Compatible with Datascope - PVB{R}Length: 4.0m{R}REF: IBP-DT-PVB40 | Invasive Blood Pressure Cable Compatible with Datascope/PVB/4.0M
6015284 | Invasive Blood Pressure Cable | IBP-BLT-PVB40 | Compatible with Biolight/PVB/4.0M | Invasive Blood Pressure Cable Compatible with Biolight - PVB - Length: 4.0m | Invasive Blood Pressure Cable{R}Compatible with Biolight - PVB{R}Length: 4.0m{R}REF: IBP-BLT-PVB40 | Invasive Blood Pressure Cable Compatible with Biolight/PVB/4.0M
6015285 | Invasive Blood Pressure Cable | IBP-KTN-PVB40 | Compatible with Kontron/PVB/4.0M | Invasive Blood Pressure Cable Compatible with Kontron - PVB - Length: 4.0m | Invasive Blood Pressure Cable{R}Compatible with Kontron - PVB{R}Length: 4.0m{R}REF: IBP-KTN-PVB40 | Invasive Blood Pressure Cable Compatible with Kontron/PVB/4.0M
6015286 | Invasive Blood Pressure Cable | IBP-CL-PVB40 | Compatible with Colin/PVB/4.0M | Invasive Blood Pressure Cable Compatible with Colin - PVB - Length: 4.0m | Invasive Blood Pressure Cable{R}Compatible with Colin - PVB{R}Length: 4.0m{R}REF: IBP-CL-PVB40 | Invasive Blood Pressure Cable Compatible with Colin/PVB/4.0M
6015287 | Invasive Blood Pressure Cable | IBP-MEK-PVB40 | Compatible with MEK/PVB/4.0M | Invasive Blood Pressure Cable Compatible with MEK - PVB - Length: 4.0m | Invasive Blood Pressure Cable{R}Compatible with MEK - PVB{R}Length: 4.0m{R}REF: IBP-MEK-PVB40 | Invasive Blood Pressure Cable Compatible with MEK/PVB/4.0M
6015288 | Invasive Blood Pressure Cable | IBP-HL-PVB40 | Compatible with GE Hellige/PVB/4.0M | Invasive Blood Pressure Cable Compatible with GE Hellige - PVB - Length: 4.0m | Invasive Blood Pressure Cable{R}Compatible with GE Hellige - PVB{R}Length: 4.0m{R}REF: IBP-HL-PVB40 | Invasive Blood Pressure Cable Compatible with GE Hellige/PVB/4.0M
6015289 | Invasive Blood Pressure Cable | IBP-CSI-PVB40 | Compatible with CSI/PVB/4.0M | Invasive Blood Pressure Cable Compatible with CSI - PVB - Length: 4.0m | Invasive Blood Pressure Cable{R}Compatible with CSI - PVB{R}Length: 4.0m{R}REF: IBP-CSI-PVB40 | Invasive Blood Pressure Cable Compatible with CSI/PVB/4.0M
6015290 | Invasive Blood Pressure Cable | IBP-INF-PVB40 | Compatible with Infinium/PVB/4.0M | Invasive Blood Pressure Cable Compatible with Infinium - PVB - Length: 4.0m | Invasive Blood Pressure Cable{R}Compatible with Infinium - PVB{R}Length: 4.0m{R}REF: IBP-INF-PVB40 | Invasive Blood Pressure Cable Compatible with Infinium/PVB/4.0M
6015291 | Invasive Blood Pressure Cable | IBP-MN-PVB40 | Compatible with Mennen/PVB/4.0M | Invasive Blood Pressure Cable Compatible with Mennen - PVB - Length: 4.0m | Invasive Blood Pressure Cable{R}Compatible with Mennen - PVB{R}Length: 4.0m{R}REF: IBP-MN-PVB40 | Invasive Blood Pressure Cable Compatible with Mennen/PVB/4.0M
6015292 | Invasive Blood Pressure Cable | IBP-FDA-PVB40 | Compatible with Fukuda Denshi/PVB/4.0M | Invasive Blood Pressure Cable Compatible with Fukuda Denshi - PVB - Length: 4.0m | Invasive Blood Pressure Cable{R}Compatible with Fukuda Denshi - PVB{R}Length: 4.0m{R}REF: IBP-FDA-PVB40 | Invasive Blood Pressure Cable Compatible with Fukuda Denshi/PVB/4.0M
6015293 | Invasive Blood Pressure Cable | IBP-FDB-PVB40 | Compatible with Fukuda Denshi/PVB/4.0M | Invasive Blood Pressure Cable Compatible with Fukuda Denshi - PVB - Length: 4.0m | Invasive Blood Pressure Cable{R}Compatible with Fukuda Denshi - PVB{R}Length: 4.0m{R}REF: IBP-FDB-PVB40 | Invasive Blood Pressure Cable Compatible with Fukuda Denshi/PVB/4.0M
6015294 | Invasive Blood Pressure Cable | IBP-ET-PVB40 | Compatible with Emtel/PVB/4.0M | Invasive Blood Pressure Cable Compatible with Emtel - PVB - Length: 4.0m | Invasive Blood Pressure Cable{R}Compatible with Emtel - PVB{R}Length: 4.0m{R}REF: IBP-ET-PVB40 | Invasive Blood Pressure Cable Compatible with Emtel/PVB/4.0M
6015295 | Invasive Blood Pressure Cable | IBP-LT-PVB40 | Compatible with L&T/PVB/4.0M | Invasive Blood Pressure Cable Compatible with L&T - PVB - Length: 4.0m | Invasive Blood Pressure Cable{R}Compatible with L&T - PVB{R}Length: 4.0m{R}REF: IBP-LT-PVB40 | Invasive Blood Pressure Cable Compatible with L&T/PVB/4.0M
6015296 | Invasive Blood Pressure Cable | IBP-SK-PVB40 | Compatible with Stockert/PVB/4.0M | Invasive Blood Pressure Cable Compatible with Stockert - PVB - Length: 4.0m | Invasive Blood Pressure Cable{R}Compatible with Stockert - PVB{R}Length: 4.0m{R}REF: IBP-SK-PVB40 | Invasive Blood Pressure Cable Compatible with Stockert/PVB/4.0M
6015297 | Invasive Blood Pressure Cable | IBP-SR-PVB40 | Compatible with Sarans/PVB/4.0M | Invasive Blood Pressure Cable Compatible with Sarans - PVB - Length: 4.0m | Invasive Blood Pressure Cable{R}Compatible with Sarans - PVB{R}Length: 4.0m{R}REF: IBP-SR-PVB40 | Invasive Blood Pressure Cable Compatible with Sarans/PVB/4.0M
6015298 | Invasive Blood Pressure Cable | IBP-KR-PVB40 | Compatible with Kopran/PVB/4.0M | Invasive Blood Pressure Cable Compatible with Kopran - PVB - Length: 4.0m | Invasive Blood Pressure Cable{R}Compatible with Kopran - PVB{R}Length: 4.0m{R}REF: IBP-KR-PVB40 | Invasive Blood Pressure Cable Compatible with Kopran/PVB/4.0M
6015299 | Invasive Blood Pressure Cable | IBP-ME-PVB40 | Compatible with Maquet/PVB/4.0M | Invasive Blood Pressure Cable Compatible with Maquet - PVB - Length: 4.0m | Invasive Blood Pressure Cable{R}Compatible with Maquet - PVB{R}Length: 4.0m{R}REF: IBP-ME-PVB40 | Invasive Blood Pressure Cable Compatible with Maquet/PVB/4.0M
6015300 | Invasive Blood Pressure Cable | IBP-BR-PVB40 | Compatible with Bard/PVB/4.0M | Invasive Blood Pressure Cable Compatible with Bard - PVB - Length: 4.0m | Invasive Blood Pressure Cable{R}Compatible with Bard - PVB{R}Length: 4.0m{R}REF: IBP-BR-PVB40 | Invasive Blood Pressure Cable Compatible with Bard/PVB/4.0M
6015301 | Invasive Blood Pressure Cable | IBP-CM-PVB40 | Compatible with Comen/PVB/4.0M/LP06-40G | Invasive Blood Pressure Cable Compatible with Comen - PVB - Length: 4.0m - LP06-40G | Invasive Blood Pressure Cable{R}Compatible with Comen - PVB{R}Length: 4.0m - LP06-40G{R}REF: IBP-CM-PVB40 | Invasive Blood Pressure Cable Compatible with Comen/PVB/4.0M/LP06-40G
6015302 | Invasive Blood Pressure Cable | IBP-IG-PVB40 | Compatible with IGEL/PVB/4.0M | Invasive Blood Pressure Cable Compatible with IGEL - PVB - Length: 4.0m | Invasive Blood Pressure Cable{R}Compatible with IGEL - PVB{R}Length: 4.0m{R}REF: IBP-IG-PVB40 | Invasive Blood Pressure Cable Compatible with IGEL/PVB/4.0M
6015303 | Invasive Blood Pressure Cable | IBP-GT-PVB40 | Compatible with GuoTeng/PVB/4.0M | Invasive Blood Pressure Cable Compatible with GuoTeng - PVB - Length: 4.0m | Invasive Blood Pressure Cable{R}Compatible with GuoTeng - PVB{R}Length: 4.0m{R}REF: IBP-GT-PVB40 | Invasive Blood Pressure Cable Compatible with GuoTeng/PVB/4.0M
6015304 | Invasive Blood Pressure Cable | IBP-SA-PVB40 | Compatible with SanAW/PVB/4.0M | Invasive Blood Pressure Cable Compatible with SanAW - PVB - Length: 4.0m | Invasive Blood Pressure Cable{R}Compatible with SanAW - PVB{R}Length: 4.0m{R}REF: IBP-SA-PVB40 | Invasive Blood Pressure Cable Compatible with SanAW/PVB/4.0M
6015305 | Invasive Blood Pressure Cable | IBP-FS-PVB40 | Compatible with Feas/PVB/4.0M | Invasive Blood Pressure Cable Compatible with Feas - PVB - Length: 4.0m | Invasive Blood Pressure Cable{R}Compatible with Feas - PVB{R}Length: 4.0m{R}REF: IBP-FS-PVB40 | Invasive Blood Pressure Cable Compatible with Feas/PVB/4.0M
6015306 | Invasive Blood Pressure Cable | IBP-JJA-PVB40 | Compatible with PVB/4.0M | Invasive Blood Pressure Cable Compatible with PVB - Length: 4.0m | Invasive Blood Pressure Cable{R}Compatible with PVB{R}Length: 4.0m{R}REF: IBP-JJA-PVB40 | Invasive Blood Pressure Cable Compatible with PVB/4.0M
6015307 | Invasive Blood Pressure Cable | IBP-JJB-PVB40 | Compatible with PVB/4.0M | Invasive Blood Pressure Cable Compatible with PVB - Length: 4.0m | Invasive Blood Pressure Cable{R}Compatible with PVB{R}Length: 4.0m{R}REF: IBP-JJB-PVB40 | Invasive Blood Pressure Cable Compatible with PVB/4.0M
6015308 | Invasive Blood Pressure Cable | IBP-HY-PVB40 | Compatible with PVB/4.0M | Invasive Blood Pressure Cable Compatible with PVB - Length: 4.0m | Invasive Blood Pressure Cable{R}Compatible with PVB{R}Length: 4.0m{R}REF: IBP-HY-PVB40 | Invasive Blood Pressure Cable Compatible with PVB/4.0M
6015309 | Invasive Blood Pressure Cable | IBP-PH01-PVB04 | Compatible with Philips/PVB/0.4M | Invasive Blood Pressure Cable Compatible with Philips - PVB - Length: 0.4m | Invasive Blood Pressure Cable{R}Compatible with Philips - PVB{R}Length: 0.4m{R}REF: IBP-PH01-PVB04 | Invasive Blood Pressure Cable Compatible with Philips/PVB/0.4M
6015310 | Invasive Blood Pressure Cable | IBP-AM-MIR40 | Compatible with AAMI 6P/Mindray/4.0M | Invasive Blood Pressure Cable Compatible with AAMI 6P - Mindray - Length: 4.0m | Invasive Blood Pressure Cable{R}Compatible with AAMI 6P - Mindray{R}Length: 4.0m{R}REF: IBP-AM-MIR40 | Invasive Blood Pressure Cable Compatible with AAMI 6P/Mindray/4.0M
6015311 | Invasive Blood Pressure Cable | IBP-PH-MIR40 | Compatible with Philips/Mindray/4.0M | Invasive Blood Pressure Cable Compatible with Philips - Mindray - Length: 4.0m | Invasive Blood Pressure Cable{R}Compatible with Philips - Mindray{R}Length: 4.0m{R}REF: IBP-PH-MIR40 | Invasive Blood Pressure Cable Compatible with Philips/Mindray/4.0M
6015312 | Invasive Blood Pressure Cable | IBP-MQ-MIR40 | Compatible with GE Marquette/Mindray/4.0M | Invasive Blood Pressure Cable Compatible with GE Marquette - Mindray - Length: 4.0m | Invasive Blood Pressure Cable{R}Compatible with GE Marquette - Mindray{R}Length: 4.0m{R}REF: IBP-MQ-MIR40 | Invasive Blood Pressure Cable Compatible with GE Marquette/Mindray/4.0M
6015313 | Invasive Blood Pressure Cable | IBP-GE-MIR40 | Compatible with GE/Mindray/4.0M | Invasive Blood Pressure Cable Compatible with GE - Mindray - Length: 4.0m | Invasive Blood Pressure Cable{R}Compatible with GE - Mindray{R}Length: 4.0m{R}REF: IBP-GE-MIR40 | Invasive Blood Pressure Cable Compatible with GE/Mindray/4.0M
6015314 | Invasive Blood Pressure Cable | IBP-DX-MIR40 | Compatible with Datex/Mindray/4.0M | Invasive Blood Pressure Cable Compatible with Datex - Mindray - Length: 4.0m | Invasive Blood Pressure Cable{R}Compatible with Datex - Mindray{R}Length: 4.0m{R}REF: IBP-DX-MIR40 | Invasive Blood Pressure Cable Compatible with Datex/Mindray/4.0M
6015315 | Invasive Blood Pressure Cable | IBP-SL-MIR40 | Compatible with Spacelabs/Mindray/4.0M | Invasive Blood Pressure Cable Compatible with Spacelabs - Mindray - Length: 4.0m | Invasive Blood Pressure Cable{R}Compatible with Spacelabs - Mindray{R}Length: 4.0m{R}REF: IBP-SL-MIR40 | Invasive Blood Pressure Cable Compatible with Spacelabs/Mindray/4.0M
6015316 | Invasive Blood Pressure Cable | IBP-NKA-MIR40 | Compatible with Nihon Kohden/Mindray/4.0M | Invasive Blood Pressure Cable Compatible with Nihon Kohden - Mindray - Length: 4.0m | Invasive Blood Pressure Cable{R}Compatible with Nihon Kohden - Mindray{R}Length: 4.0m{R}REF: IBP-NKA-MIR40 | Invasive Blood Pressure Cable Compatible with Nihon Kohden/Mindray/4.0M
6015317 | Invasive Blood Pressure Cable | IBP-NKB-MIR40 | Compatible with Nihon Kohden/Mindray/4.0M | Invasive Blood Pressure Cable Compatible with Nihon Kohden - Mindray - Length: 4.0m | Invasive Blood Pressure Cable{R}Compatible with Nihon Kohden - Mindray{R}Length: 4.0m{R}REF: IBP-NKB-MIR40 | Invasive Blood Pressure Cable Compatible with Nihon Kohden/Mindray/4.0M
6015318 | Invasive Blood Pressure Cable | IBP-NKC-MIR40 | Compatible with Nihon Kohden/Mindray/4.0M | Invasive Blood Pressure Cable Compatible with Nihon Kohden - Mindray - Length: 4.0m | Invasive Blood Pressure Cable{R}Compatible with Nihon Kohden - Mindray{R}Length: 4.0m{R}REF: IBP-NKC-MIR40 | Invasive Blood Pressure Cable Compatible with Nihon Kohden/Mindray/4.0M
6015319 | Invasive Blood Pressure Cable | IBP-DGA-MIR40 | Compatible with Draeger-Siemens/Mindray/4.0M | Invasive Blood Pressure Cable Compatible with Draeger-Siemens - Mindray - Length: 4.0m | Invasive Blood Pressure Cable{R}Compatible with Draeger-Siemens - Mindray{R}Length: 4.0m{R}REF: IBP-DGA-MIR40 | Invasive Blood Pressure Cable Compatible with Draeger-Siemens/Mindray/4.0M
6015320 | Invasive Blood Pressure Cable | IBP-DGB-MIR40 | Compatible with Draeger-Siemens/Mindray/4.0M | Invasive Blood Pressure Cable Compatible with Draeger-Siemens - Mindray - Length: 4.0m | Invasive Blood Pressure Cable{R}Compatible with Draeger-Siemens - Mindray{R}Length: 4.0m{R}REF: IBP-DGB-MIR40 | Invasive Blood Pressure Cable Compatible with Draeger-Siemens/Mindray/4.0M
6015321 | Invasive Blood Pressure Cable | IBP-DGC-MIR40 | Compatible with Draeger/Mindray/4.0M | Invasive Blood Pressure Cable Compatible with Draeger - Mindray - Length: 4.0m | Invasive Blood Pressure Cable{R}Compatible with Draeger - Mindray{R}Length: 4.0m{R}REF: IBP-DGC-MIR40 | Invasive Blood Pressure Cable Compatible with Draeger/Mindray/4.0M
6015322 | Invasive Blood Pressure Cable | IBP-DGD-MIR40 | Compatible with Draeger-Siemens/Mindray/4.0M | Invasive Blood Pressure Cable Compatible with Draeger-Siemens - Mindray - Length: 4.0m | Invasive Blood Pressure Cable{R}Compatible with Draeger-Siemens - Mindray{R}Length: 4.0m{R}REF: IBP-DGD-MIR40 | Invasive Blood Pressure Cable Compatible with Draeger-Siemens/Mindray/4.0M
6015323 | Invasive Blood Pressure Cable | IBP-DGE-MIR40 | Compatible with Draeger-Siemens/Mindray/4.0M | Invasive Blood Pressure Cable Compatible with Draeger-Siemens - Mindray - Length: 4.0m | Invasive Blood Pressure Cable{R}Compatible with Draeger-Siemens - Mindray{R}Length: 4.0m{R}REF: IBP-DGE-MIR40 | Invasive Blood Pressure Cable Compatible with Draeger-Siemens/Mindray/4.0M
6015324 | Invasive Blood Pressure Cable | IBP-MRA-MIR40 | Compatible with Mindray/Mindray/4.0M | Invasive Blood Pressure Cable Compatible with Mindray - Mindray - Length: 4.0m | Invasive Blood Pressure Cable{R}Compatible with Mindray - Mindray{R}Length: 4.0m{R}REF: IBP-MRA-MIR40 | Invasive Blood Pressure Cable Compatible with Mindray/Mindray/4.0M
6015325 | Invasive Blood Pressure Cable | IBP-MRB-MIR40 | Compatible with Mindray-Datascope/Mindray/4.0M | Invasive Blood Pressure Cable Compatible with Mindray-Datascope - Mindray - Length: 4.0m | Invasive Blood Pressure Cable{R}Compatible with Mindray-Datascope - Mindray{R}Length: 4.0m{R}REF: IBP-MRB-MIR40 | Invasive Blood Pressure Cable Compatible with Mindray-Datascope/Mindray/4.0M
6015326 | Invasive Blood Pressure Cable | IBP-CR-MIR40 | Compatible with GE Corometrics/Mindray/4.0M | Invasive Blood Pressure Cable Compatible with GE Corometrics - Mindray - Length: 4.0m | Invasive Blood Pressure Cable{R}Compatible with GE Corometrics - Mindray{R}Length: 4.0m{R}REF: IBP-CR-MIR40 | Invasive Blood Pressure Cable Compatible with GE Corometrics/Mindray/4.0M
6015327 | Invasive Blood Pressure Cable | IBP-DT-MIR40 | Compatible with Datascope/Mindray/4.0M | Invasive Blood Pressure Cable Compatible with Datascope - Mindray - Length: 4.0m | Invasive Blood Pressure Cable{R}Compatible with Datascope - Mindray{R}Length: 4.0m{R}REF: IBP-DT-MIR40 | Invasive Blood Pressure Cable Compatible with Datascope/Mindray/4.0M
6015328 | Invasive Blood Pressure Cable | IBP-BLT-MIR40 | Compatible with Biolight/Mindray/4.0M | Invasive Blood Pressure Cable Compatible with Biolight - Mindray - Length: 4.0m | Invasive Blood Pressure Cable{R}Compatible with Biolight - Mindray{R}Length: 4.0m{R}REF: IBP-BLT-MIR40 | Invasive Blood Pressure Cable Compatible with Biolight/Mindray/4.0M
6015329 | Invasive Blood Pressure Cable | IBP-KTN-MIR40 | Compatible with Kontron/Mindray/4.0M | Invasive Blood Pressure Cable Compatible with Kontron - Mindray - Length: 4.0m | Invasive Blood Pressure Cable{R}Compatible with Kontron - Mindray{R}Length: 4.0m{R}REF: IBP-KTN-MIR40 | Invasive Blood Pressure Cable Compatible with Kontron/Mindray/4.0M
6015330 | Invasive Blood Pressure Cable | IBP-CL-MIR40 | Compatible with Colin/Mindray/4.0M | Invasive Blood Pressure Cable Compatible with Colin - Mindray - Length: 4.0m | Invasive Blood Pressure Cable{R}Compatible with Colin - Mindray{R}Length: 4.0m{R}REF: IBP-CL-MIR40 | Invasive Blood Pressure Cable Compatible with Colin/Mindray/4.0M
6015331 | Invasive Blood Pressure Cable | IBP-MEK-MIR40 | Compatible with MEK/Mindray/4.0M | Invasive Blood Pressure Cable Compatible with MEK - Mindray - Length: 4.0m | Invasive Blood Pressure Cable{R}Compatible with MEK - Mindray{R}Length: 4.0m{R}REF: IBP-MEK-MIR40 | Invasive Blood Pressure Cable Compatible with MEK/Mindray/4.0M
6015332 | Invasive Blood Pressure Cable | IBP-HL-MIR40 | Compatible with GE Hellige/Mindray/4.0M | Invasive Blood Pressure Cable Compatible with GE Hellige - Mindray - Length: 4.0m | Invasive Blood Pressure Cable{R}Compatible with GE Hellige - Mindray{R}Length: 4.0m{R}REF: IBP-HL-MIR40 | Invasive Blood Pressure Cable Compatible with GE Hellige/Mindray/4.0M
6015333 | Invasive Blood Pressure Cable | IBP-CSI-MIR40 | Compatible with CSI/Mindray/4.0M | Invasive Blood Pressure Cable Compatible with CSI - Mindray - Length: 4.0m | Invasive Blood Pressure Cable{R}Compatible with CSI - Mindray{R}Length: 4.0m{R}REF: IBP-CSI-MIR40 | Invasive Blood Pressure Cable Compatible with CSI/Mindray/4.0M
6015334 | Invasive Blood Pressure Cable | IBP-INF-MIR40 | Compatible with Infinium/Mindray/4.0M | Invasive Blood Pressure Cable Compatible with Infinium - Mindray - Length: 4.0m | Invasive Blood Pressure Cable{R}Compatible with Infinium - Mindray{R}Length: 4.0m{R}REF: IBP-INF-MIR40 | Invasive Blood Pressure Cable Compatible with Infinium/Mindray/4.0M
6015335 | Invasive Blood Pressure Cable | IBP-MN-MIR40 | Compatible with Mennen/Mindray/4.0M | Invasive Blood Pressure Cable Compatible with Mennen - Mindray - Length: 4.0m | Invasive Blood Pressure Cable{R}Compatible with Mennen - Mindray{R}Length: 4.0m{R}REF: IBP-MN-MIR40 | Invasive Blood Pressure Cable Compatible with Mennen/Mindray/4.0M
6015336 | Invasive Blood Pressure Cable | IBP-FDA-MIR40 | Compatible with Fukuda Denshi/Mindray/4.0M | Invasive Blood Pressure Cable Compatible with Fukuda Denshi - Mindray - Length: 4.0m | Invasive Blood Pressure Cable{R}Compatible with Fukuda Denshi - Mindray{R}Length: 4.0m{R}REF: IBP-FDA-MIR40 | Invasive Blood Pressure Cable Compatible with Fukuda Denshi/Mindray/4.0M
6015337 | Invasive Blood Pressure Cable | IBP-FDB-MIR40 | Compatible with Fukuda Denshi/Mindray/4.0M | Invasive Blood Pressure Cable Compatible with Fukuda Denshi - Mindray - Length: 4.0m | Invasive Blood Pressure Cable{R}Compatible with Fukuda Denshi - Mindray{R}Length: 4.0m{R}REF: IBP-FDB-MIR40 | Invasive Blood Pressure Cable Compatible with Fukuda Denshi/Mindray/4.0M
6015338 | Invasive Blood Pressure Cable | IBP-ET-MIR40 | Compatible with Emtel/Mindray/4.0M | Invasive Blood Pressure Cable Compatible with Emtel - Mindray - Length: 4.0m | Invasive Blood Pressure Cable{R}Compatible with Emtel - Mindray{R}Length: 4.0m{R}REF: IBP-ET-MIR40 | Invasive Blood Pressure Cable Compatible with Emtel/Mindray/4.0M
6015339 | Invasive Blood Pressure Cable | IBP-LT-MIR40 | Compatible with L&T/Mindray/4.0M | Invasive Blood Pressure Cable Compatible with L&T - Mindray - Length: 4.0m | Invasive Blood Pressure Cable{R}Compatible with L&T - Mindray{R}Length: 4.0m{R}REF: IBP-LT-MIR40 | Invasive Blood Pressure Cable Compatible with L&T/Mindray/4.0M
6015340 | Invasive Blood Pressure Cable | IBP-SK-MIR40 | Compatible with Stockert/Mindray/4.0M | Invasive Blood Pressure Cable Compatible with Stockert - Mindray - Length: 4.0m | Invasive Blood Pressure Cable{R}Compatible with Stockert - Mindray{R}Length: 4.0m{R}REF: IBP-SK-MIR40 | Invasive Blood Pressure Cable Compatible with Stockert/Mindray/4.0M
6015341 | Invasive Blood Pressure Cable | IBP-SR-MIR40 | Compatible with Sarans/Mindray/4.0M | Invasive Blood Pressure Cable Compatible with Sarans - Mindray - Length: 4.0m | Invasive Blood Pressure Cable{R}Compatible with Sarans - Mindray{R}Length: 4.0m{R}REF: IBP-SR-MIR40 | Invasive Blood Pressure Cable Compatible with Sarans/Mindray/4.0M
6015342 | Invasive Blood Pressure Cable | IBP-KR-MIR40 | Compatible with Kopran/Mindray/4.0M | Invasive Blood Pressure Cable Compatible with Kopran - Mindray - Length: 4.0m | Invasive Blood Pressure Cable{R}Compatible with Kopran - Mindray{R}Length: 4.0m{R}REF: IBP-KR-MIR40 | Invasive Blood Pressure Cable Compatible with Kopran/Mindray/4.0M
6015343 | Invasive Blood Pressure Cable | IBP-ME-MIR40 | Compatible with Maquet/Mindray/4.0M | Invasive Blood Pressure Cable Compatible with Maquet - Mindray - Length: 4.0m | Invasive Blood Pressure Cable{R}Compatible with Maquet - Mindray{R}Length: 4.0m{R}REF: IBP-ME-MIR40 | Invasive Blood Pressure Cable Compatible with Maquet/Mindray/4.0M
6015344 | Invasive Blood Pressure Cable | IBP-BR-MIR40 | Compatible with Bard/Mindray/4.0M | Invasive Blood Pressure Cable Compatible with Bard - Mindray - Length: 4.0m | Invasive Blood Pressure Cable{R}Compatible with Bard - Mindray{R}Length: 4.0m{R}REF: IBP-BR-MIR40 | Invasive Blood Pressure Cable Compatible with Bard/Mindray/4.0M
6015345 | Invasive Blood Pressure Cable | IBP-CM-MIR40 | Compatible with Comen/Mindray/4.0M/LP06-40G | Invasive Blood Pressure Cable Compatible with Comen - Mindray - Length: 4.0m - LP06-40G | Invasive Blood Pressure Cable{R}Compatible with Comen - Mindray{R}Length: 4.0m - LP06-40G{R}REF: IBP-CM-MIR40 | Invasive Blood Pressure Cable Compatible with Comen/Mindray/4.0M/LP06-40G
6015346 | Invasive Blood Pressure Cable | IBP-IG-MIR40 | Compatible with IGEL/Mindray/4.0M | Invasive Blood Pressure Cable Compatible with IGEL - Mindray - Length: 4.0m | Invasive Blood Pressure Cable{R}Compatible with IGEL - Mindray{R}Length: 4.0m{R}REF: IBP-IG-MIR40 | Invasive Blood Pressure Cable Compatible with IGEL/Mindray/4.0M
6015347 | Invasive Blood Pressure Cable | IBP-GT-MIR40 | Compatible with GuoTeng/Mindray/4.0M | Invasive Blood Pressure Cable Compatible with GuoTeng - Mindray - Length: 4.0m | Invasive Blood Pressure Cable{R}Compatible with GuoTeng - Mindray{R}Length: 4.0m{R}REF: IBP-GT-MIR40 | Invasive Blood Pressure Cable Compatible with GuoTeng/Mindray/4.0M
6015348 | Invasive Blood Pressure Cable | IBP-SA-MIR40 | Compatible with SanAW/Mindray/4.0M | Invasive Blood Pressure Cable Compatible with SanAW - Mindray - Length: 4.0m | Invasive Blood Pressure Cable{R}Compatible with SanAW - Mindray{R}Length: 4.0m{R}REF: IBP-SA-MIR40 | Invasive Blood Pressure Cable Compatible with SanAW/Mindray/4.0M
6015349 | Invasive Blood Pressure Cable | IBP-FS-MIR40 | Compatible with Feas/Mindray/4.0M | Invasive Blood Pressure Cable Compatible with Feas - Mindray - Length: 4.0m | Invasive Blood Pressure Cable{R}Compatible with Feas - Mindray{R}Length: 4.0m{R}REF: IBP-FS-MIR40 | Invasive Blood Pressure Cable Compatible with Feas/Mindray/4.0M
6015350 | Invasive Blood Pressure Cable | IBP-JJA-MIR40 | Compatible with Mindray/4.0M | Invasive Blood Pressure Cable Compatible with Mindray - Length: 4.0m | Invasive Blood Pressure Cable{R}Compatible with Mindray{R}Length: 4.0m{R}REF: IBP-JJA-MIR40 | Invasive Blood Pressure Cable Compatible with Mindray/4.0M
6015351 | Invasive Blood Pressure Cable | IBP-JJB-MIR40 | Compatible with Mindray/4.0M | Invasive Blood Pressure Cable Compatible with Mindray - Length: 4.0m | Invasive Blood Pressure Cable{R}Compatible with Mindray{R}Length: 4.0m{R}REF: IBP-JJB-MIR40 | Invasive Blood Pressure Cable Compatible with Mindray/4.0M
6015352 | Invasive Blood Pressure Cable | IBP-HY-MIR40 | Compatible with Mindray/4.0M | Invasive Blood Pressure Cable Compatible with Mindray - Length: 4.0m | Invasive Blood Pressure Cable{R}Compatible with Mindray{R}Length: 4.0m{R}REF: IBP-HY-MIR40 | Invasive Blood Pressure Cable Compatible with Mindray/4.0M
6015353 | Invasive Blood Pressure Cable | IBP-AM-AG40 | Compatible with AAMI 6P/Argon/4.0M | Invasive Blood Pressure Cable Compatible with AAMI 6P - Argon - Length: 4.0m | Invasive Blood Pressure Cable{R}Compatible with AAMI 6P - Argon{R}Length: 4.0m{R}REF: IBP-AM-AG40 | Invasive Blood Pressure Cable Compatible with AAMI 6P/Argon/4.0M
6015354 | Invasive Blood Pressure Cable | IBP-PH-AG40 | Compatible with Philips/Argon/4.0M | Invasive Blood Pressure Cable Compatible with Philips - Argon - Length: 4.0m | Invasive Blood Pressure Cable{R}Compatible with Philips - Argon{R}Length: 4.0m{R}REF: IBP-PH-AG40 | Invasive Blood Pressure Cable Compatible with Philips/Argon/4.0M
6015355 | Invasive Blood Pressure Cable | IBP-MQ-AG40 | Compatible with GE Marquette/Argon/4.0M | Invasive Blood Pressure Cable Compatible with GE Marquette - Argon - Length: 4.0m | Invasive Blood Pressure Cable{R}Compatible with GE Marquette - Argon{R}Length: 4.0m{R}REF: IBP-MQ-AG40 | Invasive Blood Pressure Cable Compatible with GE Marquette/Argon/4.0M
6015356 | Invasive Blood Pressure Cable | IBP-GE-AG40 | Compatible with GE/Argon/4.0M | Invasive Blood Pressure Cable Compatible with GE - Argon - Length: 4.0m | Invasive Blood Pressure Cable{R}Compatible with GE - Argon{R}Length: 4.0m{R}REF: IBP-GE-AG40 | Invasive Blood Pressure Cable Compatible with GE/Argon/4.0M
6015357 | Invasive Blood Pressure Cable | IBP-DX-AG40 | Compatible with Datex/Argon/4.0M | Invasive Blood Pressure Cable Compatible with Datex - Argon - Length: 4.0m | Invasive Blood Pressure Cable{R}Compatible with Datex - Argon{R}Length: 4.0m{R}REF: IBP-DX-AG40 | Invasive Blood Pressure Cable Compatible with Datex/Argon/4.0M
6015358 | Invasive Blood Pressure Cable | IBP-SL-AG40 | Compatible with Spacelabs/Argon/4.0M | Invasive Blood Pressure Cable Compatible with Spacelabs - Argon - Length: 4.0m | Invasive Blood Pressure Cable{R}Compatible with Spacelabs - Argon{R}Length: 4.0m{R}REF: IBP-SL-AG40 | Invasive Blood Pressure Cable Compatible with Spacelabs/Argon/4.0M
6015359 | Invasive Blood Pressure Cable | IBP-NKA-AG40 | Compatible with Nihon Kohden/Argon/4.0M | Invasive Blood Pressure Cable Compatible with Nihon Kohden - Argon - Length: 4.0m | Invasive Blood Pressure Cable{R}Compatible with Nihon Kohden - Argon{R}Length: 4.0m{R}REF: IBP-NKA-AG40 | Invasive Blood Pressure Cable Compatible with Nihon Kohden/Argon/4.0M
6015360 | Invasive Blood Pressure Cable | IBP-NKB-AG40 | Compatible with Nihon Kohden/Argon/4.0M | Invasive Blood Pressure Cable Compatible with Nihon Kohden - Argon - Length: 4.0m | Invasive Blood Pressure Cable{R}Compatible with Nihon Kohden - Argon{R}Length: 4.0m{R}REF: IBP-NKB-AG40 | Invasive Blood Pressure Cable Compatible with Nihon Kohden/Argon/4.0M
6015361 | Invasive Blood Pressure Cable | IBP-NKC-AG40 | Compatible with Nihon Kohden/Argon/4.0M | Invasive Blood Pressure Cable Compatible with Nihon Kohden - Argon - Length: 4.0m | Invasive Blood Pressure Cable{R}Compatible with Nihon Kohden - Argon{R}Length: 4.0m{R}REF: IBP-NKC-AG40 | Invasive Blood Pressure Cable Compatible with Nihon Kohden/Argon/4.0M
6015362 | Invasive Blood Pressure Cable | IBP-DGA-AG40 | Compatible with Draeger-Siemens/Argon/4.0M | Invasive Blood Pressure Cable Compatible with Draeger-Siemens - Argon - Length: 4.0m | Invasive Blood Pressure Cable{R}Compatible with Draeger-Siemens - Argon{R}Length: 4.0m{R}REF: IBP-DGA-AG40 | Invasive Blood Pressure Cable Compatible with Draeger-Siemens/Argon/4.0M
6015363 | Invasive Blood Pressure Cable | IBP-DGB-AG40 | Compatible with Draeger-Siemens/Argon/4.0M | Invasive Blood Pressure Cable Compatible with Draeger-Siemens - Argon - Length: 4.0m | Invasive Blood Pressure Cable{R}Compatible with Draeger-Siemens - Argon{R}Length: 4.0m{R}REF: IBP-DGB-AG40 | Invasive Blood Pressure Cable Compatible with Draeger-Siemens/Argon/4.0M
6015364 | Invasive Blood Pressure Cable | IBP-DGC-AG40 | Compatible with Draeger/Argon/4.0M | Invasive Blood Pressure Cable Compatible with Draeger - Argon - Length: 4.0m | Invasive Blood Pressure Cable{R}Compatible with Draeger - Argon{R}Length: 4.0m{R}REF: IBP-DGC-AG40 | Invasive Blood Pressure Cable Compatible with Draeger/Argon/4.0M
6015365 | Invasive Blood Pressure Cable | IBP-DGD-AG40 | Compatible with Draeger-Siemens/Argon/4.0M | Invasive Blood Pressure Cable Compatible with Draeger-Siemens - Argon - Length: 4.0m | Invasive Blood Pressure Cable{R}Compatible with Draeger-Siemens - Argon{R}Length: 4.0m{R}REF: IBP-DGD-AG40 | Invasive Blood Pressure Cable Compatible with Draeger-Siemens/Argon/4.0M
6015366 | Invasive Blood Pressure Cable | IBP-DGE-AG40 | Compatible with Draeger-Siemens/Argon/4.0M | Invasive Blood Pressure Cable Compatible with Draeger-Siemens - Argon - Length: 4.0m | Invasive Blood Pressure Cable{R}Compatible with Draeger-Siemens - Argon{R}Length: 4.0m{R}REF: IBP-DGE-AG40 | Invasive Blood Pressure Cable Compatible with Draeger-Siemens/Argon/4.0M
6015367 | Invasive Blood Pressure Cable | IBP-MRA-AG40 | Compatible with Argon/Argon/4.0M | Invasive Blood Pressure Cable Compatible with Argon - Argon - Length: 4.0m | Invasive Blood Pressure Cable{R}Compatible with Argon - Argon{R}Length: 4.0m{R}REF: IBP-MRA-AG40 | Invasive Blood Pressure Cable Compatible with Argon/Argon/4.0M
6015368 | Invasive Blood Pressure Cable | IBP-MRB-AG40 | Compatible with Argon-Datascope/Argon/4.0M | Invasive Blood Pressure Cable Compatible with Argon-Datascope - Argon - Length: 4.0m | Invasive Blood Pressure Cable{R}Compatible with Argon-Datascope - Argon{R}Length: 4.0m{R}REF: IBP-MRB-AG40 | Invasive Blood Pressure Cable Compatible with Argon-Datascope/Argon/4.0M
6015369 | Invasive Blood Pressure Cable | IBP-CR-AG40 | Compatible with GE Corometrics/Argon/4.0M | Invasive Blood Pressure Cable Compatible with GE Corometrics - Argon - Length: 4.0m | Invasive Blood Pressure Cable{R}Compatible with GE Corometrics - Argon{R}Length: 4.0m{R}REF: IBP-CR-AG40 | Invasive Blood Pressure Cable Compatible with GE Corometrics/Argon/4.0M
6015370 | Invasive Blood Pressure Cable | IBP-DT-AG40 | Compatible with Datascope/Argon/4.0M | Invasive Blood Pressure Cable Compatible with Datascope - Argon - Length: 4.0m | Invasive Blood Pressure Cable{R}Compatible with Datascope - Argon{R}Length: 4.0m{R}REF: IBP-DT-AG40 | Invasive Blood Pressure Cable Compatible with Datascope/Argon/4.0M
6015371 | Invasive Blood Pressure Cable | IBP-BLT-AG40 | Compatible with Biolight/Argon/4.0M | Invasive Blood Pressure Cable Compatible with Biolight - Argon - Length: 4.0m | Invasive Blood Pressure Cable{R}Compatible with Biolight - Argon{R}Length: 4.0m{R}REF: IBP-BLT-AG40 | Invasive Blood Pressure Cable Compatible with Biolight/Argon/4.0M
6015372 | Invasive Blood Pressure Cable | IBP-KTN-AG40 | Compatible with Kontron/Argon/4.0M | Invasive Blood Pressure Cable Compatible with Kontron - Argon - Length: 4.0m | Invasive Blood Pressure Cable{R}Compatible with Kontron - Argon{R}Length: 4.0m{R}REF: IBP-KTN-AG40 | Invasive Blood Pressure Cable Compatible with Kontron/Argon/4.0M
6015373 | Invasive Blood Pressure Cable | IBP-CL-AG40 | Compatible with Colin/Argon/4.0M | Invasive Blood Pressure Cable Compatible with Colin - Argon - Length: 4.0m | Invasive Blood Pressure Cable{R}Compatible with Colin - Argon{R}Length: 4.0m{R}REF: IBP-CL-AG40 | Invasive Blood Pressure Cable Compatible with Colin/Argon/4.0M
6015374 | Invasive Blood Pressure Cable | IBP-MEK-AG40 | Compatible with MEK/Argon/4.0M | Invasive Blood Pressure Cable Compatible with MEK - Argon - Length: 4.0m | Invasive Blood Pressure Cable{R}Compatible with MEK - Argon{R}Length: 4.0m{R}REF: IBP-MEK-AG40 | Invasive Blood Pressure Cable Compatible with MEK/Argon/4.0M
6015375 | Invasive Blood Pressure Cable | IBP-HL-AG40 | Compatible with GE Hellige/Argon/4.0M | Invasive Blood Pressure Cable Compatible with GE Hellige - Argon - Length: 4.0m | Invasive Blood Pressure Cable{R}Compatible with GE Hellige - Argon{R}Length: 4.0m{R}REF: IBP-HL-AG40 | Invasive Blood Pressure Cable Compatible with GE Hellige/Argon/4.0M
6015376 | Invasive Blood Pressure Cable | IBP-CSI-AG40 | Compatible with CSI/Argon/4.0M | Invasive Blood Pressure Cable Compatible with CSI - Argon - Length: 4.0m | Invasive Blood Pressure Cable{R}Compatible with CSI - Argon{R}Length: 4.0m{R}REF: IBP-CSI-AG40 | Invasive Blood Pressure Cable Compatible with CSI/Argon/4.0M
6015377 | Invasive Blood Pressure Cable | IBP-INF-AG40 | Compatible with Infinium/Argon/4.0M | Invasive Blood Pressure Cable Compatible with Infinium - Argon - Length: 4.0m | Invasive Blood Pressure Cable{R}Compatible with Infinium - Argon{R}Length: 4.0m{R}REF: IBP-INF-AG40 | Invasive Blood Pressure Cable Compatible with Infinium/Argon/4.0M
6015378 | Invasive Blood Pressure Cable | IBP-MN-AG40 | Compatible with Mennen/Argon/4.0M | Invasive Blood Pressure Cable Compatible with Mennen - Argon - Length: 4.0m | Invasive Blood Pressure Cable{R}Compatible with Mennen - Argon{R}Length: 4.0m{R}REF: IBP-MN-AG40 | Invasive Blood Pressure Cable Compatible with Mennen/Argon/4.0M
6015379 | Invasive Blood Pressure Cable | IBP-FDA-AG40 | Compatible with Fukuda Denshi/Argon/4.0M | Invasive Blood Pressure Cable Compatible with Fukuda Denshi - Argon - Length: 4.0m | Invasive Blood Pressure Cable{R}Compatible with Fukuda Denshi - Argon{R}Length: 4.0m{R}REF: IBP-FDA-AG40 | Invasive Blood Pressure Cable Compatible with Fukuda Denshi/Argon/4.0M
6015380 | Invasive Blood Pressure Cable | IBP-FDB-AG40 | Compatible with Fukuda Denshi/Argon/4.0M | Invasive Blood Pressure Cable Compatible with Fukuda Denshi - Argon - Length: 4.0m | Invasive Blood Pressure Cable{R}Compatible with Fukuda Denshi - Argon{R}Length: 4.0m{R}REF: IBP-FDB-AG40 | Invasive Blood Pressure Cable Compatible with Fukuda Denshi/Argon/4.0M
6015381 | Invasive Blood Pressure Cable | IBP-ET-AG40 | Compatible with Emtel/Argon/4.0M | Invasive Blood Pressure Cable Compatible with Emtel - Argon - Length: 4.0m | Invasive Blood Pressure Cable{R}Compatible with Emtel - Argon{R}Length: 4.0m{R}REF: IBP-ET-AG40 | Invasive Blood Pressure Cable Compatible with Emtel/Argon/4.0M
6015382 | Invasive Blood Pressure Cable | IBP-LT-AG40 | Compatible with L&T/Argon/4.0M | Invasive Blood Pressure Cable Compatible with L&T - Argon - Length: 4.0m | Invasive Blood Pressure Cable{R}Compatible with L&T - Argon{R}Length: 4.0m{R}REF: IBP-LT-AG40 | Invasive Blood Pressure Cable Compatible with L&T/Argon/4.0M
6015383 | Invasive Blood Pressure Cable | IBP-SK-AG40 | Compatible with Stockert/Argon/4.0M | Invasive Blood Pressure Cable Compatible with Stockert - Argon - Length: 4.0m | Invasive Blood Pressure Cable{R}Compatible with Stockert - Argon{R}Length: 4.0m{R}REF: IBP-SK-AG40 | Invasive Blood Pressure Cable Compatible with Stockert/Argon/4.0M
6015384 | Invasive Blood Pressure Cable | IBP-SR-AG40 | Compatible with Sarans/Argon/4.0M | Invasive Blood Pressure Cable Compatible with Sarans - Argon - Length: 4.0m | Invasive Blood Pressure Cable{R}Compatible with Sarans - Argon{R}Length: 4.0m{R}REF: IBP-SR-AG40 | Invasive Blood Pressure Cable Compatible with Sarans/Argon/4.0M
6015385 | Invasive Blood Pressure Cable | IBP-KR-AG40 | Compatible with Kopran/Argon/4.0M | Invasive Blood Pressure Cable Compatible with Kopran - Argon - Length: 4.0m | Invasive Blood Pressure Cable{R}Compatible with Kopran - Argon{R}Length: 4.0m{R}REF: IBP-KR-AG40 | Invasive Blood Pressure Cable Compatible with Kopran/Argon/4.0M
6015386 | Invasive Blood Pressure Cable | IBP-ME-AG40 | Compatible with Maquet/Argon/4.0M | Invasive Blood Pressure Cable Compatible with Maquet - Argon - Length: 4.0m | Invasive Blood Pressure Cable{R}Compatible with Maquet - Argon{R}Length: 4.0m{R}REF: IBP-ME-AG40 | Invasive Blood Pressure Cable Compatible with Maquet/Argon/4.0M
6015387 | Invasive Blood Pressure Cable | IBP-BR-AG40 | Compatible with Bard/Argon/4.0M | Invasive Blood Pressure Cable Compatible with Bard - Argon - Length: 4.0m | Invasive Blood Pressure Cable{R}Compatible with Bard - Argon{R}Length: 4.0m{R}REF: IBP-BR-AG40 | Invasive Blood Pressure Cable Compatible with Bard/Argon/4.0M
6015388 | Invasive Blood Pressure Cable | IBP-CM-AG40 | Compatible with Comen/Argon/4.0M/LP06-40G | Invasive Blood Pressure Cable Compatible with Comen - Argon - Length: 4.0m - LP06-40G | Invasive Blood Pressure Cable{R}Compatible with Comen - Argon{R}Length: 4.0m - LP06-40G{R}REF: IBP-CM-AG40 | Invasive Blood Pressure Cable Compatible with Comen/Argon/4.0M/LP06-40G
6015389 | Invasive Blood Pressure Cable | IBP-IG-AG40 | Compatible with IGEL/Argon/4.0M | Invasive Blood Pressure Cable Compatible with IGEL - Argon - Length: 4.0m | Invasive Blood Pressure Cable{R}Compatible with IGEL - Argon{R}Length: 4.0m{R}REF: IBP-IG-AG40 | Invasive Blood Pressure Cable Compatible with IGEL/Argon/4.0M
6015390 | Invasive Blood Pressure Cable | IBP-GT-AG40 | Compatible with GuoTeng/Argon/4.0M | Invasive Blood Pressure Cable Compatible with GuoTeng - Argon - Length: 4.0m | Invasive Blood Pressure Cable{R}Compatible with GuoTeng - Argon{R}Length: 4.0m{R}REF: IBP-GT-AG40 | Invasive Blood Pressure Cable Compatible with GuoTeng/Argon/4.0M
6015391 | Invasive Blood Pressure Cable | IBP-SA-AG40 | Compatible with SanAW/Argon/4.0M | Invasive Blood Pressure Cable Compatible with SanAW - Argon - Length: 4.0m | Invasive Blood Pressure Cable{R}Compatible with SanAW - Argon{R}Length: 4.0m{R}REF: IBP-SA-AG40 | Invasive Blood Pressure Cable Compatible with SanAW/Argon/4.0M
6015392 | Invasive Blood Pressure Cable | IBP-FS-AG40 | Compatible with Feas/Argon/4.0M | Invasive Blood Pressure Cable Compatible with Feas - Argon - Length: 4.0m | Invasive Blood Pressure Cable{R}Compatible with Feas - Argon{R}Length: 4.0m{R}REF: IBP-FS-AG40 | Invasive Blood Pressure Cable Compatible with Feas/Argon/4.0M
6015393 | Invasive Blood Pressure Cable | IBP-JJA-AG40 | Compatible with Argon/4.0M | Invasive Blood Pressure Cable Compatible with Argon - Length: 4.0m | Invasive Blood Pressure Cable{R}Compatible with Argon{R}Length: 4.0m{R}REF: IBP-JJA-AG40 | Invasive Blood Pressure Cable Compatible with Argon/4.0M
6015394 | Invasive Blood Pressure Cable | IBP-JJB-AG40 | Compatible with Argon/4.0M | Invasive Blood Pressure Cable Compatible with Argon - Length: 4.0m | Invasive Blood Pressure Cable{R}Compatible with Argon{R}Length: 4.0m{R}REF: IBP-JJB-AG40 | Invasive Blood Pressure Cable Compatible with Argon/4.0M
6015395 | Invasive Blood Pressure Cable | IBP-HY-AG40 | Compatible with Argon/4.0M | Invasive Blood Pressure Cable Compatible with Argon - Length: 4.0m | Invasive Blood Pressure Cable{R}Compatible with Argon{R}Length: 4.0m{R}REF: IBP-HY-AG40 | Invasive Blood Pressure Cable Compatible with Argon/4.0M
6015396 | Invasive Blood Pressure Cable | IBP-AM-USBAM30 | Compatible with AAMI 6P/USBAM/3.0M | Invasive Blood Pressure Cable Compatible with AAMI 6P - USBAM - Length: 3.0m | Invasive Blood Pressure Cable{R}Compatible with AAMI 6P - USBAM{R}Length: 3.0m{R}REF: IBP-AM-USBAM30 | Invasive Blood Pressure Cable Compatible with AAMI 6P/USBAM/3.0M
6015397 | Invasive Blood Pressure Cable | IBP-PH-USBAM30 | Compatible with Philips/USBAM/3.0M | Invasive Blood Pressure Cable Compatible with Philips - USBAM - Length: 3.0m | Invasive Blood Pressure Cable{R}Compatible with Philips - USBAM{R}Length: 3.0m{R}REF: IBP-PH-USBAM30 | Invasive Blood Pressure Cable Compatible with Philips/USBAM/3.0M
6015398 | Invasive Blood Pressure Cable | IBP-MQ-USBAM30 | Compatible with GE Marquette/USBAM/3.0M | Invasive Blood Pressure Cable Compatible with GE Marquette - USBAM - Length: 3.0m | Invasive Blood Pressure Cable{R}Compatible with GE Marquette - USBAM{R}Length: 3.0m{R}REF: IBP-MQ-USBAM30 | Invasive Blood Pressure Cable Compatible with GE Marquette/USBAM/3.0M
6015399 | Invasive Blood Pressure Cable | IBP-GE-USBAM30 | Compatible with GE/USBAM/3.0M | Invasive Blood Pressure Cable Compatible with GE - USBAM - Length: 3.0m | Invasive Blood Pressure Cable{R}Compatible with GE - USBAM{R}Length: 3.0m{R}REF: IBP-GE-USBAM30 | Invasive Blood Pressure Cable Compatible with GE/USBAM/3.0M
6015400 | Invasive Blood Pressure Cable | IBP-DX-USBAM30 | Compatible with Datex/USBAM/3.0M | Invasive Blood Pressure Cable Compatible with Datex - USBAM - Length: 3.0m | Invasive Blood Pressure Cable{R}Compatible with Datex - USBAM{R}Length: 3.0m{R}REF: IBP-DX-USBAM30 | Invasive Blood Pressure Cable Compatible with Datex/USBAM/3.0M
6015401 | Invasive Blood Pressure Cable | IBP-SL-USBAM30 | Compatible with Spacelabs/USBAM/3.0M | Invasive Blood Pressure Cable Compatible with Spacelabs - USBAM - Length: 3.0m | Invasive Blood Pressure Cable{R}Compatible with Spacelabs - USBAM{R}Length: 3.0m{R}REF: IBP-SL-USBAM30 | Invasive Blood Pressure Cable Compatible with Spacelabs/USBAM/3.0M
6015402 | Invasive Blood Pressure Cable | IBP-NKA-USBAM30 | Compatible with Nihon Kohden/USBAM/3.0M | Invasive Blood Pressure Cable Compatible with Nihon Kohden - USBAM - Length: 3.0m | Invasive Blood Pressure Cable{R}Compatible with Nihon Kohden - USBAM{R}Length: 3.0m{R}REF: IBP-NKA-USBAM30 | Invasive Blood Pressure Cable Compatible with Nihon Kohden/USBAM/3.0M
6015403 | Invasive Blood Pressure Cable | IBP-NKB-USBAM30 | Compatible with Nihon Kohden/USBAM/3.0M | Invasive Blood Pressure Cable Compatible with Nihon Kohden - USBAM - Length: 3.0m | Invasive Blood Pressure Cable{R}Compatible with Nihon Kohden - USBAM{R}Length: 3.0m{R}REF: IBP-NKB-USBAM30 | Invasive Blood Pressure Cable Compatible with Nihon Kohden/USBAM/3.0M
6015404 | Invasive Blood Pressure Cable | IBP-NKC-USBAM30 | Compatible with Nihon Kohden/USBAM/3.0M | Invasive Blood Pressure Cable Compatible with Nihon Kohden - USBAM - Length: 3.0m | Invasive Blood Pressure Cable{R}Compatible with Nihon Kohden - USBAM{R}Length: 3.0m{R}REF: IBP-NKC-USBAM30 | Invasive Blood Pressure Cable Compatible with Nihon Kohden/USBAM/3.0M
6015405 | Invasive Blood Pressure Cable | IBP-DGA-USBAM30 | Compatible with Draeger-Siemens/USBAM/3.0M | Invasive Blood Pressure Cable Compatible with Draeger-Siemens - USBAM - Length: 3.0m | Invasive Blood Pressure Cable{R}Compatible with Draeger-Siemens - USBAM{R}Length: 3.0m{R}REF: IBP-DGA-USBAM30 | Invasive Blood Pressure Cable Compatible with Draeger-Siemens/USBAM/3.0M
6015406 | Invasive Blood Pressure Cable | IBP-DGB-USBAM30 | Compatible with Draeger-Siemens/USBAM/3.0M | Invasive Blood Pressure Cable Compatible with Draeger-Siemens - USBAM - Length: 3.0m | Invasive Blood Pressure Cable{R}Compatible with Draeger-Siemens - USBAM{R}Length: 3.0m{R}REF: IBP-DGB-USBAM30 | Invasive Blood Pressure Cable Compatible with Draeger-Siemens/USBAM/3.0M
6015407 | Invasive Blood Pressure Cable | IBP-DGC-USBAM30 | Compatible with Draeger/USBAM/3.0M | Invasive Blood Pressure Cable Compatible with Draeger - USBAM - Length: 3.0m | Invasive Blood Pressure Cable{R}Compatible with Draeger - USBAM{R}Length: 3.0m{R}REF: IBP-DGC-USBAM30 | Invasive Blood Pressure Cable Compatible with Draeger/USBAM/3.0M
6015408 | Invasive Blood Pressure Cable | IBP-DGD-USBAM30 | Compatible with Draeger-Siemens/USBAM/3.0M | Invasive Blood Pressure Cable Compatible with Draeger-Siemens - USBAM - Length: 3.0m | Invasive Blood Pressure Cable{R}Compatible with Draeger-Siemens - USBAM{R}Length: 3.0m{R}REF: IBP-DGD-USBAM30 | Invasive Blood Pressure Cable Compatible with Draeger-Siemens/USBAM/3.0M
6015409 | Invasive Blood Pressure Cable | IBP-DGE-USBAM30 | Compatible with Draeger-Siemens/USBAM/3.0M | Invasive Blood Pressure Cable Compatible with Draeger-Siemens - USBAM - Length: 3.0m | Invasive Blood Pressure Cable{R}Compatible with Draeger-Siemens - USBAM{R}Length: 3.0m{R}REF: IBP-DGE-USBAM30 | Invasive Blood Pressure Cable Compatible with Draeger-Siemens/USBAM/3.0M
6015410 | Invasive Blood Pressure Cable | IBP-MRA-USBAM30 | Compatible with Mindray/USBAM/3.0M | Invasive Blood Pressure Cable Compatible with Mindray - USBAM - Length: 3.0m | Invasive Blood Pressure Cable{R}Compatible with Mindray - USBAM{R}Length: 3.0m{R}REF: IBP-MRA-USBAM30 | Invasive Blood Pressure Cable Compatible with Mindray/USBAM/3.0M
6015411 | Invasive Blood Pressure Cable | IBP-MRB-USBAM30 | Compatible with Mindray-Datascope/USBAM/3.0M | Invasive Blood Pressure Cable Compatible with Mindray-Datascope - USBAM - Length: 3.0m | Invasive Blood Pressure Cable{R}Compatible with Mindray-Datascope - USBAM{R}Length: 3.0m{R}REF: IBP-MRB-USBAM30 | Invasive Blood Pressure Cable Compatible with Mindray-Datascope/USBAM/3.0M
6015412 | Invasive Blood Pressure Cable | IBP-CR-USBAM30 | Compatible with GE Corometrics/USBAM/3.0M | Invasive Blood Pressure Cable Compatible with GE Corometrics - USBAM - Length: 3.0m | Invasive Blood Pressure Cable{R}Compatible with GE Corometrics - USBAM{R}Length: 3.0m{R}REF: IBP-CR-USBAM30 | Invasive Blood Pressure Cable Compatible with GE Corometrics/USBAM/3.0M
6015413 | Invasive Blood Pressure Cable | IBP-DT-USBAM30 | Compatible with Datascope/USBAM/3.0M | Invasive Blood Pressure Cable Compatible with Datascope - USBAM - Length: 3.0m | Invasive Blood Pressure Cable{R}Compatible with Datascope - USBAM{R}Length: 3.0m{R}REF: IBP-DT-USBAM30 | Invasive Blood Pressure Cable Compatible with Datascope/USBAM/3.0M
6015414 | Invasive Blood Pressure Cable | IBP-BLT-USBAM30 | Compatible with Biolight/USBAM/3.0M | Invasive Blood Pressure Cable Compatible with Biolight - USBAM - Length: 3.0m | Invasive Blood Pressure Cable{R}Compatible with Biolight - USBAM{R}Length: 3.0m{R}REF: IBP-BLT-USBAM30 | Invasive Blood Pressure Cable Compatible with Biolight/USBAM/3.0M
6015415 | Invasive Blood Pressure Cable | IBP-KTN-USBAM30 | Compatible with Kontron/USBAM/3.0M | Invasive Blood Pressure Cable Compatible with Kontron - USBAM - Length: 3.0m | Invasive Blood Pressure Cable{R}Compatible with Kontron - USBAM{R}Length: 3.0m{R}REF: IBP-KTN-USBAM30 | Invasive Blood Pressure Cable Compatible with Kontron/USBAM/3.0M
6015416 | Invasive Blood Pressure Cable | IBP-CL-USBAM30 | Compatible with Colin/USBAM/3.0M | Invasive Blood Pressure Cable Compatible with Colin - USBAM - Length: 3.0m | Invasive Blood Pressure Cable{R}Compatible with Colin - USBAM{R}Length: 3.0m{R}REF: IBP-CL-USBAM30 | Invasive Blood Pressure Cable Compatible with Colin/USBAM/3.0M
6015417 | Invasive Blood Pressure Cable | IBP-MEK-USBAM30 | Compatible with MEK/USBAM/3.0M | Invasive Blood Pressure Cable Compatible with MEK - USBAM - Length: 3.0m | Invasive Blood Pressure Cable{R}Compatible with MEK - USBAM{R}Length: 3.0m{R}REF: IBP-MEK-USBAM30 | Invasive Blood Pressure Cable Compatible with MEK/USBAM/3.0M
6015418 | Invasive Blood Pressure Cable | IBP-HL-USBAM30 | Compatible with GE Hellige/USBAM/3.0M | Invasive Blood Pressure Cable Compatible with GE Hellige - USBAM - Length: 3.0m | Invasive Blood Pressure Cable{R}Compatible with GE Hellige - USBAM{R}Length: 3.0m{R}REF: IBP-HL-USBAM30 | Invasive Blood Pressure Cable Compatible with GE Hellige/USBAM/3.0M
6015419 | Invasive Blood Pressure Cable | IBP-CSI-USBAM30 | Compatible with CSI/USBAM/3.0M | Invasive Blood Pressure Cable Compatible with CSI - USBAM - Length: 3.0m | Invasive Blood Pressure Cable{R}Compatible with CSI - USBAM{R}Length: 3.0m{R}REF: IBP-CSI-USBAM30 | Invasive Blood Pressure Cable Compatible with CSI/USBAM/3.0M
6015420 | Invasive Blood Pressure Cable | IBP-INF-USBAM30 | Compatible with Infinium/USBAM/3.0M | Invasive Blood Pressure Cable Compatible with Infinium - USBAM - Length: 3.0m | Invasive Blood Pressure Cable{R}Compatible with Infinium - USBAM{R}Length: 3.0m{R}REF: IBP-INF-USBAM30 | Invasive Blood Pressure Cable Compatible with Infinium/USBAM/3.0M
6015421 | Invasive Blood Pressure Cable | IBP-MN-USBAM30 | Compatible with Mennen/USBAM/3.0M | Invasive Blood Pressure Cable Compatible with Mennen - USBAM - Length: 3.0m | Invasive Blood Pressure Cable{R}Compatible with Mennen - USBAM{R}Length: 3.0m{R}REF: IBP-MN-USBAM30 | Invasive Blood Pressure Cable Compatible with Mennen/USBAM/3.0M
6015422 | Invasive Blood Pressure Cable | IBP-FDA-USBAM30 | Compatible with Fukuda Denshi/USBAM/3.0M | Invasive Blood Pressure Cable Compatible with Fukuda Denshi - USBAM - Length: 3.0m | Invasive Blood Pressure Cable{R}Compatible with Fukuda Denshi - USBAM{R}Length: 3.0m{R}REF: IBP-FDA-USBAM30 | Invasive Blood Pressure Cable Compatible with Fukuda Denshi/USBAM/3.0M
6015423 | Invasive Blood Pressure Cable | IBP-FDB-USBAM30 | Compatible with Fukuda Denshi/USBAM/3.0M | Invasive Blood Pressure Cable Compatible with Fukuda Denshi - USBAM - Length: 3.0m | Invasive Blood Pressure Cable{R}Compatible with Fukuda Denshi - USBAM{R}Length: 3.0m{R}REF: IBP-FDB-USBAM30 | Invasive Blood Pressure Cable Compatible with Fukuda Denshi/USBAM/3.0M
6015424 | Invasive Blood Pressure Cable | IBP-ET-USBAM30 | Compatible with Emtel/USBAM/3.0M | Invasive Blood Pressure Cable Compatible with Emtel - USBAM - Length: 3.0m | Invasive Blood Pressure Cable{R}Compatible with Emtel - USBAM{R}Length: 3.0m{R}REF: IBP-ET-USBAM30 | Invasive Blood Pressure Cable Compatible with Emtel/USBAM/3.0M
6015425 | Invasive Blood Pressure Cable | IBP-LT-USBAM30 | Compatible with L&T/USBAM/3.0M | Invasive Blood Pressure Cable Compatible with L&T - USBAM - Length: 3.0m | Invasive Blood Pressure Cable{R}Compatible with L&T - USBAM{R}Length: 3.0m{R}REF: IBP-LT-USBAM30 | Invasive Blood Pressure Cable Compatible with L&T/USBAM/3.0M
6015426 | Invasive Blood Pressure Cable | IBP-SK-USBAM30 | Compatible with Stockert/USBAM/3.0M | Invasive Blood Pressure Cable Compatible with Stockert - USBAM - Length: 3.0m | Invasive Blood Pressure Cable{R}Compatible with Stockert - USBAM{R}Length: 3.0m{R}REF: IBP-SK-USBAM30 | Invasive Blood Pressure Cable Compatible with Stockert/USBAM/3.0M
6015427 | Invasive Blood Pressure Cable | IBP-SR-USBAM30 | Compatible with Sarans/USBAM/3.0M | Invasive Blood Pressure Cable Compatible with Sarans - USBAM - Length: 3.0m | Invasive Blood Pressure Cable{R}Compatible with Sarans - USBAM{R}Length: 3.0m{R}REF: IBP-SR-USBAM30 | Invasive Blood Pressure Cable Compatible with Sarans/USBAM/3.0M
6015428 | Invasive Blood Pressure Cable | IBP-KR-USBAM30 | Compatible with Kopran/USBAM/3.0M | Invasive Blood Pressure Cable Compatible with Kopran - USBAM - Length: 3.0m | Invasive Blood Pressure Cable{R}Compatible with Kopran - USBAM{R}Length: 3.0m{R}REF: IBP-KR-USBAM30 | Invasive Blood Pressure Cable Compatible with Kopran/USBAM/3.0M
6015429 | Invasive Blood Pressure Cable | IBP-ME-USBAM30 | Compatible with Maquet/USBAM/3.0M | Invasive Blood Pressure Cable Compatible with Maquet - USBAM - Length: 3.0m | Invasive Blood Pressure Cable{R}Compatible with Maquet - USBAM{R}Length: 3.0m{R}REF: IBP-ME-USBAM30 | Invasive Blood Pressure Cable Compatible with Maquet/USBAM/3.0M
6015430 | Invasive Blood Pressure Cable | IBP-BR-USBAM30 | Compatible with Bard/USBAM/3.0M | Invasive Blood Pressure Cable Compatible with Bard - USBAM - Length: 3.0m | Invasive Blood Pressure Cable{R}Compatible with Bard - USBAM{R}Length: 3.0m{R}REF: IBP-BR-USBAM30 | Invasive Blood Pressure Cable Compatible with Bard/USBAM/3.0M
6015431 | Invasive Blood Pressure Cable | IBP-CM-USBAM30 | Compatible with Comen/USBAM/3.0M/LP06-40G | Invasive Blood Pressure Cable Compatible with Comen - USBAM - Length: 3.0m - LP06-40G | Invasive Blood Pressure Cable{R}Compatible with Comen - USBAM{R}Length: 3.0m - LP06-40G{R}REF: IBP-CM-USBAM30 | Invasive Blood Pressure Cable Compatible with Comen/USBAM/3.0M/LP06-40G
6015432 | Invasive Blood Pressure Cable | IBP-IG-USBAM30 | Compatible with IGEL/USBAM/3.0M | Invasive Blood Pressure Cable Compatible with IGEL - USBAM - Length: 3.0m | Invasive Blood Pressure Cable{R}Compatible with IGEL - USBAM{R}Length: 3.0m{R}REF: IBP-IG-USBAM30 | Invasive Blood Pressure Cable Compatible with IGEL/USBAM/3.0M
6015433 | Invasive Blood Pressure Cable | IBP-GT-USBAM30 | Compatible with GuoTeng/USBAM/3.0M | Invasive Blood Pressure Cable Compatible with GuoTeng - USBAM - Length: 3.0m | Invasive Blood Pressure Cable{R}Compatible with GuoTeng - USBAM{R}Length: 3.0m{R}REF: IBP-GT-USBAM30 | Invasive Blood Pressure Cable Compatible with GuoTeng/USBAM/3.0M
6015434 | Invasive Blood Pressure Cable | IBP-SA-USBAM30 | Compatible with SanAW/USBAM/3.0M | Invasive Blood Pressure Cable Compatible with SanAW - USBAM - Length: 3.0m | Invasive Blood Pressure Cable{R}Compatible with SanAW - USBAM{R}Length: 3.0m{R}REF: IBP-SA-USBAM30 | Invasive Blood Pressure Cable Compatible with SanAW/USBAM/3.0M
6015435 | Invasive Blood Pressure Cable | IBP-FS-USBAM30 | Compatible with Feas/USBAM/3.0M | Invasive Blood Pressure Cable Compatible with Feas - USBAM - Length: 3.0m | Invasive Blood Pressure Cable{R}Compatible with Feas - USBAM{R}Length: 3.0m{R}REF: IBP-FS-USBAM30 | Invasive Blood Pressure Cable Compatible with Feas/USBAM/3.0M
6015436 | Invasive Blood Pressure Cable | IBP-JJA-USBAM30 | Compatible with USBAM/3.0M | Invasive Blood Pressure Cable Compatible with USBAM - Length: 3.0m | Invasive Blood Pressure Cable{R}Compatible with USBAM{R}Length: 3.0m{R}REF: IBP-JJA-USBAM30 | Invasive Blood Pressure Cable Compatible with USBAM/3.0M
6015437 | Invasive Blood Pressure Cable | IBP-JJB-USBAM30 | Compatible with USBAM/3.0M | Invasive Blood Pressure Cable Compatible with USBAM - Length: 3.0m | Invasive Blood Pressure Cable{R}Compatible with USBAM{R}Length: 3.0m{R}REF: IBP-JJB-USBAM30 | Invasive Blood Pressure Cable Compatible with USBAM/3.0M
6015438 | Invasive Blood Pressure Cable | IBP-HY-USBAM30 | Compatible with USBAM/3.0M | Invasive Blood Pressure Cable Compatible with USBAM - Length: 3.0m | Invasive Blood Pressure Cable{R}Compatible with USBAM{R}Length: 3.0m{R}REF: IBP-HY-USBAM30 | Invasive Blood Pressure Cable Compatible with USBAM/3.0M
6015439 | Invasive Blood Pressure Cable | IBP-AM-MD03 | Compatible with AAMI 6P/MD6M/0.3M | Invasive Blood Pressure Cable Compatible with AAMI 6P - MD6M - 0.3M | Invasive Blood Pressure Cable{R}Compatible with AAMI 6P - MD6M{R}Length: 0.3m{R}REF: IBP-AM-MD03 | Invasive Blood Pressure Cable Compatible with AAMI 6P/MD6M/0.3M
6015440 | Invasive Blood Pressure Cable | IBP-PH-MD03 | Compatible with Philips/MD6M/0.3M | Invasive Blood Pressure Cable Compatible with Philips - MD6M - 0.3M | Invasive Blood Pressure Cable{R}Compatible with Philips - MD6M{R}Length: 0.3m{R}REF: IBP-PH-MD03 | Invasive Blood Pressure Cable Compatible with Philips/MD6M/0.3M
6015441 | Invasive Blood Pressure Cable | IBP-MQ-MD03 | Compatible with GE Marquette/MD6M/0.3M | Invasive Blood Pressure Cable Compatible with GE Marquette - MD6M - 0.3M | Invasive Blood Pressure Cable{R}Compatible with GE Marquette - MD6M{R}Length: 0.3m{R}REF: IBP-MQ-MD03 | Invasive Blood Pressure Cable Compatible with GE Marquette/MD6M/0.3M
6015442 | Invasive Blood Pressure Cable | IBP-GE-MD03 | Compatible with GE/MD6M/0.3M | Invasive Blood Pressure Cable Compatible with GE - MD6M - 0.3M | Invasive Blood Pressure Cable{R}Compatible with GE - MD6M{R}Length: 0.3m{R}REF: IBP-GE-MD03 | Invasive Blood Pressure Cable Compatible with GE/MD6M/0.3M
6015443 | Invasive Blood Pressure Cable | IBP-DX-MD03 | Compatible with Datex/MD6M/0.3M | Invasive Blood Pressure Cable Compatible with Datex - MD6M - 0.3M | Invasive Blood Pressure Cable{R}Compatible with Datex - MD6M{R}Length: 0.3m{R}REF: IBP-DX-MD03 | Invasive Blood Pressure Cable Compatible with Datex/MD6M/0.3M
6015444 | Invasive Blood Pressure Cable | IBP-SL-MD03 | Compatible with Spacelabs/MD6M/0.3M | Invasive Blood Pressure Cable Compatible with Spacelabs - MD6M - 0.3M | Invasive Blood Pressure Cable{R}Compatible with Spacelabs - MD6M{R}Length: 0.3m{R}REF: IBP-SL-MD03 | Invasive Blood Pressure Cable Compatible with Spacelabs/MD6M/0.3M
6015445 | Invasive Blood Pressure Cable | IBP-NKA-MD03 | Compatible with Nihon Kohden/MD6M/0.3M | Invasive Blood Pressure Cable Compatible with Nihon Kohden - MD6M - 0.3M | Invasive Blood Pressure Cable{R}Compatible with Nihon Kohden - MD6M{R}Length: 0.3m{R}REF: IBP-NKA-MD03 | Invasive Blood Pressure Cable Compatible with Nihon Kohden/MD6M/0.3M
6015446 | Invasive Blood Pressure Cable | IBP-NKB-MD03 | Compatible with Nihon Kohden/MD6M/0.3M | Invasive Blood Pressure Cable Compatible with Nihon Kohden - MD6M - 0.3M | Invasive Blood Pressure Cable{R}Compatible with Nihon Kohden - MD6M{R}Length: 0.3m{R}REF: IBP-NKB-MD03 | Invasive Blood Pressure Cable Compatible with Nihon Kohden/MD6M/0.3M
6015447 | Invasive Blood Pressure Cable | IBP-NKC-MD03 | Compatible with Nihon Kohden/MD6M/0.3M | Invasive Blood Pressure Cable Compatible with Nihon Kohden - MD6M - 0.3M | Invasive Blood Pressure Cable{R}Compatible with Nihon Kohden - MD6M{R}Length: 0.3m{R}REF: IBP-NKC-MD03 | Invasive Blood Pressure Cable Compatible with Nihon Kohden/MD6M/0.3M
6015448 | Invasive Blood Pressure Cable | IBP-DGA-MD03 | Compatible with Draeger-Siemens/MD6M/0.3M | Invasive Blood Pressure Cable Compatible with Draeger-Siemens - MD6M - 0.3M | Invasive Blood Pressure Cable{R}Compatible with Draeger-Siemens - MD6M{R}Length: 0.3m{R}REF: IBP-DGA-MD03 | Invasive Blood Pressure Cable Compatible with Draeger-Siemens/MD6M/0.3M
6015449 | Invasive Blood Pressure Cable | IBP-DGB-MD03 | Compatible with Draeger-Siemens/MD6M/0.3M | Invasive Blood Pressure Cable Compatible with Draeger-Siemens - MD6M - 0.3M | Invasive Blood Pressure Cable{R}Compatible with Draeger-Siemens - MD6M{R}Length: 0.3m{R}REF: IBP-DGB-MD03 | Invasive Blood Pressure Cable Compatible with Draeger-Siemens/MD6M/0.3M
6015450 | Invasive Blood Pressure Cable | IBP-DGC-MD03 | Compatible with Draeger/MD6M/0.3M | Invasive Blood Pressure Cable Compatible with Draeger - MD6M - 0.3M | Invasive Blood Pressure Cable{R}Compatible with Draeger - MD6M{R}Length: 0.3m{R}REF: IBP-DGC-MD03 | Invasive Blood Pressure Cable Compatible with Draeger/MD6M/0.3M
6015451 | Invasive Blood Pressure Cable | IBP-DGD-MD03 | Compatible with Draeger-Siemens/MD6M/0.3M | Invasive Blood Pressure Cable Compatible with Draeger-Siemens - MD6M - 0.3M | Invasive Blood Pressure Cable{R}Compatible with Draeger-Siemens - MD6M{R}Length: 0.3m{R}REF: IBP-DGD-MD03 | Invasive Blood Pressure Cable Compatible with Draeger-Siemens/MD6M/0.3M
6015452 | Invasive Blood Pressure Cable | IBP-DGE-MD03 | Compatible with Draeger-Siemens/MD6M/0.3M | Invasive Blood Pressure Cable Compatible with Draeger-Siemens - MD6M - 0.3M | Invasive Blood Pressure Cable{R}Compatible with Draeger-Siemens - MD6M{R}Length: 0.3m{R}REF: IBP-DGE-MD03 | Invasive Blood Pressure Cable Compatible with Draeger-Siemens/MD6M/0.3M
6015453 | Invasive Blood Pressure Cable | IBP-MRA-MD03 | Compatible with Mindray/MD6M/0.3M | Invasive Blood Pressure Cable Compatible with Mindray - MD6M - 0.3M | Invasive Blood Pressure Cable{R}Compatible with Mindray - MD6M{R}Length: 0.3m{R}REF: IBP-MRA-MD03 | Invasive Blood Pressure Cable Compatible with Mindray/MD6M/0.3M
6015454 | Invasive Blood Pressure Cable | IBP-MRB-MD03 | Compatible with Mindray-Datascope/MD6M/0.3M | Invasive Blood Pressure Cable Compatible with Mindray-Datascope - MD6M - 0.3M | Invasive Blood Pressure Cable{R}Compatible with Mindray-Datascope - MD6M{R}Length: 0.3m{R}REF: IBP-MRB-MD03 | Invasive Blood Pressure Cable Compatible with Mindray-Datascope/MD6M/0.3M
6015455 | Invasive Blood Pressure Cable | IBP-CR-MD03 | Compatible with GE Corometrics/MD6M/0.3M | Invasive Blood Pressure Cable Compatible with GE Corometrics - MD6M - 0.3M | Invasive Blood Pressure Cable{R}Compatible with GE Corometrics - MD6M{R}Length: 0.3m{R}REF: IBP-CR-MD03 | Invasive Blood Pressure Cable Compatible with GE Corometrics/MD6M/0.3M
6015456 | Invasive Blood Pressure Cable | IBP-DT-MD03 | Compatible with Datascope/MD6M/0.3M | Invasive Blood Pressure Cable Compatible with Datascope - MD6M - 0.3M | Invasive Blood Pressure Cable{R}Compatible with Datascope - MD6M{R}Length: 0.3m{R}REF: IBP-DT-MD03 | Invasive Blood Pressure Cable Compatible with Datascope/MD6M/0.3M
6015457 | Invasive Blood Pressure Cable | IBP-BLT-MD03 | Compatible with Biolight/MD6M/0.3M | Invasive Blood Pressure Cable Compatible with Biolight - MD6M - 0.3M | Invasive Blood Pressure Cable{R}Compatible with Biolight - MD6M{R}Length: 0.3m{R}REF: IBP-BLT-MD03 | Invasive Blood Pressure Cable Compatible with Biolight/MD6M/0.3M
6015458 | Invasive Blood Pressure Cable | IBP-KTN-MD03 | Compatible with Kontron/MD6M/0.3M | Invasive Blood Pressure Cable Compatible with Kontron - MD6M - 0.3M | Invasive Blood Pressure Cable{R}Compatible with Kontron - MD6M{R}Length: 0.3m{R}REF: IBP-KTN-MD03 | Invasive Blood Pressure Cable Compatible with Kontron/MD6M/0.3M
6015459 | Invasive Blood Pressure Cable | IBP-CL-MD03 | Compatible with Colin/MD6M/0.3M | Invasive Blood Pressure Cable Compatible with Colin - MD6M - 0.3M | Invasive Blood Pressure Cable{R}Compatible with Colin - MD6M{R}Length: 0.3m{R}REF: IBP-CL-MD03 | Invasive Blood Pressure Cable Compatible with Colin/MD6M/0.3M
6015460 | Invasive Blood Pressure Cable | IBP-MEK-MD03 | Compatible with MEK/MD6M/0.3M | Invasive Blood Pressure Cable Compatible with MEK - MD6M - 0.3M | Invasive Blood Pressure Cable{R}Compatible with MEK - MD6M{R}Length: 0.3m{R}REF: IBP-MEK-MD03 | Invasive Blood Pressure Cable Compatible with MEK/MD6M/0.3M
6015461 | Invasive Blood Pressure Cable | IBP-HL-MD03 | Compatible with GE Hellige/MD6M/0.3M | Invasive Blood Pressure Cable Compatible with GE Hellige - MD6M - 0.3M | Invasive Blood Pressure Cable{R}Compatible with GE Hellige - MD6M{R}Length: 0.3m{R}REF: IBP-HL-MD03 | Invasive Blood Pressure Cable Compatible with GE Hellige/MD6M/0.3M
6015462 | Invasive Blood Pressure Cable | IBP-CSI-MD03 | Compatible with CSI/MD6M/0.3M | Invasive Blood Pressure Cable Compatible with CSI - MD6M - 0.3M | Invasive Blood Pressure Cable{R}Compatible with CSI - MD6M{R}Length: 0.3m{R}REF: IBP-CSI-MD03 | Invasive Blood Pressure Cable Compatible with CSI/MD6M/0.3M
6015463 | Invasive Blood Pressure Cable | IBP-INF-MD03 | Compatible with Infinium/MD6M/0.3M | Invasive Blood Pressure Cable Compatible with Infinium - MD6M - 0.3M | Invasive Blood Pressure Cable{R}Compatible with Infinium - MD6M{R}Length: 0.3m{R}REF: IBP-INF-MD03 | Invasive Blood Pressure Cable Compatible with Infinium/MD6M/0.3M
6015464 | Invasive Blood Pressure Cable | IBP-MN-MD03 | Compatible with Mennen/MD6M/0.3M | Invasive Blood Pressure Cable Compatible with Mennen - MD6M - 0.3M | Invasive Blood Pressure Cable{R}Compatible with Mennen - MD6M{R}Length: 0.3m{R}REF: IBP-MN-MD03 | Invasive Blood Pressure Cable Compatible with Mennen/MD6M/0.3M
6015465 | Invasive Blood Pressure Cable | IBP-FDA-MD03 | Compatible with Fukuda Denshi/MD6M/0.3M | Invasive Blood Pressure Cable Compatible with Fukuda Denshi - MD6M - 0.3M | Invasive Blood Pressure Cable{R}Compatible with Fukuda Denshi - MD6M{R}Length: 0.3m{R}REF: IBP-FDA-MD03 | Invasive Blood Pressure Cable Compatible with Fukuda Denshi/MD6M/0.3M
6015466 | Invasive Blood Pressure Cable | IBP-FDB-MD03 | Compatible with Fukuda Denshi/MD6M/0.3M | Invasive Blood Pressure Cable Compatible with Fukuda Denshi - MD6M - 0.3M | Invasive Blood Pressure Cable{R}Compatible with Fukuda Denshi - MD6M{R}Length: 0.3m{R}REF: IBP-FDB-MD03 | Invasive Blood Pressure Cable Compatible with Fukuda Denshi/MD6M/0.3M
6015467 | Invasive Blood Pressure Cable | IBP-ET-MD03 | Compatible with Emtel/MD6M/0.3M | Invasive Blood Pressure Cable Compatible with Emtel - MD6M - 0.3M | Invasive Blood Pressure Cable{R}Compatible with Emtel - MD6M{R}Length: 0.3m{R}REF: IBP-ET-MD03 | Invasive Blood Pressure Cable Compatible with Emtel/MD6M/0.3M
6015468 | Invasive Blood Pressure Cable | IBP-LT-MD03 | Compatible with L&T/MD6M/0.3M | Invasive Blood Pressure Cable Compatible with L&T - MD6M - 0.3M | Invasive Blood Pressure Cable{R}Compatible with L&T - MD6M{R}Length: 0.3m{R}REF: IBP-LT-MD03 | Invasive Blood Pressure Cable Compatible with L&T/MD6M/0.3M
6015469 | Invasive Blood Pressure Cable | IBP-SK-MD03 | Compatible with Stockert/MD6M/0.3M | Invasive Blood Pressure Cable Compatible with Stockert - MD6M - 0.3M | Invasive Blood Pressure Cable{R}Compatible with Stockert - MD6M{R}Length: 0.3m{R}REF: IBP-SK-MD03 | Invasive Blood Pressure Cable Compatible with Stockert/MD6M/0.3M
6015470 | Invasive Blood Pressure Cable | IBP-SR-MD03 | Compatible with Sarans/MD6M/0.3M | Invasive Blood Pressure Cable Compatible with Sarans - MD6M - 0.3M | Invasive Blood Pressure Cable{R}Compatible with Sarans - MD6M{R}Length: 0.3m{R}REF: IBP-SR-MD03 | Invasive Blood Pressure Cable Compatible with Sarans/MD6M/0.3M
6015471 | Invasive Blood Pressure Cable | IBP-KR-MD03 | Compatible with Kopran/MD6M/0.3M | Invasive Blood Pressure Cable Compatible with Kopran - MD6M - 0.3M | Invasive Blood Pressure Cable{R}Compatible with Kopran - MD6M{R}Length: 0.3m{R}REF: IBP-KR-MD03 | Invasive Blood Pressure Cable Compatible with Kopran/MD6M/0.3M
6015472 | Invasive Blood Pressure Cable | IBP-ME-MD03 | Compatible with Maquet/MD6M/0.3M | Invasive Blood Pressure Cable Compatible with Maquet - MD6M - 0.3M | Invasive Blood Pressure Cable{R}Compatible with Maquet - MD6M{R}Length: 0.3m{R}REF: IBP-ME-MD03 | Invasive Blood Pressure Cable Compatible with Maquet/MD6M/0.3M
6015473 | Invasive Blood Pressure Cable | IBP-BR-MD03 | Compatible with Bard/MD6M/0.3M | Invasive Blood Pressure Cable Compatible with Bard - MD6M - 0.3M | Invasive Blood Pressure Cable{R}Compatible with Bard - MD6M{R}Length: 0.3m{R}REF: IBP-BR-MD03 | Invasive Blood Pressure Cable Compatible with Bard/MD6M/0.3M
6015474 | Invasive Blood Pressure Cable | IBP-CM-MD03 | Compatible with Comen/MD6M/0.3M/LP06-40G | Invasive Blood Pressure Cable Compatible with Comen - MD6M - 0.3M - LP06-40G | Invasive Blood Pressure Cable{R}Compatible with Comen - MD6M{R}Length: 0.3m - LP06-40G{R}REF: IBP-CM-MD03 | Invasive Blood Pressure Cable Compatible with Comen/MD6M/0.3M/LP06-40G
6015475 | Invasive Blood Pressure Cable | IBP-IG-MD03 | Compatible with IGEL/MD6M/0.3M | Invasive Blood Pressure Cable Compatible with IGEL - MD6M - 0.3M | Invasive Blood Pressure Cable{R}Compatible with IGEL - MD6M{R}Length: 0.3m{R}REF: IBP-IG-MD03 | Invasive Blood Pressure Cable Compatible with IGEL/MD6M/0.3M
6015476 | Invasive Blood Pressure Cable | IBP-GT-MD03 | Compatible with GuoTeng/MD6M/0.3M | Invasive Blood Pressure Cable Compatible with GuoTeng - MD6M - 0.3M | Invasive Blood Pressure Cable{R}Compatible with GuoTeng - MD6M{R}Length: 0.3m{R}REF: IBP-GT-MD03 | Invasive Blood Pressure Cable Compatible with GuoTeng/MD6M/0.3M
6015477 | Invasive Blood Pressure Cable | IBP-SA-MD03 | Compatible with SanAW/MD6M/0.3M | Invasive Blood Pressure Cable Compatible with SanAW - MD6M - 0.3M | Invasive Blood Pressure Cable{R}Compatible with SanAW - MD6M{R}Length: 0.3m{R}REF: IBP-SA-MD03 | Invasive Blood Pressure Cable Compatible with SanAW/MD6M/0.3M
6015478 | Invasive Blood Pressure Cable | IBP-FS-MD03 | Compatible with Feas/MD6M/0.3M | Invasive Blood Pressure Cable Compatible with Feas - MD6M - 0.3M | Invasive Blood Pressure Cable{R}Compatible with Feas - MD6M{R}Length: 0.3m{R}REF: IBP-FS-MD03 | Invasive Blood Pressure Cable Compatible with Feas/MD6M/0.3M
6015479 | Invasive Blood Pressure Cable | IBP-JJA-MD03 | Compatible with MD6M/0.3M | Invasive Blood Pressure Cable Compatible with MD6M - 0.3M | Invasive Blood Pressure Cable{R}Compatible with MD6M{R}Length: 0.3m{R}REF: IBP-JJA-MD03 | Invasive Blood Pressure Cable Compatible with MD6M/0.3M
6015480 | Invasive Blood Pressure Cable | IBP-JJB-MD03 | Compatible with MD6M/0.3M | Invasive Blood Pressure Cable Compatible with MD6M - 0.3M | Invasive Blood Pressure Cable{R}Compatible with MD6M{R}Length: 0.3m{R}REF: IBP-JJB-MD03 | Invasive Blood Pressure Cable Compatible with MD6M/0.3M
6015481 | Invasive Blood Pressure Cable | IBP-HY-MD03 | Compatible with MD6M/0.3M | Invasive Blood Pressure Cable Compatible with MD6M - 0.3M | Invasive Blood Pressure Cable{R}Compatible with MD6M{R}Length: 0.3m{R}REF: IBP-HY-MD03 | Invasive Blood Pressure Cable Compatible with MD6M/0.3M
6015482 | Invasive Blood Pressure Cable | IBP-AM-2MXT40 | Compatible with AAMI 6P/Medex-TranStar/Dual channel/4.0M/141 | Invasive Blood Pressure Cable Compatible with AAMI 6P - Medex-TranStar - Dual channel - Length: 4.0m - 141 | Invasive Blood Pressure Cable{R}Compatible with AAMI 6P - Medex-TranStar - Dual channel{R}Length: 4.0m - 141{R}REF: IBP-AM-2MXT40 | Invasive Blood Pressure Cable Compatible with AAMI 6P/Medex-TranStar/Dual channel/4.0M/141
6015483 | Invasive Blood Pressure Cable | IBP-PH-2MXT40 | Compatible with Philips/Medex-TranStar/Dual channel/4.0M/053 | Invasive Blood Pressure Cable Compatible with Philips - Medex-TranStar - Dual channel - Length: 4.0m - 053 | Invasive Blood Pressure Cable{R}Compatible with Philips - Medex-TranStar - Dual channel{R}Length: 4.0m - 053{R}REF: IBP-PH-2MXT40 | Invasive Blood Pressure Cable Compatible with Philips/Medex-TranStar/Dual channel/4.0M/053
6015484 | Invasive Blood Pressure Cable | IBP-MQ-2MXT40 | Compatible with GE Marquette/Medex-TranStar/Dual channel/4.0M/004 | Invasive Blood Pressure Cable Compatible with GE Marquette - Medex-TranStar - Dual channel - Length: 4.0m - 004 | Invasive Blood Pressure Cable{R}Compatible with GE Marquette - Medex-TranStar - Dual channel{R}Length: 4.0m - 004{R}REF: IBP-MQ-2MXT40 | Invasive Blood Pressure Cable Compatible with GE Marquette/Medex-TranStar/Dual channel/4.0M/004
6015485 | Invasive Blood Pressure Cable | IBP-GE-2MXT40 | Compatible with GE/Medex-TranStar/Dual channel/4.0M/322 | Invasive Blood Pressure Cable Compatible with GE - Medex-TranStar - Dual channel - Length: 4.0m - 322 | Invasive Blood Pressure Cable{R}Compatible with GE - Medex-TranStar - Dual channel{R}Length: 4.0m - 322{R}REF: IBP-GE-2MXT40 | Invasive Blood Pressure Cable Compatible with GE/Medex-TranStar/Dual channel/4.0M/322
6015486 | Invasive Blood Pressure Cable | IBP-DX-2MXT40 | Compatible with Datex/Medex-TranStar/Dual channel/4.0M/008 | Invasive Blood Pressure Cable Compatible with Datex - Medex-TranStar - Dual channel - Length: 4.0m - 008 | Invasive Blood Pressure Cable{R}Compatible with Datex - Medex-TranStar - Dual channel{R}Length: 4.0m - 008{R}REF: IBP-DX-2MXT40 | Invasive Blood Pressure Cable Compatible with Datex/Medex-TranStar/Dual channel/4.0M/008
6015487 | Invasive Blood Pressure Cable | IBP-SL-2MXT40 | Compatible with Spacelabs/Medex-TranStar/Dual channel/4.0M/114 | Invasive Blood Pressure Cable Compatible with Spacelabs - Medex-TranStar - Dual channel - Length: 4.0m - 114 | Invasive Blood Pressure Cable{R}Compatible with Spacelabs - Medex-TranStar - Dual channel{R}Length: 4.0m - 114{R}REF: IBP-SL-2MXT40 | Invasive Blood Pressure Cable Compatible with Spacelabs/Medex-TranStar/Dual channel/4.0M/114
6015488 | Invasive Blood Pressure Cable | IBP-NKA-2MXT40 | Compatible with Nihon Kohden/Medex-TranStar/Dual channel/4.0M/105 | Invasive Blood Pressure Cable Compatible with Nihon Kohden - Medex-TranStar - Dual channel - Length: 4.0m - 105 | Invasive Blood Pressure Cable{R}Compatible with Nihon Kohden - Medex-TranStar - Dual channel{R}Length: 4.0m - 105{R}REF: IBP-NKA-2MXT40 | Invasive Blood Pressure Cable Compatible with Nihon Kohden/Medex-TranStar/Dual channel/4.0M/105
6015489 | Invasive Blood Pressure Cable | IBP-NKB-2MXT40 | Compatible with Nihon Kohden/Medex-TranStar/Dual channel/4.0M/108 | Invasive Blood Pressure Cable Compatible with Nihon Kohden - Medex-TranStar - Dual channel - Length: 4.0m - 108 | Invasive Blood Pressure Cable{R}Compatible with Nihon Kohden - Medex-TranStar - Dual channel{R}Length: 4.0m - 108{R}REF: IBP-NKB-2MXT40 | Invasive Blood Pressure Cable Compatible with Nihon Kohden/Medex-TranStar/Dual channel/4.0M/108
6015490 | Invasive Blood Pressure Cable | IBP-NKC-2MXT40 | Compatible with Nihon Kohden/Medex-TranStar/Dual channel/4.0M/LP06-60B | Invasive Blood Pressure Cable Compatible with Nihon Kohden - Medex-TranStar - Dual channel - Length: 4.0m - LP06-60B | Invasive Blood Pressure Cable{R}Compatible with Nihon Kohden - Medex-TranStar - Dual channel{R}Length: 4.0m - LP06-60B{R}REF: IBP-NKC-2MXT40 | Invasive Blood Pressure Cable Compatible with Nihon Kohden/Medex-TranStar/Dual channel/4.0M/LP06-60B
6015491 | Invasive Blood Pressure Cable | IBP-DGA-2MXT40 | Compatible with Draeger-Siemens/Medex-TranStar/Dual channel/4.0M/092 | Invasive Blood Pressure Cable Compatible with Draeger-Siemens - Medex-TranStar - Dual channel - Length: 4.0m - 092 | Invasive Blood Pressure Cable{R}Compatible with Draeger-Siemens - Medex-TranStar - Dual channel{R}Length: 4.0m - 092{R}REF: IBP-DGA-2MXT40 | Invasive Blood Pressure Cable Compatible with Draeger-Siemens/Medex-TranStar/Dual channel/4.0M/092
6015492 | Invasive Blood Pressure Cable | IBP-DGB-2MXT40 | Compatible with Draeger-Siemens/Medex-TranStar/Dual channel/4.0M/083 | Invasive Blood Pressure Cable Compatible with Draeger-Siemens - Medex-TranStar - Dual channel - Length: 4.0m - 083 | Invasive Blood Pressure Cable{R}Compatible with Draeger-Siemens - Medex-TranStar - Dual channel{R}Length: 4.0m - 083{R}REF: IBP-DGB-2MXT40 | Invasive Blood Pressure Cable Compatible with Draeger-Siemens/Medex-TranStar/Dual channel/4.0M/083
6015493 | Invasive Blood Pressure Cable | IBP-DGC-2MXT40 | Compatible with Draeger/Medex-TranStar/Dual channel/4.0M/095 | Invasive Blood Pressure Cable Compatible with Draeger - Medex-TranStar - Dual channel - Length: 4.0m - 095 | Invasive Blood Pressure Cable{R}Compatible with Draeger - Medex-TranStar - Dual channel{R}Length: 4.0m - 095{R}REF: IBP-DGC-2MXT40 | Invasive Blood Pressure Cable Compatible with Draeger/Medex-TranStar/Dual channel/4.0M/095
6015494 | Invasive Blood Pressure Cable | IBP-DGD-2MXT40 | Compatible with Draeger-Siemens/Medex-TranStar/Dual channel/4.0M/500 | Invasive Blood Pressure Cable Compatible with Draeger-Siemens - Medex-TranStar - Dual channel - Length: 4.0m - 500 | Invasive Blood Pressure Cable{R}Compatible with Draeger-Siemens - Medex-TranStar - Dual channel{R}Length: 4.0m - 500{R}REF: IBP-DGD-2MXT40 | Invasive Blood Pressure Cable Compatible with Draeger-Siemens/Medex-TranStar/Dual channel/4.0M/500
6015495 | Invasive Blood Pressure Cable | IBP-DGE-2MXT40 | Compatible with Draeger-Siemens/Medex-TranStar/Dual channel/4.0M/LP10-60B | Invasive Blood Pressure Cable Compatible with Draeger-Siemens - Medex-TranStar - Dual channel - Length: 4.0m - LP10-60B | Invasive Blood Pressure Cable{R}Compatible with Draeger-Siemens - Medex-TranStar - Dual channel{R}Length: 4.0m - LP10-60B{R}REF: IBP-DGE-2MXT40 | Invasive Blood Pressure Cable Compatible with Draeger-Siemens/Medex-TranStar/Dual channel/4.0M/LP10-60B
6015496 | Invasive Blood Pressure Cable | IBP-MRA-2MXT40 | Compatible with Mindray/Medex-TranStar/Dual channel/4.0M/125 | Invasive Blood Pressure Cable Compatible with Mindray - Medex-TranStar - Dual channel - Length: 4.0m - 125 | Invasive Blood Pressure Cable{R}Compatible with Mindray - Medex-TranStar - Dual channel{R}Length: 4.0m - 125{R}REF: IBP-MRA-2MXT40 | Invasive Blood Pressure Cable Compatible with Mindray/Medex-TranStar/Dual channel/4.0M/125
6015497 | Invasive Blood Pressure Cable | IBP-MRB-2MXT40 | Compatible with Mindray-Datascope/Medex-TranStar/Dual channel/4.0M/129 | Invasive Blood Pressure Cable Compatible with Mindray-Datascope - Medex-TranStar - Dual channel - Length: 4.0m - 129 | Invasive Blood Pressure Cable{R}Compatible with Mindray-Datascope - Medex-TranStar - Dual channel{R}Length: 4.0m - 129{R}REF: IBP-MRB-2MXT40 | Invasive Blood Pressure Cable Compatible with Mindray-Datascope/Medex-TranStar/Dual channel/4.0M/129
6015498 | Invasive Blood Pressure Cable | IBP-CR-2MXT40 | Compatible with GE Corometrics/Medex-TranStar/Dual channel/4.0M/162 | Invasive Blood Pressure Cable Compatible with GE Corometrics - Medex-TranStar - Dual channel - Length: 4.0m - 162 | Invasive Blood Pressure Cable{R}Compatible with GE Corometrics - Medex-TranStar - Dual channel{R}Length: 4.0m - 162{R}REF: IBP-CR-2MXT40 | Invasive Blood Pressure Cable Compatible with GE Corometrics/Medex-TranStar/Dual channel/4.0M/162
6015499 | Invasive Blood Pressure Cable | IBP-DT-2MXT40 | Compatible with Datascope/Medex-TranStar/Dual channel/4.0M/131 | Invasive Blood Pressure Cable Compatible with Datascope - Medex-TranStar - Dual channel - Length: 4.0m - 131 | Invasive Blood Pressure Cable{R}Compatible with Datascope - Medex-TranStar - Dual channel{R}Length: 4.0m - 131{R}REF: IBP-DT-2MXT40 | Invasive Blood Pressure Cable Compatible with Datascope/Medex-TranStar/Dual channel/4.0M/131
6015500 | Invasive Blood Pressure Cable | IBP-BLT-2MXT40 | Compatible with Biolight/Medex-TranStar/Dual channel/4.0M/152 | Invasive Blood Pressure Cable Compatible with Biolight - Medex-TranStar - Dual channel - Length: 4.0m - 152 | Invasive Blood Pressure Cable{R}Compatible with Biolight - Medex-TranStar - Dual channel{R}Length: 4.0m - 152{R}REF: IBP-BLT-2MXT40 | Invasive Blood Pressure Cable Compatible with Biolight/Medex-TranStar/Dual channel/4.0M/152
6015501 | Invasive Blood Pressure Cable | IBP-KTN-2MXT40 | Compatible with Kontron/Medex-TranStar/Dual channel/4.0M/168 | Invasive Blood Pressure Cable Compatible with Kontron - Medex-TranStar - Dual channel - Length: 4.0m - 168 | Invasive Blood Pressure Cable{R}Compatible with Kontron - Medex-TranStar - Dual channel{R}Length: 4.0m - 168{R}REF: IBP-KTN-2MXT40 | Invasive Blood Pressure Cable Compatible with Kontron/Medex-TranStar/Dual channel/4.0M/168
6015502 | Invasive Blood Pressure Cable | IBP-CL-2MXT40 | Compatible with Colin/Medex-TranStar/Dual channel/4.0M/LP06-0B | Invasive Blood Pressure Cable Compatible with Colin - Medex-TranStar - Dual channel - Length: 4.0m - LP06-0B | Invasive Blood Pressure Cable{R}Compatible with Colin - Medex-TranStar - Dual channel{R}Length: 4.0m - LP06-0B{R}REF: IBP-CL-2MXT40 | Invasive Blood Pressure Cable Compatible with Colin/Medex-TranStar/Dual channel/4.0M/LP06-0B
6015503 | Invasive Blood Pressure Cable | IBP-MEK-2MXT40 | Compatible with MEK/Medex-TranStar/Dual channel/4.0M/144 | Invasive Blood Pressure Cable Compatible with MEK - Medex-TranStar - Dual channel - Length: 4.0m - 144 | Invasive Blood Pressure Cable{R}Compatible with MEK - Medex-TranStar - Dual channel{R}Length: 4.0m - 144{R}REF: IBP-MEK-2MXT40 | Invasive Blood Pressure Cable Compatible with MEK/Medex-TranStar/Dual channel/4.0M/144
6015504 | Invasive Blood Pressure Cable | IBP-HL-2MXT40 | Compatible with GE Hellige/Medex-TranStar/Dual channel/4.0M/022 | Invasive Blood Pressure Cable Compatible with GE Hellige - Medex-TranStar - Dual channel - Length: 4.0m - 022 | Invasive Blood Pressure Cable{R}Compatible with GE Hellige - Medex-TranStar - Dual channel{R}Length: 4.0m - 022{R}REF: IBP-HL-2MXT40 | Invasive Blood Pressure Cable Compatible with GE Hellige/Medex-TranStar/Dual channel/4.0M/022
6015505 | Invasive Blood Pressure Cable | IBP-CSI-2MXT40 | Compatible with CSI/Medex-TranStar/Dual channel/4.0M/LP05-0B | Invasive Blood Pressure Cable Compatible with CSI - Medex-TranStar - Dual channel - Length: 4.0m - LP05-0B | Invasive Blood Pressure Cable{R}Compatible with CSI - Medex-TranStar - Dual channel{R}Length: 4.0m - LP05-0B{R}REF: IBP-CSI-2MXT40 | Invasive Blood Pressure Cable Compatible with CSI/Medex-TranStar/Dual channel/4.0M/LP05-0B
6015506 | Invasive Blood Pressure Cable | IBP-INF-2MXT40 | Compatible with Infinium/Medex-TranStar/Dual channel/4.0M/340 | Invasive Blood Pressure Cable Compatible with Infinium - Medex-TranStar - Dual channel - Length: 4.0m - 340 | Invasive Blood Pressure Cable{R}Compatible with Infinium - Medex-TranStar - Dual channel{R}Length: 4.0m - 340{R}REF: IBP-INF-2MXT40 | Invasive Blood Pressure Cable Compatible with Infinium/Medex-TranStar/Dual channel/4.0M/340
6015507 | Invasive Blood Pressure Cable | IBP-MN-2MXT40 | Compatible with Mennen/Medex-TranStar/Dual channel/4.0M/307 | Invasive Blood Pressure Cable Compatible with Mennen - Medex-TranStar - Dual channel - Length: 4.0m - 307 | Invasive Blood Pressure Cable{R}Compatible with Mennen - Medex-TranStar - Dual channel{R}Length: 4.0m - 307{R}REF: IBP-MN-2MXT40 | Invasive Blood Pressure Cable Compatible with Mennen/Medex-TranStar/Dual channel/4.0M/307
6015508 | Invasive Blood Pressure Cable | IBP-FDA-2MXT40 | Compatible with Fukuda Denshi/Medex-TranStar/Dual channel/4.0M/320 | Invasive Blood Pressure Cable Compatible with Fukuda Denshi - Medex-TranStar - Dual channel - Length: 4.0m - 320 | Invasive Blood Pressure Cable{R}Compatible with Fukuda Denshi - Medex-TranStar - Dual channel{R}Length: 4.0m - 320{R}REF: IBP-FDA-2MXT40 | Invasive Blood Pressure Cable Compatible with Fukuda Denshi/Medex-TranStar/Dual channel/4.0M/320
6015509 | Invasive Blood Pressure Cable | IBP-FDB-2MXT40 | Compatible with Fukuda Denshi/Medex-TranStar/Dual channel/4.0M/ | Invasive Blood Pressure Cable Compatible with Fukuda Denshi - Medex-TranStar - Dual channel - Length: 4.0m - | Invasive Blood Pressure Cable{R}Compatible with Fukuda Denshi - Medex-TranStar - Dual channel{R}Length: 4.0m - {R}REF: IBP-FDB-2MXT40 | Invasive Blood Pressure Cable Compatible with Fukuda Denshi/Medex-TranStar/Dual channel/4.0M/
6015510 | Invasive Blood Pressure Cable | IBP-ET-2MXT40 | Compatible with Emtel/Medex-TranStar/Dual channel/4.0M/179 | Invasive Blood Pressure Cable Compatible with Emtel - Medex-TranStar - Dual channel - Length: 4.0m - 179 | Invasive Blood Pressure Cable{R}Compatible with Emtel - Medex-TranStar - Dual channel{R}Length: 4.0m - 179{R}REF: IBP-ET-2MXT40 | Invasive Blood Pressure Cable Compatible with Emtel/Medex-TranStar/Dual channel/4.0M/179
6015511 | Invasive Blood Pressure Cable | IBP-LT-2MXT40 | Compatible with L&T/Medex-TranStar/Dual channel/4.0M/LP06-0B | Invasive Blood Pressure Cable Compatible with L&T - Medex-TranStar - Dual channel - Length: 4.0m - LP06-0B | Invasive Blood Pressure Cable{R}Compatible with L&T - Medex-TranStar - Dual channel{R}Length: 4.0m - LP06-0B{R}REF: IBP-LT-2MXT40 | Invasive Blood Pressure Cable Compatible with L&T/Medex-TranStar/Dual channel/4.0M/LP06-0B
6015512 | Invasive Blood Pressure Cable | IBP-SK-2MXT40 | Compatible with Stockert/Medex-TranStar/Dual channel/4.0M/326 | Invasive Blood Pressure Cable Compatible with Stockert - Medex-TranStar - Dual channel - Length: 4.0m - 326 | Invasive Blood Pressure Cable{R}Compatible with Stockert - Medex-TranStar - Dual channel{R}Length: 4.0m - 326{R}REF: IBP-SK-2MXT40 | Invasive Blood Pressure Cable Compatible with Stockert/Medex-TranStar/Dual channel/4.0M/326
6015513 | Invasive Blood Pressure Cable | IBP-SR-2MXT40 | Compatible with Sarans/Medex-TranStar/Dual channel/4.0M/LM05-G1B | Invasive Blood Pressure Cable Compatible with Sarans - Medex-TranStar - Dual channel - Length: 4.0m - LM05-G1B | Invasive Blood Pressure Cable{R}Compatible with Sarans - Medex-TranStar - Dual channel{R}Length: 4.0m - LM05-G1B{R}REF: IBP-SR-2MXT40 | Invasive Blood Pressure Cable Compatible with Sarans/Medex-TranStar/Dual channel/4.0M/LM05-G1B
6015514 | Invasive Blood Pressure Cable | IBP-KR-2MXT40 | Compatible with Kopran/Medex-TranStar/Dual channel/4.0M/LP04-0B | Invasive Blood Pressure Cable Compatible with Kopran - Medex-TranStar - Dual channel - Length: 4.0m - LP04-0B | Invasive Blood Pressure Cable{R}Compatible with Kopran - Medex-TranStar - Dual channel{R}Length: 4.0m - LP04-0B{R}REF: IBP-KR-2MXT40 | Invasive Blood Pressure Cable Compatible with Kopran/Medex-TranStar/Dual channel/4.0M/LP04-0B
6015515 | Invasive Blood Pressure Cable | IBP-ME-2MXT40 | Compatible with Maquet/Medex-TranStar/Dual channel/4.0M/LM05-G0B | Invasive Blood Pressure Cable Compatible with Maquet - Medex-TranStar - Dual channel - Length: 4.0m - LM05-G0B | Invasive Blood Pressure Cable{R}Compatible with Maquet - Medex-TranStar - Dual channel{R}Length: 4.0m - LM05-G0B{R}REF: IBP-ME-2MXT40 | Invasive Blood Pressure Cable Compatible with Maquet/Medex-TranStar/Dual channel/4.0M/LM05-G0B
6015516 | Invasive Blood Pressure Cable | IBP-BR-2MXT40 | Compatible with Bard/Medex-TranStar/Dual channel/4.0M/322 | Invasive Blood Pressure Cable Compatible with Bard - Medex-TranStar - Dual channel - Length: 4.0m - 322 | Invasive Blood Pressure Cable{R}Compatible with Bard - Medex-TranStar - Dual channel{R}Length: 4.0m - 322{R}REF: IBP-BR-2MXT40 | Invasive Blood Pressure Cable Compatible with Bard/Medex-TranStar/Dual channel/4.0M/322
6015517 | Invasive Blood Pressure Cable | IBP-CM-2MXT40 | Compatible with Comen/Medex-TranStar/Dual channel/4.0M/ | Invasive Blood Pressure Cable Compatible with Comen - Medex-TranStar - Dual channel - Length: 4.0m - | Invasive Blood Pressure Cable{R}Compatible with Comen - Medex-TranStar - Dual channel{R}Length: 4.0m - {R}REF: IBP-CM-2MXT40 | Invasive Blood Pressure Cable Compatible with Comen/Medex-TranStar/Dual channel/4.0M/
6015518 | Invasive Blood Pressure Cable | IBP-IG-2MXT40 | Compatible with IGEL/Medex-TranStar/Dual channel/4.0M/LP08-0R | Invasive Blood Pressure Cable Compatible with IGEL - Medex-TranStar - Dual channel - Length: 4.0m - LP08-0R | Invasive Blood Pressure Cable{R}Compatible with IGEL - Medex-TranStar - Dual channel{R}Length: 4.0m - LP08-0R{R}REF: IBP-IG-2MXT40 | Invasive Blood Pressure Cable Compatible with IGEL/Medex-TranStar/Dual channel/4.0M/LP08-0R
6015519 | Invasive Blood Pressure Cable | IBP-GT-2MXT40 | Compatible with GuoTeng/Medex-TranStar/Dual channel/4.0M/LP05-0B | Invasive Blood Pressure Cable Compatible with GuoTeng - Medex-TranStar - Dual channel - Length: 4.0m - LP05-0B | Invasive Blood Pressure Cable{R}Compatible with GuoTeng - Medex-TranStar - Dual channel{R}Length: 4.0m - LP05-0B{R}REF: IBP-GT-2MXT40 | Invasive Blood Pressure Cable Compatible with GuoTeng/Medex-TranStar/Dual channel/4.0M/LP05-0B
6015520 | Invasive Blood Pressure Cable | IBP-SA-2MXT40 | Compatible with SanAW/Medex-TranStar/Dual channel/4.0M/LP06-0B | Invasive Blood Pressure Cable Compatible with SanAW - Medex-TranStar - Dual channel - Length: 4.0m - LP06-0B | Invasive Blood Pressure Cable{R}Compatible with SanAW - Medex-TranStar - Dual channel{R}Length: 4.0m - LP06-0B{R}REF: IBP-SA-2MXT40 | Invasive Blood Pressure Cable Compatible with SanAW/Medex-TranStar/Dual channel/4.0M/LP06-0B
6015521 | Invasive Blood Pressure Cable | IBP-FS-2MXT40 | Compatible with Feas/Medex-TranStar/Dual channel/4.0M/203 | Invasive Blood Pressure Cable Compatible with Feas - Medex-TranStar - Dual channel - Length: 4.0m - 203 | Invasive Blood Pressure Cable{R}Compatible with Feas - Medex-TranStar - Dual channel{R}Length: 4.0m - 203{R}REF: IBP-FS-2MXT40 | Invasive Blood Pressure Cable Compatible with Feas/Medex-TranStar/Dual channel/4.0M/203
6015522 | Invasive Blood Pressure Cable | IBP-JJA-2MXT40 | Compatible with Medex-TranStar/Dual channel/4.0M/LP04-0B | Invasive Blood Pressure Cable Compatible with Medex-TranStar - Dual channel - Length: 4.0m - LP04-0B | Invasive Blood Pressure Cable{R}Compatible with Medex-TranStar - Dual channel{R}Length: 4.0m - LP04-0B{R}REF: IBP-JJA-2MXT40 | Invasive Blood Pressure Cable Compatible with Medex-TranStar/Dual channel/4.0M/LP04-0B
6015523 | Invasive Blood Pressure Cable | IBP-JJB-2MXT40 | Compatible with Medex-TranStar/Dual channel/4.0M/ | Invasive Blood Pressure Cable Compatible with Medex-TranStar - Dual channel - Length: 4.0m - | Invasive Blood Pressure Cable{R}Compatible with Medex-TranStar - Dual channel{R}Length: 4.0m - {R}REF: IBP-JJB-2MXT40 | Invasive Blood Pressure Cable Compatible with Medex-TranStar/Dual channel/4.0M/
6015524 | Invasive Blood Pressure Cable | IBP-HY-2MXT40 | Compatible with Medex-TranStar/Dual channel/4.0M/LP05-0B | Invasive Blood Pressure Cable Compatible with Medex-TranStar - Dual channel - Length: 4.0m - LP05-0B | Invasive Blood Pressure Cable{R}Compatible with Medex-TranStar - Dual channel{R}Length: 4.0m - LP05-0B{R}REF: IBP-HY-2MXT40 | Invasive Blood Pressure Cable Compatible with Medex-TranStar/Dual channel/4.0M/LP05-0B
6015525 | Invasive Blood Pressure Cable | IBP-AM-2MXL40 | Compatible with AAMI 6P/Medex-Logical/Dual channel/4.0M/141 | Invasive Blood Pressure Cable Compatible with AAMI 6P - Medex-Logical - Dual channel - Length: 4.0m - 141 | Invasive Blood Pressure Cable{R}Compatible with AAMI 6P - Medex-Logical - Dual channel{R}Length: 4.0m - 141{R}REF: IBP-AM-2MXL40 | Invasive Blood Pressure Cable Compatible with AAMI 6P/Medex-Logical/Dual channel/4.0M/141
6015526 | Invasive Blood Pressure Cable | IBP-PH-2MXL40 | Compatible with Philips/Medex-Logical/Dual channel/4.0M/053 | Invasive Blood Pressure Cable Compatible with Philips - Medex-Logical - Dual channel - Length: 4.0m - 053 | Invasive Blood Pressure Cable{R}Compatible with Philips - Medex-Logical - Dual channel{R}Length: 4.0m - 053{R}REF: IBP-PH-2MXL40 | Invasive Blood Pressure Cable Compatible with Philips/Medex-Logical/Dual channel/4.0M/053
6015527 | Invasive Blood Pressure Cable | IBP-MQ-2MXL40 | Compatible with GE Marquette/Medex-Logical/Dual channel/4.0M/004 | Invasive Blood Pressure Cable Compatible with GE Marquette - Medex-Logical - Dual channel - Length: 4.0m - 004 | Invasive Blood Pressure Cable{R}Compatible with GE Marquette - Medex-Logical - Dual channel{R}Length: 4.0m - 004{R}REF: IBP-MQ-2MXL40 | Invasive Blood Pressure Cable Compatible with GE Marquette/Medex-Logical/Dual channel/4.0M/004
6015528 | Invasive Blood Pressure Cable | IBP-GE-2MXL40 | Compatible with GE/Medex-Logical/Dual channel/4.0M/322 | Invasive Blood Pressure Cable Compatible with GE - Medex-Logical - Dual channel - Length: 4.0m - 322 | Invasive Blood Pressure Cable{R}Compatible with GE - Medex-Logical - Dual channel{R}Length: 4.0m - 322{R}REF: IBP-GE-2MXL40 | Invasive Blood Pressure Cable Compatible with GE/Medex-Logical/Dual channel/4.0M/322
6015529 | Invasive Blood Pressure Cable | IBP-DX-2MXL40 | Compatible with Datex/Medex-Logical/Dual channel/4.0M/008 | Invasive Blood Pressure Cable Compatible with Datex - Medex-Logical - Dual channel - Length: 4.0m - 008 | Invasive Blood Pressure Cable{R}Compatible with Datex - Medex-Logical - Dual channel{R}Length: 4.0m - 008{R}REF: IBP-DX-2MXL40 | Invasive Blood Pressure Cable Compatible with Datex/Medex-Logical/Dual channel/4.0M/008
6015530 | Invasive Blood Pressure Cable | IBP-SL-2MXL40 | Compatible with Spacelabs/Medex-Logical/Dual channel/4.0M/114 | Invasive Blood Pressure Cable Compatible with Spacelabs - Medex-Logical - Dual channel - Length: 4.0m - 114 | Invasive Blood Pressure Cable{R}Compatible with Spacelabs - Medex-Logical - Dual channel{R}Length: 4.0m - 114{R}REF: IBP-SL-2MXL40 | Invasive Blood Pressure Cable Compatible with Spacelabs/Medex-Logical/Dual channel/4.0M/114
6015531 | Invasive Blood Pressure Cable | IBP-NKA-2MXL40 | Compatible with Nihon Kohden/Medex-Logical/Dual channel/4.0M/105 | Invasive Blood Pressure Cable Compatible with Nihon Kohden - Medex-Logical - Dual channel - Length: 4.0m - 105 | Invasive Blood Pressure Cable{R}Compatible with Nihon Kohden - Medex-Logical - Dual channel{R}Length: 4.0m - 105{R}REF: IBP-NKA-2MXL40 | Invasive Blood Pressure Cable Compatible with Nihon Kohden/Medex-Logical/Dual channel/4.0M/105
6015532 | Invasive Blood Pressure Cable | IBP-NKB-2MXL40 | Compatible with Nihon Kohden/Medex-Logical/Dual channel/4.0M/108 | Invasive Blood Pressure Cable Compatible with Nihon Kohden - Medex-Logical - Dual channel - Length: 4.0m - 108 | Invasive Blood Pressure Cable{R}Compatible with Nihon Kohden - Medex-Logical - Dual channel{R}Length: 4.0m - 108{R}REF: IBP-NKB-2MXL40 | Invasive Blood Pressure Cable Compatible with Nihon Kohden/Medex-Logical/Dual channel/4.0M/108
6015533 | Invasive Blood Pressure Cable | IBP-NKC-2MXL40 | Compatible with Nihon Kohden/Medex-Logical/Dual channel/4.0M/LP06-60B | Invasive Blood Pressure Cable Compatible with Nihon Kohden - Medex-Logical - Dual channel - Length: 4.0m - LP06-60B | Invasive Blood Pressure Cable{R}Compatible with Nihon Kohden - Medex-Logical - Dual channel{R}Length: 4.0m - LP06-60B{R}REF: IBP-NKC-2MXL40 | Invasive Blood Pressure Cable Compatible with Nihon Kohden/Medex-Logical/Dual channel/4.0M/LP06-60B
6015534 | Invasive Blood Pressure Cable | IBP-DGA-2MXL40 | Compatible with Draeger-Siemens/Medex-Logical/Dual channel/4.0M/092 | Invasive Blood Pressure Cable Compatible with Draeger-Siemens - Medex-Logical - Dual channel - Length: 4.0m - 092 | Invasive Blood Pressure Cable{R}Compatible with Draeger-Siemens - Medex-Logical - Dual channel{R}Length: 4.0m - 092{R}REF: IBP-DGA-2MXL40 | Invasive Blood Pressure Cable Compatible with Draeger-Siemens/Medex-Logical/Dual channel/4.0M/092
6015535 | Invasive Blood Pressure Cable | IBP-DGB-2MXL40 | Compatible with Draeger-Siemens/Medex-Logical/Dual channel/4.0M/083 | Invasive Blood Pressure Cable Compatible with Draeger-Siemens - Medex-Logical - Dual channel - Length: 4.0m - 083 | Invasive Blood Pressure Cable{R}Compatible with Draeger-Siemens - Medex-Logical - Dual channel{R}Length: 4.0m - 083{R}REF: IBP-DGB-2MXL40 | Invasive Blood Pressure Cable Compatible with Draeger-Siemens/Medex-Logical/Dual channel/4.0M/083
6015536 | Invasive Blood Pressure Cable | IBP-DGC-2MXL40 | Compatible with Draeger/Medex-Logical/Dual channel/4.0M/095 | Invasive Blood Pressure Cable Compatible with Draeger - Medex-Logical - Dual channel - Length: 4.0m - 095 | Invasive Blood Pressure Cable{R}Compatible with Draeger - Medex-Logical - Dual channel{R}Length: 4.0m - 095{R}REF: IBP-DGC-2MXL40 | Invasive Blood Pressure Cable Compatible with Draeger/Medex-Logical/Dual channel/4.0M/095
6015537 | Invasive Blood Pressure Cable | IBP-DGD-2MXL40 | Compatible with Draeger-Siemens/Medex-Logical/Dual channel/4.0M/500 | Invasive Blood Pressure Cable Compatible with Draeger-Siemens - Medex-Logical - Dual channel - Length: 4.0m - 500 | Invasive Blood Pressure Cable{R}Compatible with Draeger-Siemens - Medex-Logical - Dual channel{R}Length: 4.0m - 500{R}REF: IBP-DGD-2MXL40 | Invasive Blood Pressure Cable Compatible with Draeger-Siemens/Medex-Logical/Dual channel/4.0M/500
6015538 | Invasive Blood Pressure Cable | IBP-DGE-2MXL40 | Compatible with Draeger-Siemens/Medex-Logical/Dual channel/4.0M/LP10-60B | Invasive Blood Pressure Cable Compatible with Draeger-Siemens - Medex-Logical - Dual channel - Length: 4.0m - LP10-60B | Invasive Blood Pressure Cable{R}Compatible with Draeger-Siemens - Medex-Logical - Dual channel{R}Length: 4.0m - LP10-60B{R}REF: IBP-DGE-2MXL40 | Invasive Blood Pressure Cable Compatible with Draeger-Siemens/Medex-Logical/Dual channel/4.0M/LP10-60B
6015539 | Invasive Blood Pressure Cable | IBP-MRA-2MXL40 | Compatible with Mindray/Medex-Logical/Dual channel/4.0M/125 | Invasive Blood Pressure Cable Compatible with Mindray - Medex-Logical - Dual channel - Length: 4.0m - 125 | Invasive Blood Pressure Cable{R}Compatible with Mindray - Medex-Logical - Dual channel{R}Length: 4.0m - 125{R}REF: IBP-MRA-2MXL40 | Invasive Blood Pressure Cable Compatible with Mindray/Medex-Logical/Dual channel/4.0M/125
6015540 | Invasive Blood Pressure Cable | IBP-MRB-2MXL40 | Compatible with Mindray-Datascope/Medex-Logical/Dual channel/4.0M/129 | Invasive Blood Pressure Cable Compatible with Mindray-Datascope - Medex-Logical - Dual channel - Length: 4.0m - 129 | Invasive Blood Pressure Cable{R}Compatible with Mindray-Datascope - Medex-Logical - Dual channel{R}Length: 4.0m - 129{R}REF: IBP-MRB-2MXL40 | Invasive Blood Pressure Cable Compatible with Mindray-Datascope/Medex-Logical/Dual channel/4.0M/129
6015541 | Invasive Blood Pressure Cable | IBP-CR-2MXL40 | Compatible with GE Corometrics/Medex-Logical/Dual channel/4.0M/162 | Invasive Blood Pressure Cable Compatible with GE Corometrics - Medex-Logical - Dual channel - Length: 4.0m - 162 | Invasive Blood Pressure Cable{R}Compatible with GE Corometrics - Medex-Logical - Dual channel{R}Length: 4.0m - 162{R}REF: IBP-CR-2MXL40 | Invasive Blood Pressure Cable Compatible with GE Corometrics/Medex-Logical/Dual channel/4.0M/162
6015542 | Invasive Blood Pressure Cable | IBP-DT-2MXL40 | Compatible with Datascope/Medex-Logical/Dual channel/4.0M/131 | Invasive Blood Pressure Cable Compatible with Datascope - Medex-Logical - Dual channel - Length: 4.0m - 131 | Invasive Blood Pressure Cable{R}Compatible with Datascope - Medex-Logical - Dual channel{R}Length: 4.0m - 131{R}REF: IBP-DT-2MXL40 | Invasive Blood Pressure Cable Compatible with Datascope/Medex-Logical/Dual channel/4.0M/131
6015543 | Invasive Blood Pressure Cable | IBP-BLT-2MXL40 | Compatible with Biolight/Medex-Logical/Dual channel/4.0M/152 | Invasive Blood Pressure Cable Compatible with Biolight - Medex-Logical - Dual channel - Length: 4.0m - 152 | Invasive Blood Pressure Cable{R}Compatible with Biolight - Medex-Logical - Dual channel{R}Length: 4.0m - 152{R}REF: IBP-BLT-2MXL40 | Invasive Blood Pressure Cable Compatible with Biolight/Medex-Logical/Dual channel/4.0M/152
6015544 | Invasive Blood Pressure Cable | IBP-KTN-2MXL40 | Compatible with Kontron/Medex-Logical/Dual channel/4.0M/168 | Invasive Blood Pressure Cable Compatible with Kontron - Medex-Logical - Dual channel - Length: 4.0m - 168 | Invasive Blood Pressure Cable{R}Compatible with Kontron - Medex-Logical - Dual channel{R}Length: 4.0m - 168{R}REF: IBP-KTN-2MXL40 | Invasive Blood Pressure Cable Compatible with Kontron/Medex-Logical/Dual channel/4.0M/168
6015545 | Invasive Blood Pressure Cable | IBP-CL-2MXL40 | Compatible with Colin/Medex-Logical/Dual channel/4.0M/LP06-0B | Invasive Blood Pressure Cable Compatible with Colin - Medex-Logical - Dual channel - Length: 4.0m - LP06-0B | Invasive Blood Pressure Cable{R}Compatible with Colin - Medex-Logical - Dual channel{R}Length: 4.0m - LP06-0B{R}REF: IBP-CL-2MXL40 | Invasive Blood Pressure Cable Compatible with Colin/Medex-Logical/Dual channel/4.0M/LP06-0B
6015546 | Invasive Blood Pressure Cable | IBP-MEK-2MXL40 | Compatible with MEK/Medex-Logical/Dual channel/4.0M/144 | Invasive Blood Pressure Cable Compatible with MEK - Medex-Logical - Dual channel - Length: 4.0m - 144 | Invasive Blood Pressure Cable{R}Compatible with MEK - Medex-Logical - Dual channel{R}Length: 4.0m - 144{R}REF: IBP-MEK-2MXL40 | Invasive Blood Pressure Cable Compatible with MEK/Medex-Logical/Dual channel/4.0M/144
6015547 | Invasive Blood Pressure Cable | IBP-HL-2MXL40 | Compatible with GE Hellige/Medex-Logical/Dual channel/4.0M/022 | Invasive Blood Pressure Cable Compatible with GE Hellige - Medex-Logical - Dual channel - Length: 4.0m - 022 | Invasive Blood Pressure Cable{R}Compatible with GE Hellige - Medex-Logical - Dual channel{R}Length: 4.0m - 022{R}REF: IBP-HL-2MXL40 | Invasive Blood Pressure Cable Compatible with GE Hellige/Medex-Logical/Dual channel/4.0M/022
6015548 | Invasive Blood Pressure Cable | IBP-CSI-2MXL40 | Compatible with CSI/Medex-Logical/Dual channel/4.0M/LP05-0B | Invasive Blood Pressure Cable Compatible with CSI - Medex-Logical - Dual channel - Length: 4.0m - LP05-0B | Invasive Blood Pressure Cable{R}Compatible with CSI - Medex-Logical - Dual channel{R}Length: 4.0m - LP05-0B{R}REF: IBP-CSI-2MXL40 | Invasive Blood Pressure Cable Compatible with CSI/Medex-Logical/Dual channel/4.0M/LP05-0B
6015549 | Invasive Blood Pressure Cable | IBP-INF-2MXL40 | Compatible with Infinium/Medex-Logical/Dual channel/4.0M/340 | Invasive Blood Pressure Cable Compatible with Infinium - Medex-Logical - Dual channel - Length: 4.0m - 340 | Invasive Blood Pressure Cable{R}Compatible with Infinium - Medex-Logical - Dual channel{R}Length: 4.0m - 340{R}REF: IBP-INF-2MXL40 | Invasive Blood Pressure Cable Compatible with Infinium/Medex-Logical/Dual channel/4.0M/340
6015550 | Invasive Blood Pressure Cable | IBP-MN-2MXL40 | Compatible with Mennen/Medex-Logical/Dual channel/4.0M/307 | Invasive Blood Pressure Cable Compatible with Mennen - Medex-Logical - Dual channel - Length: 4.0m - 307 | Invasive Blood Pressure Cable{R}Compatible with Mennen - Medex-Logical - Dual channel{R}Length: 4.0m - 307{R}REF: IBP-MN-2MXL40 | Invasive Blood Pressure Cable Compatible with Mennen/Medex-Logical/Dual channel/4.0M/307
6015551 | Invasive Blood Pressure Cable | IBP-FDA-2MXL40 | Compatible with Fukuda Denshi/Medex-Logical/Dual channel/4.0M/320 | Invasive Blood Pressure Cable Compatible with Fukuda Denshi - Medex-Logical - Dual channel - Length: 4.0m - 320 | Invasive Blood Pressure Cable{R}Compatible with Fukuda Denshi - Medex-Logical - Dual channel{R}Length: 4.0m - 320{R}REF: IBP-FDA-2MXL40 | Invasive Blood Pressure Cable Compatible with Fukuda Denshi/Medex-Logical/Dual channel/4.0M/320
6015552 | Invasive Blood Pressure Cable | IBP-FDB-2MXL40 | Compatible with Fukuda Denshi/Medex-Logical/Dual channel/4.0M/ | Invasive Blood Pressure Cable Compatible with Fukuda Denshi - Medex-Logical - Dual channel - Length: 4.0m - | Invasive Blood Pressure Cable{R}Compatible with Fukuda Denshi - Medex-Logical - Dual channel{R}Length: 4.0m - {R}REF: IBP-FDB-2MXL40 | Invasive Blood Pressure Cable Compatible with Fukuda Denshi/Medex-Logical/Dual channel/4.0M/
6015553 | Invasive Blood Pressure Cable | IBP-ET-2MXL40 | Compatible with Emtel/Medex-Logical/Dual channel/4.0M/179 | Invasive Blood Pressure Cable Compatible with Emtel - Medex-Logical - Dual channel - Length: 4.0m - 179 | Invasive Blood Pressure Cable{R}Compatible with Emtel - Medex-Logical - Dual channel{R}Length: 4.0m - 179{R}REF: IBP-ET-2MXL40 | Invasive Blood Pressure Cable Compatible with Emtel/Medex-Logical/Dual channel/4.0M/179
6015554 | Invasive Blood Pressure Cable | IBP-LT-2MXL40 | Compatible with L&T/Medex-Logical/Dual channel/4.0M/LP06-0B | Invasive Blood Pressure Cable Compatible with L&T - Medex-Logical - Dual channel - Length: 4.0m - LP06-0B | Invasive Blood Pressure Cable{R}Compatible with L&T - Medex-Logical - Dual channel{R}Length: 4.0m - LP06-0B{R}REF: IBP-LT-2MXL40 | Invasive Blood Pressure Cable Compatible with L&T/Medex-Logical/Dual channel/4.0M/LP06-0B
6015555 | Invasive Blood Pressure Cable | IBP-SK-2MXL40 | Compatible with Stockert/Medex-Logical/Dual channel/4.0M/326 | Invasive Blood Pressure Cable Compatible with Stockert - Medex-Logical - Dual channel - Length: 4.0m - 326 | Invasive Blood Pressure Cable{R}Compatible with Stockert - Medex-Logical - Dual channel{R}Length: 4.0m - 326{R}REF: IBP-SK-2MXL40 | Invasive Blood Pressure Cable Compatible with Stockert/Medex-Logical/Dual channel/4.0M/326
6015556 | Invasive Blood Pressure Cable | IBP-SR-2MXL40 | Compatible with Sarans/Medex-Logical/Dual channel/4.0M/LM05-G1B | Invasive Blood Pressure Cable Compatible with Sarans - Medex-Logical - Dual channel - Length: 4.0m - LM05-G1B | Invasive Blood Pressure Cable{R}Compatible with Sarans - Medex-Logical - Dual channel{R}Length: 4.0m - LM05-G1B{R}REF: IBP-SR-2MXL40 | Invasive Blood Pressure Cable Compatible with Sarans/Medex-Logical/Dual channel/4.0M/LM05-G1B
6015557 | Invasive Blood Pressure Cable | IBP-KR-2MXL40 | Compatible with Kopran/Medex-Logical/Dual channel/4.0M/LP04-0B | Invasive Blood Pressure Cable Compatible with Kopran - Medex-Logical - Dual channel - Length: 4.0m - LP04-0B | Invasive Blood Pressure Cable{R}Compatible with Kopran - Medex-Logical - Dual channel{R}Length: 4.0m - LP04-0B{R}REF: IBP-KR-2MXL40 | Invasive Blood Pressure Cable Compatible with Kopran/Medex-Logical/Dual channel/4.0M/LP04-0B
6015558 | Invasive Blood Pressure Cable | IBP-ME-2MXL40 | Compatible with Maquet/Medex-Logical/Dual channel/4.0M/LM05-G0B | Invasive Blood Pressure Cable Compatible with Maquet - Medex-Logical - Dual channel - Length: 4.0m - LM05-G0B | Invasive Blood Pressure Cable{R}Compatible with Maquet - Medex-Logical - Dual channel{R}Length: 4.0m - LM05-G0B{R}REF: IBP-ME-2MXL40 | Invasive Blood Pressure Cable Compatible with Maquet/Medex-Logical/Dual channel/4.0M/LM05-G0B
6015559 | Invasive Blood Pressure Cable | IBP-BR-2MXL40 | Compatible with Bard/Medex-Logical/Dual channel/4.0M/322 | Invasive Blood Pressure Cable Compatible with Bard - Medex-Logical - Dual channel - Length: 4.0m - 322 | Invasive Blood Pressure Cable{R}Compatible with Bard - Medex-Logical - Dual channel{R}Length: 4.0m - 322{R}REF: IBP-BR-2MXL40 | Invasive Blood Pressure Cable Compatible with Bard/Medex-Logical/Dual channel/4.0M/322
6015560 | Invasive Blood Pressure Cable | IBP-CM-2MXL40 | Compatible with Comen/Medex-Logical/Dual channel/4.0M/ | Invasive Blood Pressure Cable Compatible with Comen - Medex-Logical - Dual channel - Length: 4.0m - | Invasive Blood Pressure Cable{R}Compatible with Comen - Medex-Logical - Dual channel{R}Length: 4.0m - {R}REF: IBP-CM-2MXL40 | Invasive Blood Pressure Cable Compatible with Comen/Medex-Logical/Dual channel/4.0M/
6015561 | Invasive Blood Pressure Cable | IBP-IG-2MXL40 | Compatible with IGEL/Medex-Logical/Dual channel/4.0M/LP08-0R | Invasive Blood Pressure Cable Compatible with IGEL - Medex-Logical - Dual channel - Length: 4.0m - LP08-0R | Invasive Blood Pressure Cable{R}Compatible with IGEL - Medex-Logical - Dual channel{R}Length: 4.0m - LP08-0R{R}REF: IBP-IG-2MXL40 | Invasive Blood Pressure Cable Compatible with IGEL/Medex-Logical/Dual channel/4.0M/LP08-0R
6015562 | Invasive Blood Pressure Cable | IBP-GT-2MXL40 | Compatible with GuoTeng/Medex-Logical/Dual channel/4.0M/LP05-0B | Invasive Blood Pressure Cable Compatible with GuoTeng - Medex-Logical - Dual channel - Length: 4.0m - LP05-0B | Invasive Blood Pressure Cable{R}Compatible with GuoTeng - Medex-Logical - Dual channel{R}Length: 4.0m - LP05-0B{R}REF: IBP-GT-2MXL40 | Invasive Blood Pressure Cable Compatible with GuoTeng/Medex-Logical/Dual channel/4.0M/LP05-0B
6015563 | Invasive Blood Pressure Cable | IBP-SA-2MXL40 | Compatible with SanAW/Medex-Logical/Dual channel/4.0M/LP06-0B | Invasive Blood Pressure Cable Compatible with SanAW - Medex-Logical - Dual channel - Length: 4.0m - LP06-0B | Invasive Blood Pressure Cable{R}Compatible with SanAW - Medex-Logical - Dual channel{R}Length: 4.0m - LP06-0B{R}REF: IBP-SA-2MXL40 | Invasive Blood Pressure Cable Compatible with SanAW/Medex-Logical/Dual channel/4.0M/LP06-0B
6015564 | Invasive Blood Pressure Cable | IBP-FS-2MXL40 | Compatible with Feas/Medex-Logical/Dual channel/4.0M/203 | Invasive Blood Pressure Cable Compatible with Feas - Medex-Logical - Dual channel - Length: 4.0m - 203 | Invasive Blood Pressure Cable{R}Compatible with Feas - Medex-Logical - Dual channel{R}Length: 4.0m - 203{R}REF: IBP-FS-2MXL40 | Invasive Blood Pressure Cable Compatible with Feas/Medex-Logical/Dual channel/4.0M/203
6015565 | Invasive Blood Pressure Cable | IBP-JJA-2MXL40 | Compatible with Medex-Logical/Dual channel/4.0M/LP04-0B | Invasive Blood Pressure Cable Compatible with Medex-Logical - Dual channel - Length: 4.0m - LP04-0B | Invasive Blood Pressure Cable{R}Compatible with Medex-Logical - Dual channel{R}Length: 4.0m - LP04-0B{R}REF: IBP-JJA-2MXL40 | Invasive Blood Pressure Cable Compatible with Medex-Logical/Dual channel/4.0M/LP04-0B
6015566 | Invasive Blood Pressure Cable | IBP-JJB-2MXL40 | Compatible with Medex-Logical/Dual channel/4.0M/ | Invasive Blood Pressure Cable Compatible with Medex-Logical - Dual channel - Length: 4.0m - | Invasive Blood Pressure Cable{R}Compatible with Medex-Logical - Dual channel{R}Length: 4.0m - {R}REF: IBP-JJB-2MXL40 | Invasive Blood Pressure Cable Compatible with Medex-Logical/Dual channel/4.0M/
6015567 | Invasive Blood Pressure Cable | IBP-HY-2MXL40 | Compatible with Medex-Logical/Dual channel/4.0M/LP05-0B | Invasive Blood Pressure Cable Compatible with Medex-Logical - Dual channel - Length: 4.0m - LP05-0B | Invasive Blood Pressure Cable{R}Compatible with Medex-Logical - Dual channel{R}Length: 4.0m - LP05-0B{R}REF: IBP-HY-2MXL40 | Invasive Blood Pressure Cable Compatible with Medex-Logical/Dual channel/4.0M/LP05-0B
6015568 | Invasive Blood Pressure Cable | IBP-AM-2UT40 | Compatible with AAMI 6P/Utah/Dual channel/4.0M/141 | Invasive Blood Pressure Cable Compatible with AAMI 6P - Utah - Dual channel - Length: 4.0m - 141 | Invasive Blood Pressure Cable{R}Compatible with AAMI 6P - Utah - Dual channel{R}Length: 4.0m - 141{R}REF: IBP-AM-2UT40 | Invasive Blood Pressure Cable Compatible with AAMI 6P/Utah/Dual channel/4.0M/141
6015569 | Invasive Blood Pressure Cable | IBP-PH-2UT40 | Compatible with Philips/Utah/Dual channel/4.0M/053 | Invasive Blood Pressure Cable Compatible with Philips - Utah - Dual channel - Length: 4.0m - 053 | Invasive Blood Pressure Cable{R}Compatible with Philips - Utah - Dual channel{R}Length: 4.0m - 053{R}REF: IBP-PH-2UT40 | Invasive Blood Pressure Cable Compatible with Philips/Utah/Dual channel/4.0M/053
6015570 | Invasive Blood Pressure Cable | IBP-MQ-2UT40 | Compatible with GE Marquette/Utah/Dual channel/4.0M/004 | Invasive Blood Pressure Cable Compatible with GE Marquette - Utah - Dual channel - Length: 4.0m - 004 | Invasive Blood Pressure Cable{R}Compatible with GE Marquette - Utah - Dual channel{R}Length: 4.0m - 004{R}REF: IBP-MQ-2UT40 | Invasive Blood Pressure Cable Compatible with GE Marquette/Utah/Dual channel/4.0M/004
6015571 | Invasive Blood Pressure Cable | IBP-GE-2UT40 | Compatible with GE/Utah/Dual channel/4.0M/322 | Invasive Blood Pressure Cable Compatible with GE - Utah - Dual channel - Length: 4.0m - 322 | Invasive Blood Pressure Cable{R}Compatible with GE - Utah - Dual channel{R}Length: 4.0m - 322{R}REF: IBP-GE-2UT40 | Invasive Blood Pressure Cable Compatible with GE/Utah/Dual channel/4.0M/322
6015572 | Invasive Blood Pressure Cable | IBP-DX-2UT40 | Compatible with Datex/Utah/Dual channel/4.0M/008 | Invasive Blood Pressure Cable Compatible with Datex - Utah - Dual channel - Length: 4.0m - 008 | Invasive Blood Pressure Cable{R}Compatible with Datex - Utah - Dual channel{R}Length: 4.0m - 008{R}REF: IBP-DX-2UT40 | Invasive Blood Pressure Cable Compatible with Datex/Utah/Dual channel/4.0M/008
6015573 | Invasive Blood Pressure Cable | IBP-SL-2UT40 | Compatible with Spacelabs/Utah/Dual channel/4.0M/114 | Invasive Blood Pressure Cable Compatible with Spacelabs - Utah - Dual channel - Length: 4.0m - 114 | Invasive Blood Pressure Cable{R}Compatible with Spacelabs - Utah - Dual channel{R}Length: 4.0m - 114{R}REF: IBP-SL-2UT40 | Invasive Blood Pressure Cable Compatible with Spacelabs/Utah/Dual channel/4.0M/114
6015574 | Invasive Blood Pressure Cable | IBP-NKA-2UT40 | Compatible with Nihon Kohden/Utah/Dual channel/4.0M/105 | Invasive Blood Pressure Cable Compatible with Nihon Kohden - Utah - Dual channel - Length: 4.0m - 105 | Invasive Blood Pressure Cable{R}Compatible with Nihon Kohden - Utah - Dual channel{R}Length: 4.0m - 105{R}REF: IBP-NKA-2UT40 | Invasive Blood Pressure Cable Compatible with Nihon Kohden/Utah/Dual channel/4.0M/105
6015575 | Invasive Blood Pressure Cable | IBP-NKB-2UT40 | Compatible with Nihon Kohden/Utah/Dual channel/4.0M/108 | Invasive Blood Pressure Cable Compatible with Nihon Kohden - Utah - Dual channel - Length: 4.0m - 108 | Invasive Blood Pressure Cable{R}Compatible with Nihon Kohden - Utah - Dual channel{R}Length: 4.0m - 108{R}REF: IBP-NKB-2UT40 | Invasive Blood Pressure Cable Compatible with Nihon Kohden/Utah/Dual channel/4.0M/108
6015576 | Invasive Blood Pressure Cable | IBP-NKC-2UT40 | Compatible with Nihon Kohden/Utah/Dual channel/4.0M/LP06-60B | Invasive Blood Pressure Cable Compatible with Nihon Kohden - Utah - Dual channel - Length: 4.0m - LP06-60B | Invasive Blood Pressure Cable{R}Compatible with Nihon Kohden - Utah - Dual channel{R}Length: 4.0m - LP06-60B{R}REF: IBP-NKC-2UT40 | Invasive Blood Pressure Cable Compatible with Nihon Kohden/Utah/Dual channel/4.0M/LP06-60B
6015577 | Invasive Blood Pressure Cable | IBP-DGA-2UT40 | Compatible with Draeger-Siemens/Utah/Dual channel/4.0M/092 | Invasive Blood Pressure Cable Compatible with Draeger-Siemens - Utah - Dual channel - Length: 4.0m - 092 | Invasive Blood Pressure Cable{R}Compatible with Draeger-Siemens - Utah - Dual channel{R}Length: 4.0m - 092{R}REF: IBP-DGA-2UT40 | Invasive Blood Pressure Cable Compatible with Draeger-Siemens/Utah/Dual channel/4.0M/092
6015578 | Invasive Blood Pressure Cable | IBP-DGB-2UT40 | Compatible with Draeger-Siemens/Utah/Dual channel/4.0M/083 | Invasive Blood Pressure Cable Compatible with Draeger-Siemens - Utah - Dual channel - Length: 4.0m - 083 | Invasive Blood Pressure Cable{R}Compatible with Draeger-Siemens - Utah - Dual channel{R}Length: 4.0m - 083{R}REF: IBP-DGB-2UT40 | Invasive Blood Pressure Cable Compatible with Draeger-Siemens/Utah/Dual channel/4.0M/083
6015579 | Invasive Blood Pressure Cable | IBP-DGC-2UT40 | Compatible with Draeger/Utah/Dual channel/4.0M/095 | Invasive Blood Pressure Cable Compatible with Draeger - Utah - Dual channel - Length: 4.0m - 095 | Invasive Blood Pressure Cable{R}Compatible with Draeger - Utah - Dual channel{R}Length: 4.0m - 095{R}REF: IBP-DGC-2UT40 | Invasive Blood Pressure Cable Compatible with Draeger/Utah/Dual channel/4.0M/095
6015580 | Invasive Blood Pressure Cable | IBP-DGD-2UT40 | Compatible with Draeger-Siemens/Utah/Dual channel/4.0M/500 | Invasive Blood Pressure Cable Compatible with Draeger-Siemens - Utah - Dual channel - Length: 4.0m - 500 | Invasive Blood Pressure Cable{R}Compatible with Draeger-Siemens - Utah - Dual channel{R}Length: 4.0m - 500{R}REF: IBP-DGD-2UT40 | Invasive Blood Pressure Cable Compatible with Draeger-Siemens/Utah/Dual channel/4.0M/500
6015581 | Invasive Blood Pressure Cable | IBP-DGE-2UT40 | Compatible with Draeger-Siemens/Utah/Dual channel/4.0M/LP10-60B | Invasive Blood Pressure Cable Compatible with Draeger-Siemens - Utah - Dual channel - Length: 4.0m - LP10-60B | Invasive Blood Pressure Cable{R}Compatible with Draeger-Siemens - Utah - Dual channel{R}Length: 4.0m - LP10-60B{R}REF: IBP-DGE-2UT40 | Invasive Blood Pressure Cable Compatible with Draeger-Siemens/Utah/Dual channel/4.0M/LP10-60B
6015582 | Invasive Blood Pressure Cable | IBP-MRA-2UT40 | Compatible with Mindray/Utah/Dual channel/4.0M/125 | Invasive Blood Pressure Cable Compatible with Mindray - Utah - Dual channel - Length: 4.0m - 125 | Invasive Blood Pressure Cable{R}Compatible with Mindray - Utah - Dual channel{R}Length: 4.0m - 125{R}REF: IBP-MRA-2UT40 | Invasive Blood Pressure Cable Compatible with Mindray/Utah/Dual channel/4.0M/125
6015583 | Invasive Blood Pressure Cable | IBP-MRB-2UT40 | Compatible with Mindray-Datascope/Utah/Dual channel/4.0M/129 | Invasive Blood Pressure Cable Compatible with Mindray-Datascope - Utah - Dual channel - Length: 4.0m - 129 | Invasive Blood Pressure Cable{R}Compatible with Mindray-Datascope - Utah - Dual channel{R}Length: 4.0m - 129{R}REF: IBP-MRB-2UT40 | Invasive Blood Pressure Cable Compatible with Mindray-Datascope/Utah/Dual channel/4.0M/129
6015584 | Invasive Blood Pressure Cable | IBP-CR-2UT40 | Compatible with GE Corometrics/Utah/Dual channel/4.0M/162 | Invasive Blood Pressure Cable Compatible with GE Corometrics - Utah - Dual channel - Length: 4.0m - 162 | Invasive Blood Pressure Cable{R}Compatible with GE Corometrics - Utah - Dual channel{R}Length: 4.0m - 162{R}REF: IBP-CR-2UT40 | Invasive Blood Pressure Cable Compatible with GE Corometrics/Utah/Dual channel/4.0M/162
6015585 | Invasive Blood Pressure Cable | IBP-DT-2UT40 | Compatible with Datascope/Utah/Dual channel/4.0M/131 | Invasive Blood Pressure Cable Compatible with Datascope - Utah - Dual channel - Length: 4.0m - 131 | Invasive Blood Pressure Cable{R}Compatible with Datascope - Utah - Dual channel{R}Length: 4.0m - 131{R}REF: IBP-DT-2UT40 | Invasive Blood Pressure Cable Compatible with Datascope/Utah/Dual channel/4.0M/131
6015586 | Invasive Blood Pressure Cable | IBP-BLT-2UT40 | Compatible with Biolight/Utah/Dual channel/4.0M/152 | Invasive Blood Pressure Cable Compatible with Biolight - Utah - Dual channel - Length: 4.0m - 152 | Invasive Blood Pressure Cable{R}Compatible with Biolight - Utah - Dual channel{R}Length: 4.0m - 152{R}REF: IBP-BLT-2UT40 | Invasive Blood Pressure Cable Compatible with Biolight/Utah/Dual channel/4.0M/152
6015587 | Invasive Blood Pressure Cable | IBP-KTN-2UT40 | Compatible with Kontron/Utah/Dual channel/4.0M/168 | Invasive Blood Pressure Cable Compatible with Kontron - Utah - Dual channel - Length: 4.0m - 168 | Invasive Blood Pressure Cable{R}Compatible with Kontron - Utah - Dual channel{R}Length: 4.0m - 168{R}REF: IBP-KTN-2UT40 | Invasive Blood Pressure Cable Compatible with Kontron/Utah/Dual channel/4.0M/168
6015588 | Invasive Blood Pressure Cable | IBP-CL-2UT40 | Compatible with Colin/Utah/Dual channel/4.0M/LP06-0B | Invasive Blood Pressure Cable Compatible with Colin - Utah - Dual channel - Length: 4.0m - LP06-0B | Invasive Blood Pressure Cable{R}Compatible with Colin - Utah - Dual channel{R}Length: 4.0m - LP06-0B{R}REF: IBP-CL-2UT40 | Invasive Blood Pressure Cable Compatible with Colin/Utah/Dual channel/4.0M/LP06-0B
6015589 | Invasive Blood Pressure Cable | IBP-MEK-2UT40 | Compatible with MEK/Utah/Dual channel/4.0M/144 | Invasive Blood Pressure Cable Compatible with MEK - Utah - Dual channel - Length: 4.0m - 144 | Invasive Blood Pressure Cable{R}Compatible with MEK - Utah - Dual channel{R}Length: 4.0m - 144{R}REF: IBP-MEK-2UT40 | Invasive Blood Pressure Cable Compatible with MEK/Utah/Dual channel/4.0M/144
6015590 | Invasive Blood Pressure Cable | IBP-HL-2UT40 | Compatible with GE Hellige/Utah/Dual channel/4.0M/022 | Invasive Blood Pressure Cable Compatible with GE Hellige - Utah - Dual channel - Length: 4.0m - 022 | Invasive Blood Pressure Cable{R}Compatible with GE Hellige - Utah - Dual channel{R}Length: 4.0m - 022{R}REF: IBP-HL-2UT40 | Invasive Blood Pressure Cable Compatible with GE Hellige/Utah/Dual channel/4.0M/022
6015591 | Invasive Blood Pressure Cable | IBP-CSI-2UT40 | Compatible with CSI/Utah/Dual channel/4.0M/LP05-0B | Invasive Blood Pressure Cable Compatible with CSI - Utah - Dual channel - Length: 4.0m - LP05-0B | Invasive Blood Pressure Cable{R}Compatible with CSI - Utah - Dual channel{R}Length: 4.0m - LP05-0B{R}REF: IBP-CSI-2UT40 | Invasive Blood Pressure Cable Compatible with CSI/Utah/Dual channel/4.0M/LP05-0B
6015592 | Invasive Blood Pressure Cable | IBP-INF-2UT40 | Compatible with Infinium/Utah/Dual channel/4.0M/340 | Invasive Blood Pressure Cable Compatible with Infinium - Utah - Dual channel - Length: 4.0m - 340 | Invasive Blood Pressure Cable{R}Compatible with Infinium - Utah - Dual channel{R}Length: 4.0m - 340{R}REF: IBP-INF-2UT40 | Invasive Blood Pressure Cable Compatible with Infinium/Utah/Dual channel/4.0M/340
6015593 | Invasive Blood Pressure Cable | IBP-MN-2UT40 | Compatible with Mennen/Utah/Dual channel/4.0M/307 | Invasive Blood Pressure Cable Compatible with Mennen - Utah - Dual channel - Length: 4.0m - 307 | Invasive Blood Pressure Cable{R}Compatible with Mennen - Utah - Dual channel{R}Length: 4.0m - 307{R}REF: IBP-MN-2UT40 | Invasive Blood Pressure Cable Compatible with Mennen/Utah/Dual channel/4.0M/307
6015594 | Invasive Blood Pressure Cable | IBP-FDA-2UT40 | Compatible with Fukuda Denshi/Utah/Dual channel/4.0M/320 | Invasive Blood Pressure Cable Compatible with Fukuda Denshi - Utah - Dual channel - Length: 4.0m - 320 | Invasive Blood Pressure Cable{R}Compatible with Fukuda Denshi - Utah - Dual channel{R}Length: 4.0m - 320{R}REF: IBP-FDA-2UT40 | Invasive Blood Pressure Cable Compatible with Fukuda Denshi/Utah/Dual channel/4.0M/320
6015595 | Invasive Blood Pressure Cable | IBP-FDB-2UT40 | Compatible with Fukuda Denshi/Utah/Dual channel/4.0M/ | Invasive Blood Pressure Cable Compatible with Fukuda Denshi - Utah - Dual channel - Length: 4.0m - | Invasive Blood Pressure Cable{R}Compatible with Fukuda Denshi - Utah - Dual channel{R}Length: 4.0m - {R}REF: IBP-FDB-2UT40 | Invasive Blood Pressure Cable Compatible with Fukuda Denshi/Utah/Dual channel/4.0M/
6015596 | Invasive Blood Pressure Cable | IBP-ET-2UT40 | Compatible with Emtel/Utah/Dual channel/4.0M/179 | Invasive Blood Pressure Cable Compatible with Emtel - Utah - Dual channel - Length: 4.0m - 179 | Invasive Blood Pressure Cable{R}Compatible with Emtel - Utah - Dual channel{R}Length: 4.0m - 179{R}REF: IBP-ET-2UT40 | Invasive Blood Pressure Cable Compatible with Emtel/Utah/Dual channel/4.0M/179
6015597 | Invasive Blood Pressure Cable | IBP-LT-2UT40 | Compatible with L&T/Utah/Dual channel/4.0M/LP06-0B | Invasive Blood Pressure Cable Compatible with L&T - Utah - Dual channel - Length: 4.0m - LP06-0B | Invasive Blood Pressure Cable{R}Compatible with L&T - Utah - Dual channel{R}Length: 4.0m - LP06-0B{R}REF: IBP-LT-2UT40 | Invasive Blood Pressure Cable Compatible with L&T/Utah/Dual channel/4.0M/LP06-0B
6015598 | Invasive Blood Pressure Cable | IBP-SK-2UT40 | Compatible with Stockert/Utah/Dual channel/4.0M/326 | Invasive Blood Pressure Cable Compatible with Stockert - Utah - Dual channel - Length: 4.0m - 326 | Invasive Blood Pressure Cable{R}Compatible with Stockert - Utah - Dual channel{R}Length: 4.0m - 326{R}REF: IBP-SK-2UT40 | Invasive Blood Pressure Cable Compatible with Stockert/Utah/Dual channel/4.0M/326
6015599 | Invasive Blood Pressure Cable | IBP-SR-2UT40 | Compatible with Sarans/Utah/Dual channel/4.0M/LM05-G1B | Invasive Blood Pressure Cable Compatible with Sarans - Utah - Dual channel - Length: 4.0m - LM05-G1B | Invasive Blood Pressure Cable{R}Compatible with Sarans - Utah - Dual channel{R}Length: 4.0m - LM05-G1B{R}REF: IBP-SR-2UT40 | Invasive Blood Pressure Cable Compatible with Sarans/Utah/Dual channel/4.0M/LM05-G1B
6015600 | Invasive Blood Pressure Cable | IBP-KR-2UT40 | Compatible with Kopran/Utah/Dual channel/4.0M/LP04-0B | Invasive Blood Pressure Cable Compatible with Kopran - Utah - Dual channel - Length: 4.0m - LP04-0B | Invasive Blood Pressure Cable{R}Compatible with Kopran - Utah - Dual channel{R}Length: 4.0m - LP04-0B{R}REF: IBP-KR-2UT40 | Invasive Blood Pressure Cable Compatible with Kopran/Utah/Dual channel/4.0M/LP04-0B
6015601 | Invasive Blood Pressure Cable | IBP-ME-2UT40 | Compatible with Maquet/Utah/Dual channel/4.0M/LM05-G0B | Invasive Blood Pressure Cable Compatible with Maquet - Utah - Dual channel - Length: 4.0m - LM05-G0B | Invasive Blood Pressure Cable{R}Compatible with Maquet - Utah - Dual channel{R}Length: 4.0m - LM05-G0B{R}REF: IBP-ME-2UT40 | Invasive Blood Pressure Cable Compatible with Maquet/Utah/Dual channel/4.0M/LM05-G0B
6015602 | Invasive Blood Pressure Cable | IBP-BR-2UT40 | Compatible with Bard/Utah/Dual channel/4.0M/322 | Invasive Blood Pressure Cable Compatible with Bard - Utah - Dual channel - Length: 4.0m - 322 | Invasive Blood Pressure Cable{R}Compatible with Bard - Utah - Dual channel{R}Length: 4.0m - 322{R}REF: IBP-BR-2UT40 | Invasive Blood Pressure Cable Compatible with Bard/Utah/Dual channel/4.0M/322
6015603 | Invasive Blood Pressure Cable | IBP-CM-2UT40 | Compatible with Comen/Utah/Dual channel/4.0M/ | Invasive Blood Pressure Cable Compatible with Comen - Utah - Dual channel - Length: 4.0m - | Invasive Blood Pressure Cable{R}Compatible with Comen - Utah - Dual channel{R}Length: 4.0m - {R}REF: IBP-CM-2UT40 | Invasive Blood Pressure Cable Compatible with Comen/Utah/Dual channel/4.0M/
6015604 | Invasive Blood Pressure Cable | IBP-IG-2UT40 | Compatible with IGEL/Utah/Dual channel/4.0M/LP08-0R | Invasive Blood Pressure Cable Compatible with IGEL - Utah - Dual channel - Length: 4.0m - LP08-0R | Invasive Blood Pressure Cable{R}Compatible with IGEL - Utah - Dual channel{R}Length: 4.0m - LP08-0R{R}REF: IBP-IG-2UT40 | Invasive Blood Pressure Cable Compatible with IGEL/Utah/Dual channel/4.0M/LP08-0R
6015605 | Invasive Blood Pressure Cable | IBP-GT-2UT40 | Compatible with GuoTeng/Utah/Dual channel/4.0M/LP05-0B | Invasive Blood Pressure Cable Compatible with GuoTeng - Utah - Dual channel - Length: 4.0m - LP05-0B | Invasive Blood Pressure Cable{R}Compatible with GuoTeng - Utah - Dual channel{R}Length: 4.0m - LP05-0B{R}REF: IBP-GT-2UT40 | Invasive Blood Pressure Cable Compatible with GuoTeng/Utah/Dual channel/4.0M/LP05-0B
6015606 | Invasive Blood Pressure Cable | IBP-SA-2UT40 | Compatible with SanAW/Utah/Dual channel/4.0M/LP06-0B | Invasive Blood Pressure Cable Compatible with SanAW - Utah - Dual channel - Length: 4.0m - LP06-0B | Invasive Blood Pressure Cable{R}Compatible with SanAW - Utah - Dual channel{R}Length: 4.0m - LP06-0B{R}REF: IBP-SA-2UT40 | Invasive Blood Pressure Cable Compatible with SanAW/Utah/Dual channel/4.0M/LP06-0B
6015607 | Invasive Blood Pressure Cable | IBP-FS-2UT40 | Compatible with Feas/Utah/Dual channel/4.0M/203 | Invasive Blood Pressure Cable Compatible with Feas - Utah - Dual channel - Length: 4.0m - 203 | Invasive Blood Pressure Cable{R}Compatible with Feas - Utah - Dual channel{R}Length: 4.0m - 203{R}REF: IBP-FS-2UT40 | Invasive Blood Pressure Cable Compatible with Feas/Utah/Dual channel/4.0M/203
6015608 | Invasive Blood Pressure Cable | IBP-JJA-2UT40 | Compatible with Utah/Dual channel/4.0M/LP04-0B | Invasive Blood Pressure Cable Compatible with Utah - Dual channel - Length: 4.0m - LP04-0B | Invasive Blood Pressure Cable{R}Compatible with Utah - Dual channel{R}Length: 4.0m - LP04-0B{R}REF: IBP-JJA-2UT40 | Invasive Blood Pressure Cable Compatible with Utah/Dual channel/4.0M/LP04-0B
6015609 | Invasive Blood Pressure Cable | IBP-JJB-2UT40 | Compatible with Utah/Dual channel/4.0M/ | Invasive Blood Pressure Cable Compatible with Utah - Dual channel - Length: 4.0m - | Invasive Blood Pressure Cable{R}Compatible with Utah - Dual channel{R}Length: 4.0m - {R}REF: IBP-JJB-2UT40 | Invasive Blood Pressure Cable Compatible with Utah/Dual channel/4.0M/
6015610 | Invasive Blood Pressure Cable | IBP-HY-2UT40 | Compatible with Utah/Dual channel/4.0M/LP05-0B | Invasive Blood Pressure Cable Compatible with Utah - Dual channel - Length: 4.0m - LP05-0B | Invasive Blood Pressure Cable{R}Compatible with Utah - Dual channel{R}Length: 4.0m - LP05-0B{R}REF: IBP-HY-2UT40 | Invasive Blood Pressure Cable Compatible with Utah/Dual channel/4.0M/LP05-0B
6015611 | Invasive Blood Pressure Cable | IBP-AM-2BB40 | Compatible with AAMI 6P/B.Braun/Dual channel/4.0M/141 | Invasive Blood Pressure Cable Compatible with AAMI 6P - B.Braun - Dual channel - Length: 4.0m - 141 | Invasive Blood Pressure Cable{R}Compatible with AAMI 6P - B.Braun - Dual channel{R}Length: 4.0m - 141{R}REF: IBP-AM-2BB40 | Invasive Blood Pressure Cable Compatible with AAMI 6P/B.Braun/Dual channel/4.0M/141
6015612 | Invasive Blood Pressure Cable | IBP-PH-2BB40 | Compatible with Philips/B.Braun/Dual channel/4.0M/053 | Invasive Blood Pressure Cable Compatible with Philips - B.Braun - Dual channel - Length: 4.0m - 053 | Invasive Blood Pressure Cable{R}Compatible with Philips - B.Braun - Dual channel{R}Length: 4.0m - 053{R}REF: IBP-PH-2BB40 | Invasive Blood Pressure Cable Compatible with Philips/B.Braun/Dual channel/4.0M/053
6015613 | Invasive Blood Pressure Cable | IBP-MQ-2BB40 | Compatible with GE Marquette/B.Braun/Dual channel/4.0M/004 | Invasive Blood Pressure Cable Compatible with GE Marquette - B.Braun - Dual channel - Length: 4.0m - 004 | Invasive Blood Pressure Cable{R}Compatible with GE Marquette - B.Braun - Dual channel{R}Length: 4.0m - 004{R}REF: IBP-MQ-2BB40 | Invasive Blood Pressure Cable Compatible with GE Marquette/B.Braun/Dual channel/4.0M/004
6015614 | Invasive Blood Pressure Cable | IBP-GE-2BB40 | Compatible with GE/B.Braun/Dual channel/4.0M/322 | Invasive Blood Pressure Cable Compatible with GE - B.Braun - Dual channel - Length: 4.0m - 322 | Invasive Blood Pressure Cable{R}Compatible with GE - B.Braun - Dual channel{R}Length: 4.0m - 322{R}REF: IBP-GE-2BB40 | Invasive Blood Pressure Cable Compatible with GE/B.Braun/Dual channel/4.0M/322
6015615 | Invasive Blood Pressure Cable | IBP-DX-2BB40 | Compatible with Datex/B.Braun/Dual channel/4.0M/008 | Invasive Blood Pressure Cable Compatible with Datex - B.Braun - Dual channel - Length: 4.0m - 008 | Invasive Blood Pressure Cable{R}Compatible with Datex - B.Braun - Dual channel{R}Length: 4.0m - 008{R}REF: IBP-DX-2BB40 | Invasive Blood Pressure Cable Compatible with Datex/B.Braun/Dual channel/4.0M/008
6015616 | Invasive Blood Pressure Cable | IBP-SL-2BB40 | Compatible with Spacelabs/B.Braun/Dual channel/4.0M/114 | Invasive Blood Pressure Cable Compatible with Spacelabs - B.Braun - Dual channel - Length: 4.0m - 114 | Invasive Blood Pressure Cable{R}Compatible with Spacelabs - B.Braun - Dual channel{R}Length: 4.0m - 114{R}REF: IBP-SL-2BB40 | Invasive Blood Pressure Cable Compatible with Spacelabs/B.Braun/Dual channel/4.0M/114
6015617 | Invasive Blood Pressure Cable | IBP-NKA-2BB40 | Compatible with Nihon Kohden/B.Braun/Dual channel/4.0M/105 | Invasive Blood Pressure Cable Compatible with Nihon Kohden - B.Braun - Dual channel - Length: 4.0m - 105 | Invasive Blood Pressure Cable{R}Compatible with Nihon Kohden - B.Braun - Dual channel{R}Length: 4.0m - 105{R}REF: IBP-NKA-2BB40 | Invasive Blood Pressure Cable Compatible with Nihon Kohden/B.Braun/Dual channel/4.0M/105
6015618 | Invasive Blood Pressure Cable | IBP-NKB-2BB40 | Compatible with Nihon Kohden/B.Braun/Dual channel/4.0M/108 | Invasive Blood Pressure Cable Compatible with Nihon Kohden - B.Braun - Dual channel - Length: 4.0m - 108 | Invasive Blood Pressure Cable{R}Compatible with Nihon Kohden - B.Braun - Dual channel{R}Length: 4.0m - 108{R}REF: IBP-NKB-2BB40 | Invasive Blood Pressure Cable Compatible with Nihon Kohden/B.Braun/Dual channel/4.0M/108
6015619 | Invasive Blood Pressure Cable | IBP-NKC-2BB40 | Compatible with Nihon Kohden/B.Braun/Dual channel/4.0M/LP06-60B | Invasive Blood Pressure Cable Compatible with Nihon Kohden - B.Braun - Dual channel - Length: 4.0m - LP06-60B | Invasive Blood Pressure Cable{R}Compatible with Nihon Kohden - B.Braun - Dual channel{R}Length: 4.0m - LP06-60B{R}REF: IBP-NKC-2BB40 | Invasive Blood Pressure Cable Compatible with Nihon Kohden/B.Braun/Dual channel/4.0M/LP06-60B
6015620 | Invasive Blood Pressure Cable | IBP-DGA-2BB40 | Compatible with Draeger-Siemens/B.Braun/Dual channel/4.0M/092 | Invasive Blood Pressure Cable Compatible with Draeger-Siemens - B.Braun - Dual channel - Length: 4.0m - 092 | Invasive Blood Pressure Cable{R}Compatible with Draeger-Siemens - B.Braun - Dual channel{R}Length: 4.0m - 092{R}REF: IBP-DGA-2BB40 | Invasive Blood Pressure Cable Compatible with Draeger-Siemens/B.Braun/Dual channel/4.0M/092
6015621 | Invasive Blood Pressure Cable | IBP-DGB-2BB40 | Compatible with Draeger-Siemens/B.Braun/Dual channel/4.0M/083 | Invasive Blood Pressure Cable Compatible with Draeger-Siemens - B.Braun - Dual channel - Length: 4.0m - 083 | Invasive Blood Pressure Cable{R}Compatible with Draeger-Siemens - B.Braun - Dual channel{R}Length: 4.0m - 083{R}REF: IBP-DGB-2BB40 | Invasive Blood Pressure Cable Compatible with Draeger-Siemens/B.Braun/Dual channel/4.0M/083
6015622 | Invasive Blood Pressure Cable | IBP-DGC-2BB40 | Compatible with Draeger/B.Braun/Dual channel/4.0M/095 | Invasive Blood Pressure Cable Compatible with Draeger - B.Braun - Dual channel - Length: 4.0m - 095 | Invasive Blood Pressure Cable{R}Compatible with Draeger - B.Braun - Dual channel{R}Length: 4.0m - 095{R}REF: IBP-DGC-2BB40 | Invasive Blood Pressure Cable Compatible with Draeger/B.Braun/Dual channel/4.0M/095
6015623 | Invasive Blood Pressure Cable | IBP-DGD-2BB40 | Compatible with Draeger-Siemens/B.Braun/Dual channel/4.0M/500 | Invasive Blood Pressure Cable Compatible with Draeger-Siemens - B.Braun - Dual channel - Length: 4.0m - 500 | Invasive Blood Pressure Cable{R}Compatible with Draeger-Siemens - B.Braun - Dual channel{R}Length: 4.0m - 500{R}REF: IBP-DGD-2BB40 | Invasive Blood Pressure Cable Compatible with Draeger-Siemens/B.Braun/Dual channel/4.0M/500
6015624 | Invasive Blood Pressure Cable | IBP-DGE-2BB40 | Compatible with Draeger-Siemens/B.Braun/Dual channel/4.0M/LP10-60B | Invasive Blood Pressure Cable Compatible with Draeger-Siemens - B.Braun - Dual channel - Length: 4.0m - LP10-60B | Invasive Blood Pressure Cable{R}Compatible with Draeger-Siemens - B.Braun - Dual channel{R}Length: 4.0m - LP10-60B{R}REF: IBP-DGE-2BB40 | Invasive Blood Pressure Cable Compatible with Draeger-Siemens/B.Braun/Dual channel/4.0M/LP10-60B
6015625 | Invasive Blood Pressure Cable | IBP-MRA-2BB40 | Compatible with Mindray/B.Braun/Dual channel/4.0M/125 | Invasive Blood Pressure Cable Compatible with Mindray - B.Braun - Dual channel - Length: 4.0m - 125 | Invasive Blood Pressure Cable{R}Compatible with Mindray - B.Braun - Dual channel{R}Length: 4.0m - 125{R}REF: IBP-MRA-2BB40 | Invasive Blood Pressure Cable Compatible with Mindray/B.Braun/Dual channel/4.0M/125
6015626 | Invasive Blood Pressure Cable | IBP-MRB-2BB40 | Compatible with Mindray-Datascope/B.Braun/Dual channel/4.0M/129 | Invasive Blood Pressure Cable Compatible with Mindray-Datascope - B.Braun - Dual channel - Length: 4.0m - 129 | Invasive Blood Pressure Cable{R}Compatible with Mindray-Datascope - B.Braun - Dual channel{R}Length: 4.0m - 129{R}REF: IBP-MRB-2BB40 | Invasive Blood Pressure Cable Compatible with Mindray-Datascope/B.Braun/Dual channel/4.0M/129
6015627 | Invasive Blood Pressure Cable | IBP-CR-2BB40 | Compatible with GE Corometrics/B.Braun/Dual channel/4.0M/162 | Invasive Blood Pressure Cable Compatible with GE Corometrics - B.Braun - Dual channel - Length: 4.0m - 162 | Invasive Blood Pressure Cable{R}Compatible with GE Corometrics - B.Braun - Dual channel{R}Length: 4.0m - 162{R}REF: IBP-CR-2BB40 | Invasive Blood Pressure Cable Compatible with GE Corometrics/B.Braun/Dual channel/4.0M/162
6015628 | Invasive Blood Pressure Cable | IBP-DT-2BB40 | Compatible with Datascope/B.Braun/Dual channel/4.0M/131 | Invasive Blood Pressure Cable Compatible with Datascope - B.Braun - Dual channel - Length: 4.0m - 131 | Invasive Blood Pressure Cable{R}Compatible with Datascope - B.Braun - Dual channel{R}Length: 4.0m - 131{R}REF: IBP-DT-2BB40 | Invasive Blood Pressure Cable Compatible with Datascope/B.Braun/Dual channel/4.0M/131
6015629 | Invasive Blood Pressure Cable | IBP-BLT-2BB40 | Compatible with Biolight/B.Braun/Dual channel/4.0M/152 | Invasive Blood Pressure Cable Compatible with Biolight - B.Braun - Dual channel - Length: 4.0m - 152 | Invasive Blood Pressure Cable{R}Compatible with Biolight - B.Braun - Dual channel{R}Length: 4.0m - 152{R}REF: IBP-BLT-2BB40 | Invasive Blood Pressure Cable Compatible with Biolight/B.Braun/Dual channel/4.0M/152
6015630 | Invasive Blood Pressure Cable | IBP-KTN-2BB40 | Compatible with Kontron/B.Braun/Dual channel/4.0M/168 | Invasive Blood Pressure Cable Compatible with Kontron - B.Braun - Dual channel - Length: 4.0m - 168 | Invasive Blood Pressure Cable{R}Compatible with Kontron - B.Braun - Dual channel{R}Length: 4.0m - 168{R}REF: IBP-KTN-2BB40 | Invasive Blood Pressure Cable Compatible with Kontron/B.Braun/Dual channel/4.0M/168
6015631 | Invasive Blood Pressure Cable | IBP-CL-2BB40 | Compatible with Colin/B.Braun/Dual channel/4.0M/LP06-0B | Invasive Blood Pressure Cable Compatible with Colin - B.Braun - Dual channel - Length: 4.0m - LP06-0B | Invasive Blood Pressure Cable{R}Compatible with Colin - B.Braun - Dual channel{R}Length: 4.0m - LP06-0B{R}REF: IBP-CL-2BB40 | Invasive Blood Pressure Cable Compatible with Colin/B.Braun/Dual channel/4.0M/LP06-0B
6015632 | Invasive Blood Pressure Cable | IBP-MEK-2BB40 | Compatible with MEK/B.Braun/Dual channel/4.0M/144 | Invasive Blood Pressure Cable Compatible with MEK - B.Braun - Dual channel - Length: 4.0m - 144 | Invasive Blood Pressure Cable{R}Compatible with MEK - B.Braun - Dual channel{R}Length: 4.0m - 144{R}REF: IBP-MEK-2BB40 | Invasive Blood Pressure Cable Compatible with MEK/B.Braun/Dual channel/4.0M/144
6015633 | Invasive Blood Pressure Cable | IBP-HL-2BB40 | Compatible with GE Hellige/B.Braun/Dual channel/4.0M/022 | Invasive Blood Pressure Cable Compatible with GE Hellige - B.Braun - Dual channel - Length: 4.0m - 022 | Invasive Blood Pressure Cable{R}Compatible with GE Hellige - B.Braun - Dual channel{R}Length: 4.0m - 022{R}REF: IBP-HL-2BB40 | Invasive Blood Pressure Cable Compatible with GE Hellige/B.Braun/Dual channel/4.0M/022
6015634 | Invasive Blood Pressure Cable | IBP-CSI-2BB40 | Compatible with CSI/B.Braun/Dual channel/4.0M/LP05-0B | Invasive Blood Pressure Cable Compatible with CSI - B.Braun - Dual channel - Length: 4.0m - LP05-0B | Invasive Blood Pressure Cable{R}Compatible with CSI - B.Braun - Dual channel{R}Length: 4.0m - LP05-0B{R}REF: IBP-CSI-2BB40 | Invasive Blood Pressure Cable Compatible with CSI/B.Braun/Dual channel/4.0M/LP05-0B
6015635 | Invasive Blood Pressure Cable | IBP-INF-2BB40 | Compatible with Infinium/B.Braun/Dual channel/4.0M/340 | Invasive Blood Pressure Cable Compatible with Infinium - B.Braun - Dual channel - Length: 4.0m - 340 | Invasive Blood Pressure Cable{R}Compatible with Infinium - B.Braun - Dual channel{R}Length: 4.0m - 340{R}REF: IBP-INF-2BB40 | Invasive Blood Pressure Cable Compatible with Infinium/B.Braun/Dual channel/4.0M/340
6015636 | Invasive Blood Pressure Cable | IBP-MN-2BB40 | Compatible with Mennen/B.Braun/Dual channel/4.0M/307 | Invasive Blood Pressure Cable Compatible with Mennen - B.Braun - Dual channel - Length: 4.0m - 307 | Invasive Blood Pressure Cable{R}Compatible with Mennen - B.Braun - Dual channel{R}Length: 4.0m - 307{R}REF: IBP-MN-2BB40 | Invasive Blood Pressure Cable Compatible with Mennen/B.Braun/Dual channel/4.0M/307
6015637 | Invasive Blood Pressure Cable | IBP-FDA-2BB40 | Compatible with Fukuda Denshi/B.Braun/Dual channel/4.0M/320 | Invasive Blood Pressure Cable Compatible with Fukuda Denshi - B.Braun - Dual channel - Length: 4.0m - 320 | Invasive Blood Pressure Cable{R}Compatible with Fukuda Denshi - B.Braun - Dual channel{R}Length: 4.0m - 320{R}REF: IBP-FDA-2BB40 | Invasive Blood Pressure Cable Compatible with Fukuda Denshi/B.Braun/Dual channel/4.0M/320
6015638 | Invasive Blood Pressure Cable | IBP-FDB-2BB40 | Compatible with Fukuda Denshi/B.Braun/Dual channel/4.0M/ | Invasive Blood Pressure Cable Compatible with Fukuda Denshi - B.Braun - Dual channel - Length: 4.0m - | Invasive Blood Pressure Cable{R}Compatible with Fukuda Denshi - B.Braun - Dual channel{R}Length: 4.0m - {R}REF: IBP-FDB-2BB40 | Invasive Blood Pressure Cable Compatible with Fukuda Denshi/B.Braun/Dual channel/4.0M/
6015639 | Invasive Blood Pressure Cable | IBP-ET-2BB40 | Compatible with Emtel/B.Braun/Dual channel/4.0M/179 | Invasive Blood Pressure Cable Compatible with Emtel - B.Braun - Dual channel - Length: 4.0m - 179 | Invasive Blood Pressure Cable{R}Compatible with Emtel - B.Braun - Dual channel{R}Length: 4.0m - 179{R}REF: IBP-ET-2BB40 | Invasive Blood Pressure Cable Compatible with Emtel/B.Braun/Dual channel/4.0M/179
6015640 | Invasive Blood Pressure Cable | IBP-LT-2BB40 | Compatible with L&T/B.Braun/Dual channel/4.0M/LP06-0B | Invasive Blood Pressure Cable Compatible with L&T - B.Braun - Dual channel - Length: 4.0m - LP06-0B | Invasive Blood Pressure Cable{R}Compatible with L&T - B.Braun - Dual channel{R}Length: 4.0m - LP06-0B{R}REF: IBP-LT-2BB40 | Invasive Blood Pressure Cable Compatible with L&T/B.Braun/Dual channel/4.0M/LP06-0B
6015641 | Invasive Blood Pressure Cable | IBP-SK-2BB40 | Compatible with Stockert/B.Braun/Dual channel/4.0M/326 | Invasive Blood Pressure Cable Compatible with Stockert - B.Braun - Dual channel - Length: 4.0m - 326 | Invasive Blood Pressure Cable{R}Compatible with Stockert - B.Braun - Dual channel{R}Length: 4.0m - 326{R}REF: IBP-SK-2BB40 | Invasive Blood Pressure Cable Compatible with Stockert/B.Braun/Dual channel/4.0M/326
6015642 | Invasive Blood Pressure Cable | IBP-SR-2BB40 | Compatible with Sarans/B.Braun/Dual channel/4.0M/LM05-G1B | Invasive Blood Pressure Cable Compatible with Sarans - B.Braun - Dual channel - Length: 4.0m - LM05-G1B | Invasive Blood Pressure Cable{R}Compatible with Sarans - B.Braun - Dual channel{R}Length: 4.0m - LM05-G1B{R}REF: IBP-SR-2BB40 | Invasive Blood Pressure Cable Compatible with Sarans/B.Braun/Dual channel/4.0M/LM05-G1B
6015643 | Invasive Blood Pressure Cable | IBP-KR-2BB40 | Compatible with Kopran/B.Braun/Dual channel/4.0M/LP04-0B | Invasive Blood Pressure Cable Compatible with Kopran - B.Braun - Dual channel - Length: 4.0m - LP04-0B | Invasive Blood Pressure Cable{R}Compatible with Kopran - B.Braun - Dual channel{R}Length: 4.0m - LP04-0B{R}REF: IBP-KR-2BB40 | Invasive Blood Pressure Cable Compatible with Kopran/B.Braun/Dual channel/4.0M/LP04-0B
6015644 | Invasive Blood Pressure Cable | IBP-ME-2BB40 | Compatible with Maquet/B.Braun/Dual channel/4.0M/LM05-G0B | Invasive Blood Pressure Cable Compatible with Maquet - B.Braun - Dual channel - Length: 4.0m - LM05-G0B | Invasive Blood Pressure Cable{R}Compatible with Maquet - B.Braun - Dual channel{R}Length: 4.0m - LM05-G0B{R}REF: IBP-ME-2BB40 | Invasive Blood Pressure Cable Compatible with Maquet/B.Braun/Dual channel/4.0M/LM05-G0B
6015645 | Invasive Blood Pressure Cable | IBP-BR-2BB40 | Compatible with Bard/B.Braun/Dual channel/4.0M/322 | Invasive Blood Pressure Cable Compatible with Bard - B.Braun - Dual channel - Length: 4.0m - 322 | Invasive Blood Pressure Cable{R}Compatible with Bard - B.Braun - Dual channel{R}Length: 4.0m - 322{R}REF: IBP-BR-2BB40 | Invasive Blood Pressure Cable Compatible with Bard/B.Braun/Dual channel/4.0M/322
6015646 | Invasive Blood Pressure Cable | IBP-CM-2BB40 | Compatible with Comen/B.Braun/Dual channel/4.0M/ | Invasive Blood Pressure Cable Compatible with Comen - B.Braun - Dual channel - Length: 4.0m - | Invasive Blood Pressure Cable{R}Compatible with Comen - B.Braun - Dual channel{R}Length: 4.0m - {R}REF: IBP-CM-2BB40 | Invasive Blood Pressure Cable Compatible with Comen/B.Braun/Dual channel/4.0M/
6015647 | Invasive Blood Pressure Cable | IBP-IG-2BB40 | Compatible with IGEL/B.Braun/Dual channel/4.0M/LP08-0R | Invasive Blood Pressure Cable Compatible with IGEL - B.Braun - Dual channel - Length: 4.0m - LP08-0R | Invasive Blood Pressure Cable{R}Compatible with IGEL - B.Braun - Dual channel{R}Length: 4.0m - LP08-0R{R}REF: IBP-IG-2BB40 | Invasive Blood Pressure Cable Compatible with IGEL/B.Braun/Dual channel/4.0M/LP08-0R
6015648 | Invasive Blood Pressure Cable | IBP-GT-2BB40 | Compatible with GuoTeng/B.Braun/Dual channel/4.0M/LP05-0B | Invasive Blood Pressure Cable Compatible with GuoTeng - B.Braun - Dual channel - Length: 4.0m - LP05-0B | Invasive Blood Pressure Cable{R}Compatible with GuoTeng - B.Braun - Dual channel{R}Length: 4.0m - LP05-0B{R}REF: IBP-GT-2BB40 | Invasive Blood Pressure Cable Compatible with GuoTeng/B.Braun/Dual channel/4.0M/LP05-0B
6015649 | Invasive Blood Pressure Cable | IBP-SA-2BB40 | Compatible with SanAW/B.Braun/Dual channel/4.0M/LP06-0B | Invasive Blood Pressure Cable Compatible with SanAW - B.Braun - Dual channel - Length: 4.0m - LP06-0B | Invasive Blood Pressure Cable{R}Compatible with SanAW - B.Braun - Dual channel{R}Length: 4.0m - LP06-0B{R}REF: IBP-SA-2BB40 | Invasive Blood Pressure Cable Compatible with SanAW/B.Braun/Dual channel/4.0M/LP06-0B
6015650 | Invasive Blood Pressure Cable | IBP-FS-2BB40 | Compatible with Feas/B.Braun/Dual channel/4.0M/203 | Invasive Blood Pressure Cable Compatible with Feas - B.Braun - Dual channel - Length: 4.0m - 203 | Invasive Blood Pressure Cable{R}Compatible with Feas - B.Braun - Dual channel{R}Length: 4.0m - 203{R}REF: IBP-FS-2BB40 | Invasive Blood Pressure Cable Compatible with Feas/B.Braun/Dual channel/4.0M/203
6015651 | Invasive Blood Pressure Cable | IBP-JJA-2BB40 | Compatible with B.Braun/Dual channel/4.0M/LP04-0B | Invasive Blood Pressure Cable Compatible with B.Braun - Dual channel - Length: 4.0m - LP04-0B | Invasive Blood Pressure Cable{R}Compatible with B.Braun - Dual channel{R}Length: 4.0m - LP04-0B{R}REF: IBP-JJA-2BB40 | Invasive Blood Pressure Cable Compatible with B.Braun/Dual channel/4.0M/LP04-0B
6015652 | Invasive Blood Pressure Cable | IBP-JJB-2BB40 | Compatible with B.Braun/Dual channel/4.0M/ | Invasive Blood Pressure Cable Compatible with B.Braun - Dual channel - Length: 4.0m - | Invasive Blood Pressure Cable{R}Compatible with B.Braun - Dual channel{R}Length: 4.0m - {R}REF: IBP-JJB-2BB40 | Invasive Blood Pressure Cable Compatible with B.Braun/Dual channel/4.0M/
6015653 | Invasive Blood Pressure Cable | IBP-HY-2BB40 | Compatible with B.Braun/Dual channel/4.0M/LP05-0B | Invasive Blood Pressure Cable Compatible with B.Braun - Dual channel - Length: 4.0m - LP05-0B | Invasive Blood Pressure Cable{R}Compatible with B.Braun - Dual channel{R}Length: 4.0m - LP05-0B{R}REF: IBP-HY-2BB40 | Invasive Blood Pressure Cable Compatible with B.Braun/Dual channel/4.0M/LP05-0B
6015654 | Invasive Blood Pressure Cable | IBP-AM-2EW40 | Compatible with AAMI 6P/Edwards/Dual channel/4.0M/141 | Invasive Blood Pressure Cable Compatible with AAMI 6P - Edwards - Dual channel - Length: 4.0m - 141 | Invasive Blood Pressure Cable{R}Compatible with AAMI 6P - Edwards - Dual channel{R}Length: 4.0m - 141{R}REF: IBP-AM-2EW40 | Invasive Blood Pressure Cable Compatible with AAMI 6P/Edwards/Dual channel/4.0M/141
6015655 | Invasive Blood Pressure Cable | IBP-PH-2EW40 | Compatible with Philips/Edwards/Dual channel/4.0M/053 | Invasive Blood Pressure Cable Compatible with Philips - Edwards - Dual channel - Length: 4.0m - 053 | Invasive Blood Pressure Cable{R}Compatible with Philips - Edwards - Dual channel{R}Length: 4.0m - 053{R}REF: IBP-PH-2EW40 | Invasive Blood Pressure Cable Compatible with Philips/Edwards/Dual channel/4.0M/053
6015656 | Invasive Blood Pressure Cable | IBP-MQ-2EW40 | Compatible with GE Marquette/Edwards/Dual channel/4.0M/004 | Invasive Blood Pressure Cable Compatible with GE Marquette - Edwards - Dual channel - Length: 4.0m - 004 | Invasive Blood Pressure Cable{R}Compatible with GE Marquette - Edwards - Dual channel{R}Length: 4.0m - 004{R}REF: IBP-MQ-2EW40 | Invasive Blood Pressure Cable Compatible with GE Marquette/Edwards/Dual channel/4.0M/004
6015657 | Invasive Blood Pressure Cable | IBP-GE-2EW40 | Compatible with GE/Edwards/Dual channel/4.0M/322 | Invasive Blood Pressure Cable Compatible with GE - Edwards - Dual channel - Length: 4.0m - 322 | Invasive Blood Pressure Cable{R}Compatible with GE - Edwards - Dual channel{R}Length: 4.0m - 322{R}REF: IBP-GE-2EW40 | Invasive Blood Pressure Cable Compatible with GE/Edwards/Dual channel/4.0M/322
6015658 | Invasive Blood Pressure Cable | IBP-DX-2EW40 | Compatible with Datex/Edwards/Dual channel/4.0M/008 | Invasive Blood Pressure Cable Compatible with Datex - Edwards - Dual channel - Length: 4.0m - 008 | Invasive Blood Pressure Cable{R}Compatible with Datex - Edwards - Dual channel{R}Length: 4.0m - 008{R}REF: IBP-DX-2EW40 | Invasive Blood Pressure Cable Compatible with Datex/Edwards/Dual channel/4.0M/008
6015659 | Invasive Blood Pressure Cable | IBP-SL-2EW40 | Compatible with Spacelabs/Edwards/Dual channel/4.0M/114 | Invasive Blood Pressure Cable Compatible with Spacelabs - Edwards - Dual channel - Length: 4.0m - 114 | Invasive Blood Pressure Cable{R}Compatible with Spacelabs - Edwards - Dual channel{R}Length: 4.0m - 114{R}REF: IBP-SL-2EW40 | Invasive Blood Pressure Cable Compatible with Spacelabs/Edwards/Dual channel/4.0M/114
6015660 | Invasive Blood Pressure Cable | IBP-NKA-2EW40 | Compatible with Nihon Kohden/Edwards/Dual channel/4.0M/105 | Invasive Blood Pressure Cable Compatible with Nihon Kohden - Edwards - Dual channel - Length: 4.0m - 105 | Invasive Blood Pressure Cable{R}Compatible with Nihon Kohden - Edwards - Dual channel{R}Length: 4.0m - 105{R}REF: IBP-NKA-2EW40 | Invasive Blood Pressure Cable Compatible with Nihon Kohden/Edwards/Dual channel/4.0M/105
6015661 | Invasive Blood Pressure Cable | IBP-NKB-2EW40 | Compatible with Nihon Kohden/Edwards/Dual channel/4.0M/108 | Invasive Blood Pressure Cable Compatible with Nihon Kohden - Edwards - Dual channel - Length: 4.0m - 108 | Invasive Blood Pressure Cable{R}Compatible with Nihon Kohden - Edwards - Dual channel{R}Length: 4.0m - 108{R}REF: IBP-NKB-2EW40 | Invasive Blood Pressure Cable Compatible with Nihon Kohden/Edwards/Dual channel/4.0M/108
6015662 | Invasive Blood Pressure Cable | IBP-NKC-2EW40 | Compatible with Nihon Kohden/Edwards/Dual channel/4.0M/LP06-60B | Invasive Blood Pressure Cable Compatible with Nihon Kohden - Edwards - Dual channel - Length: 4.0m - LP06-60B | Invasive Blood Pressure Cable{R}Compatible with Nihon Kohden - Edwards - Dual channel{R}Length: 4.0m - LP06-60B{R}REF: IBP-NKC-2EW40 | Invasive Blood Pressure Cable Compatible with Nihon Kohden/Edwards/Dual channel/4.0M/LP06-60B
6015663 | Invasive Blood Pressure Cable | IBP-DGA-2EW40 | Compatible with Draeger-Siemens/Edwards/Dual channel/4.0M/092 | Invasive Blood Pressure Cable Compatible with Draeger-Siemens - Edwards - Dual channel - Length: 4.0m - 092 | Invasive Blood Pressure Cable{R}Compatible with Draeger-Siemens - Edwards - Dual channel{R}Length: 4.0m - 092{R}REF: IBP-DGA-2EW40 | Invasive Blood Pressure Cable Compatible with Draeger-Siemens/Edwards/Dual channel/4.0M/092
6015664 | Invasive Blood Pressure Cable | IBP-DGB-2EW40 | Compatible with Draeger-Siemens/Edwards/Dual channel/4.0M/083 | Invasive Blood Pressure Cable Compatible with Draeger-Siemens - Edwards - Dual channel - Length: 4.0m - 083 | Invasive Blood Pressure Cable{R}Compatible with Draeger-Siemens - Edwards - Dual channel{R}Length: 4.0m - 083{R}REF: IBP-DGB-2EW40 | Invasive Blood Pressure Cable Compatible with Draeger-Siemens/Edwards/Dual channel/4.0M/083
6015665 | Invasive Blood Pressure Cable | IBP-DGC-2EW40 | Compatible with Draeger/Edwards/Dual channel/4.0M/095 | Invasive Blood Pressure Cable Compatible with Draeger - Edwards - Dual channel - Length: 4.0m - 095 | Invasive Blood Pressure Cable{R}Compatible with Draeger - Edwards - Dual channel{R}Length: 4.0m - 095{R}REF: IBP-DGC-2EW40 | Invasive Blood Pressure Cable Compatible with Draeger/Edwards/Dual channel/4.0M/095
6015666 | Invasive Blood Pressure Cable | IBP-DGD-2EW40 | Compatible with Draeger-Siemens/Edwards/Dual channel/4.0M/500 | Invasive Blood Pressure Cable Compatible with Draeger-Siemens - Edwards - Dual channel - Length: 4.0m - 500 | Invasive Blood Pressure Cable{R}Compatible with Draeger-Siemens - Edwards - Dual channel{R}Length: 4.0m - 500{R}REF: IBP-DGD-2EW40 | Invasive Blood Pressure Cable Compatible with Draeger-Siemens/Edwards/Dual channel/4.0M/500
6015667 | Invasive Blood Pressure Cable | IBP-DGE-2EW40 | Compatible with Draeger-Siemens/Edwards/Dual channel/4.0M/LP10-60B | Invasive Blood Pressure Cable Compatible with Draeger-Siemens - Edwards - Dual channel - Length: 4.0m - LP10-60B | Invasive Blood Pressure Cable{R}Compatible with Draeger-Siemens - Edwards - Dual channel{R}Length: 4.0m - LP10-60B{R}REF: IBP-DGE-2EW40 | Invasive Blood Pressure Cable Compatible with Draeger-Siemens/Edwards/Dual channel/4.0M/LP10-60B
6015668 | Invasive Blood Pressure Cable | IBP-MRA-2EW40 | Compatible with Mindray/Edwards/Dual channel/4.0M/125 | Invasive Blood Pressure Cable Compatible with Mindray - Edwards - Dual channel - Length: 4.0m - 125 | Invasive Blood Pressure Cable{R}Compatible with Mindray - Edwards - Dual channel{R}Length: 4.0m - 125{R}REF: IBP-MRA-2EW40 | Invasive Blood Pressure Cable Compatible with Mindray/Edwards/Dual channel/4.0M/125
6015669 | Invasive Blood Pressure Cable | IBP-MRB-2EW40 | Compatible with Mindray-Datascope/Edwards/Dual channel/4.0M/129 | Invasive Blood Pressure Cable Compatible with Mindray-Datascope - Edwards - Dual channel - Length: 4.0m - 129 | Invasive Blood Pressure Cable{R}Compatible with Mindray-Datascope - Edwards - Dual channel{R}Length: 4.0m - 129{R}REF: IBP-MRB-2EW40 | Invasive Blood Pressure Cable Compatible with Mindray-Datascope/Edwards/Dual channel/4.0M/129
6015670 | Invasive Blood Pressure Cable | IBP-CR-2EW40 | Compatible with GE Corometrics/Edwards/Dual channel/4.0M/162 | Invasive Blood Pressure Cable Compatible with GE Corometrics - Edwards - Dual channel - Length: 4.0m - 162 | Invasive Blood Pressure Cable{R}Compatible with GE Corometrics - Edwards - Dual channel{R}Length: 4.0m - 162{R}REF: IBP-CR-2EW40 | Invasive Blood Pressure Cable Compatible with GE Corometrics/Edwards/Dual channel/4.0M/162
6015671 | Invasive Blood Pressure Cable | IBP-DT-2EW40 | Compatible with Datascope/Edwards/Dual channel/4.0M/131 | Invasive Blood Pressure Cable Compatible with Datascope - Edwards - Dual channel - Length: 4.0m - 131 | Invasive Blood Pressure Cable{R}Compatible with Datascope - Edwards - Dual channel{R}Length: 4.0m - 131{R}REF: IBP-DT-2EW40 | Invasive Blood Pressure Cable Compatible with Datascope/Edwards/Dual channel/4.0M/131
6015672 | Invasive Blood Pressure Cable | IBP-BLT-2EW40 | Compatible with Biolight/Edwards/Dual channel/4.0M/152 | Invasive Blood Pressure Cable Compatible with Biolight - Edwards - Dual channel - Length: 4.0m - 152 | Invasive Blood Pressure Cable{R}Compatible with Biolight - Edwards - Dual channel{R}Length: 4.0m - 152{R}REF: IBP-BLT-2EW40 | Invasive Blood Pressure Cable Compatible with Biolight/Edwards/Dual channel/4.0M/152
6015673 | Invasive Blood Pressure Cable | IBP-KTN-2EW40 | Compatible with Kontron/Edwards/Dual channel/4.0M/168 | Invasive Blood Pressure Cable Compatible with Kontron - Edwards - Dual channel - Length: 4.0m - 168 | Invasive Blood Pressure Cable{R}Compatible with Kontron - Edwards - Dual channel{R}Length: 4.0m - 168{R}REF: IBP-KTN-2EW40 | Invasive Blood Pressure Cable Compatible with Kontron/Edwards/Dual channel/4.0M/168
6015674 | Invasive Blood Pressure Cable | IBP-CL-2EW40 | Compatible with Colin/Edwards/Dual channel/4.0M/LP06-0B | Invasive Blood Pressure Cable Compatible with Colin - Edwards - Dual channel - Length: 4.0m - LP06-0B | Invasive Blood Pressure Cable{R}Compatible with Colin - Edwards - Dual channel{R}Length: 4.0m - LP06-0B{R}REF: IBP-CL-2EW40 | Invasive Blood Pressure Cable Compatible with Colin/Edwards/Dual channel/4.0M/LP06-0B
6015675 | Invasive Blood Pressure Cable | IBP-MEK-2EW40 | Compatible with MEK/Edwards/Dual channel/4.0M/144 | Invasive Blood Pressure Cable Compatible with MEK - Edwards - Dual channel - Length: 4.0m - 144 | Invasive Blood Pressure Cable{R}Compatible with MEK - Edwards - Dual channel{R}Length: 4.0m - 144{R}REF: IBP-MEK-2EW40 | Invasive Blood Pressure Cable Compatible with MEK/Edwards/Dual channel/4.0M/144
6015676 | Invasive Blood Pressure Cable | IBP-HL-2EW40 | Compatible with GE Hellige/Edwards/Dual channel/4.0M/022 | Invasive Blood Pressure Cable Compatible with GE Hellige - Edwards - Dual channel - Length: 4.0m - 022 | Invasive Blood Pressure Cable{R}Compatible with GE Hellige - Edwards - Dual channel{R}Length: 4.0m - 022{R}REF: IBP-HL-2EW40 | Invasive Blood Pressure Cable Compatible with GE Hellige/Edwards/Dual channel/4.0M/022
6015677 | Invasive Blood Pressure Cable | IBP-CSI-2EW40 | Compatible with CSI/Edwards/Dual channel/4.0M/LP05-0B | Invasive Blood Pressure Cable Compatible with CSI - Edwards - Dual channel - Length: 4.0m - LP05-0B | Invasive Blood Pressure Cable{R}Compatible with CSI - Edwards - Dual channel{R}Length: 4.0m - LP05-0B{R}REF: IBP-CSI-2EW40 | Invasive Blood Pressure Cable Compatible with CSI/Edwards/Dual channel/4.0M/LP05-0B
6015678 | Invasive Blood Pressure Cable | IBP-INF-2EW40 | Compatible with Infinium/Edwards/Dual channel/4.0M/340 | Invasive Blood Pressure Cable Compatible with Infinium - Edwards - Dual channel - Length: 4.0m - 340 | Invasive Blood Pressure Cable{R}Compatible with Infinium - Edwards - Dual channel{R}Length: 4.0m - 340{R}REF: IBP-INF-2EW40 | Invasive Blood Pressure Cable Compatible with Infinium/Edwards/Dual channel/4.0M/340
6015679 | Invasive Blood Pressure Cable | IBP-MN-2EW40 | Compatible with Mennen/Edwards/Dual channel/4.0M/307 | Invasive Blood Pressure Cable Compatible with Mennen - Edwards - Dual channel - Length: 4.0m - 307 | Invasive Blood Pressure Cable{R}Compatible with Mennen - Edwards - Dual channel{R}Length: 4.0m - 307{R}REF: IBP-MN-2EW40 | Invasive Blood Pressure Cable Compatible with Mennen/Edwards/Dual channel/4.0M/307
6015680 | Invasive Blood Pressure Cable | IBP-FDA-2EW40 | Compatible with Fukuda Denshi/Edwards/Dual channel/4.0M/320 | Invasive Blood Pressure Cable Compatible with Fukuda Denshi - Edwards - Dual channel - Length: 4.0m - 320 | Invasive Blood Pressure Cable{R}Compatible with Fukuda Denshi - Edwards - Dual channel{R}Length: 4.0m - 320{R}REF: IBP-FDA-2EW40 | Invasive Blood Pressure Cable Compatible with Fukuda Denshi/Edwards/Dual channel/4.0M/320
6015681 | Invasive Blood Pressure Cable | IBP-FDB-2EW40 | Compatible with Fukuda Denshi/Edwards/Dual channel/4.0M/ | Invasive Blood Pressure Cable Compatible with Fukuda Denshi - Edwards - Dual channel - Length: 4.0m - | Invasive Blood Pressure Cable{R}Compatible with Fukuda Denshi - Edwards - Dual channel{R}Length: 4.0m - {R}REF: IBP-FDB-2EW40 | Invasive Blood Pressure Cable Compatible with Fukuda Denshi/Edwards/Dual channel/4.0M/
6015682 | Invasive Blood Pressure Cable | IBP-ET-2EW40 | Compatible with Emtel/Edwards/Dual channel/4.0M/179 | Invasive Blood Pressure Cable Compatible with Emtel - Edwards - Dual channel - Length: 4.0m - 179 | Invasive Blood Pressure Cable{R}Compatible with Emtel - Edwards - Dual channel{R}Length: 4.0m - 179{R}REF: IBP-ET-2EW40 | Invasive Blood Pressure Cable Compatible with Emtel/Edwards/Dual channel/4.0M/179
6015683 | Invasive Blood Pressure Cable | IBP-LT-2EW40 | Compatible with L&T/Edwards/Dual channel/4.0M/LP06-0B | Invasive Blood Pressure Cable Compatible with L&T - Edwards - Dual channel - Length: 4.0m - LP06-0B | Invasive Blood Pressure Cable{R}Compatible with L&T - Edwards - Dual channel{R}Length: 4.0m - LP06-0B{R}REF: IBP-LT-2EW40 | Invasive Blood Pressure Cable Compatible with L&T/Edwards/Dual channel/4.0M/LP06-0B
6015684 | Invasive Blood Pressure Cable | IBP-SK-2EW40 | Compatible with Stockert/Edwards/Dual channel/4.0M/326 | Invasive Blood Pressure Cable Compatible with Stockert - Edwards - Dual channel - Length: 4.0m - 326 | Invasive Blood Pressure Cable{R}Compatible with Stockert - Edwards - Dual channel{R}Length: 4.0m - 326{R}REF: IBP-SK-2EW40 | Invasive Blood Pressure Cable Compatible with Stockert/Edwards/Dual channel/4.0M/326
6015685 | Invasive Blood Pressure Cable | IBP-SR-2EW40 | Compatible with Sarans/Edwards/Dual channel/4.0M/LM05-G1B | Invasive Blood Pressure Cable Compatible with Sarans - Edwards - Dual channel - Length: 4.0m - LM05-G1B | Invasive Blood Pressure Cable{R}Compatible with Sarans - Edwards - Dual channel{R}Length: 4.0m - LM05-G1B{R}REF: IBP-SR-2EW40 | Invasive Blood Pressure Cable Compatible with Sarans/Edwards/Dual channel/4.0M/LM05-G1B
6015686 | Invasive Blood Pressure Cable | IBP-KR-2EW40 | Compatible with Kopran/Edwards/Dual channel/4.0M/LP04-0B | Invasive Blood Pressure Cable Compatible with Kopran - Edwards - Dual channel - Length: 4.0m - LP04-0B | Invasive Blood Pressure Cable{R}Compatible with Kopran - Edwards - Dual channel{R}Length: 4.0m - LP04-0B{R}REF: IBP-KR-2EW40 | Invasive Blood Pressure Cable Compatible with Kopran/Edwards/Dual channel/4.0M/LP04-0B
6015687 | Invasive Blood Pressure Cable | IBP-ME-2EW40 | Compatible with Maquet/Edwards/Dual channel/4.0M/LM05-G0B | Invasive Blood Pressure Cable Compatible with Maquet - Edwards - Dual channel - Length: 4.0m - LM05-G0B | Invasive Blood Pressure Cable{R}Compatible with Maquet - Edwards - Dual channel{R}Length: 4.0m - LM05-G0B{R}REF: IBP-ME-2EW40 | Invasive Blood Pressure Cable Compatible with Maquet/Edwards/Dual channel/4.0M/LM05-G0B
6015688 | Invasive Blood Pressure Cable | IBP-BR-2EW40 | Compatible with Bard/Edwards/Dual channel/4.0M/322 | Invasive Blood Pressure Cable Compatible with Bard - Edwards - Dual channel - Length: 4.0m - 322 | Invasive Blood Pressure Cable{R}Compatible with Bard - Edwards - Dual channel{R}Length: 4.0m - 322{R}REF: IBP-BR-2EW40 | Invasive Blood Pressure Cable Compatible with Bard/Edwards/Dual channel/4.0M/322
6015689 | Invasive Blood Pressure Cable | IBP-CM-2EW40 | Compatible with Comen/Edwards/Dual channel/4.0M/LP06-40B | Invasive Blood Pressure Cable Compatible with Comen - Edwards - Dual channel - Length: 4.0m - LP06-40B | Invasive Blood Pressure Cable{R}Compatible with Comen - Edwards - Dual channel{R}Length: 4.0m - LP06-40B{R}REF: IBP-CM-2EW40 | Invasive Blood Pressure Cable Compatible with Comen/Edwards/Dual channel/4.0M/LP06-40B
6015690 | Invasive Blood Pressure Cable | IBP-IG-2EW40 | Compatible with IGEL/Edwards/Dual channel/4.0M/LP08-0R | Invasive Blood Pressure Cable Compatible with IGEL - Edwards - Dual channel - Length: 4.0m - LP08-0R | Invasive Blood Pressure Cable{R}Compatible with IGEL - Edwards - Dual channel{R}Length: 4.0m - LP08-0R{R}REF: IBP-IG-2EW40 | Invasive Blood Pressure Cable Compatible with IGEL/Edwards/Dual channel/4.0M/LP08-0R
6015691 | Invasive Blood Pressure Cable | IBP-GT-2EW40 | Compatible with GuoTeng/Edwards/Dual channel/4.0M/LP05-0B | Invasive Blood Pressure Cable Compatible with GuoTeng - Edwards - Dual channel - Length: 4.0m - LP05-0B | Invasive Blood Pressure Cable{R}Compatible with GuoTeng - Edwards - Dual channel{R}Length: 4.0m - LP05-0B{R}REF: IBP-GT-2EW40 | Invasive Blood Pressure Cable Compatible with GuoTeng/Edwards/Dual channel/4.0M/LP05-0B
6015692 | Invasive Blood Pressure Cable | IBP-SA-2EW40 | Compatible with SanAW/Edwards/Dual channel/4.0M/LP06-0B | Invasive Blood Pressure Cable Compatible with SanAW - Edwards - Dual channel - Length: 4.0m - LP06-0B | Invasive Blood Pressure Cable{R}Compatible with SanAW - Edwards - Dual channel{R}Length: 4.0m - LP06-0B{R}REF: IBP-SA-2EW40 | Invasive Blood Pressure Cable Compatible with SanAW/Edwards/Dual channel/4.0M/LP06-0B
6015693 | Invasive Blood Pressure Cable | IBP-FS-2EW40 | Compatible with Feas/Edwards/Dual channel/4.0M/203 | Invasive Blood Pressure Cable Compatible with Feas - Edwards - Dual channel - Length: 4.0m - 203 | Invasive Blood Pressure Cable{R}Compatible with Feas - Edwards - Dual channel{R}Length: 4.0m - 203{R}REF: IBP-FS-2EW40 | Invasive Blood Pressure Cable Compatible with Feas/Edwards/Dual channel/4.0M/203
6015694 | Invasive Blood Pressure Cable | IBP-JJA-2EW40 | Compatible with Edwards/Dual channel/4.0M/LP04-0B | Invasive Blood Pressure Cable Compatible with Edwards - Dual channel - Length: 4.0m - LP04-0B | Invasive Blood Pressure Cable{R}Compatible with Edwards - Dual channel{R}Length: 4.0m - LP04-0B{R}REF: IBP-JJA-2EW40 | Invasive Blood Pressure Cable Compatible with Edwards/Dual channel/4.0M/LP04-0B
6015695 | Invasive Blood Pressure Cable | IBP-JJB-2EW40 | Compatible with Edwards/Dual channel/4.0M/ | Invasive Blood Pressure Cable Compatible with Edwards - Dual channel - Length: 4.0m - | Invasive Blood Pressure Cable{R}Compatible with Edwards - Dual channel{R}Length: 4.0m - {R}REF: IBP-JJB-2EW40 | Invasive Blood Pressure Cable Compatible with Edwards/Dual channel/4.0M/
6015696 | Invasive Blood Pressure Cable | IBP-HY-2EW40 | Compatible with Edwards/Dual channel/4.0M/LP05-0B | Invasive Blood Pressure Cable Compatible with Edwards - Dual channel - Length: 4.0m - LP05-0B | Invasive Blood Pressure Cable{R}Compatible with Edwards - Dual channel{R}Length: 4.0m - LP05-0B{R}REF: IBP-HY-2EW40 | Invasive Blood Pressure Cable Compatible with Edwards/Dual channel/4.0M/LP05-0B
6015697 | Invasive Blood Pressure Cable | IBP-AM-2BD40 | Compatible with AAMI 6P/BD/Dual channel/4.0M/141 | Invasive Blood Pressure Cable Compatible with AAMI 6P - BD - Dual channel - Length: 4.0m - 141 | Invasive Blood Pressure Cable{R}Compatible with AAMI 6P - BD - Dual channel{R}Length: 4.0m - 141{R}REF: IBP-AM-2BD40 | Invasive Blood Pressure Cable Compatible with AAMI 6P/BD/Dual channel/4.0M/141
6015698 | Invasive Blood Pressure Cable | IBP-PH-2BD40 | Compatible with Philips/BD/Dual channel/4.0M/053 | Invasive Blood Pressure Cable Compatible with Philips - BD - Dual channel - Length: 4.0m - 053 | Invasive Blood Pressure Cable{R}Compatible with Philips - BD - Dual channel{R}Length: 4.0m - 053{R}REF: IBP-PH-2BD40 | Invasive Blood Pressure Cable Compatible with Philips/BD/Dual channel/4.0M/053
6015699 | Invasive Blood Pressure Cable | IBP-MQ-2BD40 | Compatible with GE Marquette/BD/Dual channel/4.0M/004 | Invasive Blood Pressure Cable Compatible with GE Marquette - BD - Dual channel - Length: 4.0m - 004 | Invasive Blood Pressure Cable{R}Compatible with GE Marquette - BD - Dual channel{R}Length: 4.0m - 004{R}REF: IBP-MQ-2BD40 | Invasive Blood Pressure Cable Compatible with GE Marquette/BD/Dual channel/4.0M/004
6015700 | Invasive Blood Pressure Cable | IBP-GE-2BD40 | Compatible with GE/BD/Dual channel/4.0M/322 | Invasive Blood Pressure Cable Compatible with GE - BD - Dual channel - Length: 4.0m - 322 | Invasive Blood Pressure Cable{R}Compatible with GE - BD - Dual channel{R}Length: 4.0m - 322{R}REF: IBP-GE-2BD40 | Invasive Blood Pressure Cable Compatible with GE/BD/Dual channel/4.0M/322
6015701 | Invasive Blood Pressure Cable | IBP-DX-2BD40 | Compatible with Datex/BD/Dual channel/4.0M/008 | Invasive Blood Pressure Cable Compatible with Datex - BD - Dual channel - Length: 4.0m - 008 | Invasive Blood Pressure Cable{R}Compatible with Datex - BD - Dual channel{R}Length: 4.0m - 008{R}REF: IBP-DX-2BD40 | Invasive Blood Pressure Cable Compatible with Datex/BD/Dual channel/4.0M/008
6015702 | Invasive Blood Pressure Cable | IBP-SL-2BD40 | Compatible with Spacelabs/BD/Dual channel/4.0M/114 | Invasive Blood Pressure Cable Compatible with Spacelabs - BD - Dual channel - Length: 4.0m - 114 | Invasive Blood Pressure Cable{R}Compatible with Spacelabs - BD - Dual channel{R}Length: 4.0m - 114{R}REF: IBP-SL-2BD40 | Invasive Blood Pressure Cable Compatible with Spacelabs/BD/Dual channel/4.0M/114
6015703 | Invasive Blood Pressure Cable | IBP-NKA-2BD40 | Compatible with Nihon Kohden/BD/Dual channel/4.0M/105 | Invasive Blood Pressure Cable Compatible with Nihon Kohden - BD - Dual channel - Length: 4.0m - 105 | Invasive Blood Pressure Cable{R}Compatible with Nihon Kohden - BD - Dual channel{R}Length: 4.0m - 105{R}REF: IBP-NKA-2BD40 | Invasive Blood Pressure Cable Compatible with Nihon Kohden/BD/Dual channel/4.0M/105
6015704 | Invasive Blood Pressure Cable | IBP-NKB-2BD40 | Compatible with Nihon Kohden/BD/Dual channel/4.0M/108 | Invasive Blood Pressure Cable Compatible with Nihon Kohden - BD - Dual channel - Length: 4.0m - 108 | Invasive Blood Pressure Cable{R}Compatible with Nihon Kohden - BD - Dual channel{R}Length: 4.0m - 108{R}REF: IBP-NKB-2BD40 | Invasive Blood Pressure Cable Compatible with Nihon Kohden/BD/Dual channel/4.0M/108
6015705 | Invasive Blood Pressure Cable | IBP-NKC-2BD40 | Compatible with Nihon Kohden/BD/Dual channel/4.0M/LP06-60B | Invasive Blood Pressure Cable Compatible with Nihon Kohden - BD - Dual channel - Length: 4.0m - LP06-60B | Invasive Blood Pressure Cable{R}Compatible with Nihon Kohden - BD - Dual channel{R}Length: 4.0m - LP06-60B{R}REF: IBP-NKC-2BD40 | Invasive Blood Pressure Cable Compatible with Nihon Kohden/BD/Dual channel/4.0M/LP06-60B
6015706 | Invasive Blood Pressure Cable | IBP-DGA-2BD40 | Compatible with Draeger-Siemens/BD/Dual channel/4.0M/092 | Invasive Blood Pressure Cable Compatible with Draeger-Siemens - BD - Dual channel - Length: 4.0m - 092 | Invasive Blood Pressure Cable{R}Compatible with Draeger-Siemens - BD - Dual channel{R}Length: 4.0m - 092{R}REF: IBP-DGA-2BD40 | Invasive Blood Pressure Cable Compatible with Draeger-Siemens/BD/Dual channel/4.0M/092
6015707 | Invasive Blood Pressure Cable | IBP-DGB-2BD40 | Compatible with Draeger-Siemens/BD/Dual channel/4.0M/083 | Invasive Blood Pressure Cable Compatible with Draeger-Siemens - BD - Dual channel - Length: 4.0m - 083 | Invasive Blood Pressure Cable{R}Compatible with Draeger-Siemens - BD - Dual channel{R}Length: 4.0m - 083{R}REF: IBP-DGB-2BD40 | Invasive Blood Pressure Cable Compatible with Draeger-Siemens/BD/Dual channel/4.0M/083
6015708 | Invasive Blood Pressure Cable | IBP-DGC-2BD40 | Compatible with Draeger/BD/Dual channel/4.0M/095 | Invasive Blood Pressure Cable Compatible with Draeger - BD - Dual channel - Length: 4.0m - 095 | Invasive Blood Pressure Cable{R}Compatible with Draeger - BD - Dual channel{R}Length: 4.0m - 095{R}REF: IBP-DGC-2BD40 | Invasive Blood Pressure Cable Compatible with Draeger/BD/Dual channel/4.0M/095
6015709 | Invasive Blood Pressure Cable | IBP-DGD-2BD40 | Compatible with Draeger-Siemens/BD/Dual channel/4.0M/500 | Invasive Blood Pressure Cable Compatible with Draeger-Siemens - BD - Dual channel - Length: 4.0m - 500 | Invasive Blood Pressure Cable{R}Compatible with Draeger-Siemens - BD - Dual channel{R}Length: 4.0m - 500{R}REF: IBP-DGD-2BD40 | Invasive Blood Pressure Cable Compatible with Draeger-Siemens/BD/Dual channel/4.0M/500
6015710 | Invasive Blood Pressure Cable | IBP-DGE-2BD40 | Compatible with Draeger-Siemens/BD/Dual channel/4.0M/LP10-60B | Invasive Blood Pressure Cable Compatible with Draeger-Siemens - BD - Dual channel - Length: 4.0m - LP10-60B | Invasive Blood Pressure Cable{R}Compatible with Draeger-Siemens - BD - Dual channel{R}Length: 4.0m - LP10-60B{R}REF: IBP-DGE-2BD40 | Invasive Blood Pressure Cable Compatible with Draeger-Siemens/BD/Dual channel/4.0M/LP10-60B
6015711 | Invasive Blood Pressure Cable | IBP-MRA-2BD40 | Compatible with Mindray/BD/Dual channel/4.0M/125 | Invasive Blood Pressure Cable Compatible with Mindray - BD - Dual channel - Length: 4.0m - 125 | Invasive Blood Pressure Cable{R}Compatible with Mindray - BD - Dual channel{R}Length: 4.0m - 125{R}REF: IBP-MRA-2BD40 | Invasive Blood Pressure Cable Compatible with Mindray/BD/Dual channel/4.0M/125
6015712 | Invasive Blood Pressure Cable | IBP-MRB-2BD40 | Compatible with Mindray-Datascope/BD/Dual channel/4.0M/129 | Invasive Blood Pressure Cable Compatible with Mindray-Datascope - BD - Dual channel - Length: 4.0m - 129 | Invasive Blood Pressure Cable{R}Compatible with Mindray-Datascope - BD - Dual channel{R}Length: 4.0m - 129{R}REF: IBP-MRB-2BD40 | Invasive Blood Pressure Cable Compatible with Mindray-Datascope/BD/Dual channel/4.0M/129
6015713 | Invasive Blood Pressure Cable | IBP-CR-2BD40 | Compatible with GE Corometrics/BD/Dual channel/4.0M/162 | Invasive Blood Pressure Cable Compatible with GE Corometrics - BD - Dual channel - Length: 4.0m - 162 | Invasive Blood Pressure Cable{R}Compatible with GE Corometrics - BD - Dual channel{R}Length: 4.0m - 162{R}REF: IBP-CR-2BD40 | Invasive Blood Pressure Cable Compatible with GE Corometrics/BD/Dual channel/4.0M/162
6015714 | Invasive Blood Pressure Cable | IBP-DT-2BD40 | Compatible with Datascope/BD/Dual channel/4.0M/131 | Invasive Blood Pressure Cable Compatible with Datascope - BD - Dual channel - Length: 4.0m - 131 | Invasive Blood Pressure Cable{R}Compatible with Datascope - BD - Dual channel{R}Length: 4.0m - 131{R}REF: IBP-DT-2BD40 | Invasive Blood Pressure Cable Compatible with Datascope/BD/Dual channel/4.0M/131
6015715 | Invasive Blood Pressure Cable | IBP-BLT-2BD40 | Compatible with Biolight/BD/Dual channel/4.0M/152 | Invasive Blood Pressure Cable Compatible with Biolight - BD - Dual channel - Length: 4.0m - 152 | Invasive Blood Pressure Cable{R}Compatible with Biolight - BD - Dual channel{R}Length: 4.0m - 152{R}REF: IBP-BLT-2BD40 | Invasive Blood Pressure Cable Compatible with Biolight/BD/Dual channel/4.0M/152
6015716 | Invasive Blood Pressure Cable | IBP-KTN-2BD40 | Compatible with Kontron/BD/Dual channel/4.0M/168 | Invasive Blood Pressure Cable Compatible with Kontron - BD - Dual channel - Length: 4.0m - 168 | Invasive Blood Pressure Cable{R}Compatible with Kontron - BD - Dual channel{R}Length: 4.0m - 168{R}REF: IBP-KTN-2BD40 | Invasive Blood Pressure Cable Compatible with Kontron/BD/Dual channel/4.0M/168
6015717 | Invasive Blood Pressure Cable | IBP-CL-2BD40 | Compatible with Colin/BD/Dual channel/4.0M/LP06-0B | Invasive Blood Pressure Cable Compatible with Colin - BD - Dual channel - Length: 4.0m - LP06-0B | Invasive Blood Pressure Cable{R}Compatible with Colin - BD - Dual channel{R}Length: 4.0m - LP06-0B{R}REF: IBP-CL-2BD40 | Invasive Blood Pressure Cable Compatible with Colin/BD/Dual channel/4.0M/LP06-0B
6015718 | Invasive Blood Pressure Cable | IBP-MEK-2BD40 | Compatible with MEK/BD/Dual channel/4.0M/144 | Invasive Blood Pressure Cable Compatible with MEK - BD - Dual channel - Length: 4.0m - 144 | Invasive Blood Pressure Cable{R}Compatible with MEK - BD - Dual channel{R}Length: 4.0m - 144{R}REF: IBP-MEK-2BD40 | Invasive Blood Pressure Cable Compatible with MEK/BD/Dual channel/4.0M/144
6015719 | Invasive Blood Pressure Cable | IBP-HL-2BD40 | Compatible with GE Hellige/BD/Dual channel/4.0M/022 | Invasive Blood Pressure Cable Compatible with GE Hellige - BD - Dual channel - Length: 4.0m - 022 | Invasive Blood Pressure Cable{R}Compatible with GE Hellige - BD - Dual channel{R}Length: 4.0m - 022{R}REF: IBP-HL-2BD40 | Invasive Blood Pressure Cable Compatible with GE Hellige/BD/Dual channel/4.0M/022
6015720 | Invasive Blood Pressure Cable | IBP-CSI-2BD40 | Compatible with CSI/BD/Dual channel/4.0M/LP05-0B | Invasive Blood Pressure Cable Compatible with CSI - BD - Dual channel - Length: 4.0m - LP05-0B | Invasive Blood Pressure Cable{R}Compatible with CSI - BD - Dual channel{R}Length: 4.0m - LP05-0B{R}REF: IBP-CSI-2BD40 | Invasive Blood Pressure Cable Compatible with CSI/BD/Dual channel/4.0M/LP05-0B
6015721 | Invasive Blood Pressure Cable | IBP-INF-2BD40 | Compatible with Infinium/BD/Dual channel/4.0M/340 | Invasive Blood Pressure Cable Compatible with Infinium - BD - Dual channel - Length: 4.0m - 340 | Invasive Blood Pressure Cable{R}Compatible with Infinium - BD - Dual channel{R}Length: 4.0m - 340{R}REF: IBP-INF-2BD40 | Invasive Blood Pressure Cable Compatible with Infinium/BD/Dual channel/4.0M/340
6015722 | Invasive Blood Pressure Cable | IBP-MN-2BD40 | Compatible with Mennen/BD/Dual channel/4.0M/307 | Invasive Blood Pressure Cable Compatible with Mennen - BD - Dual channel - Length: 4.0m - 307 | Invasive Blood Pressure Cable{R}Compatible with Mennen - BD - Dual channel{R}Length: 4.0m - 307{R}REF: IBP-MN-2BD40 | Invasive Blood Pressure Cable Compatible with Mennen/BD/Dual channel/4.0M/307
6015723 | Invasive Blood Pressure Cable | IBP-FDA-2BD40 | Compatible with Fukuda Denshi/BD/Dual channel/4.0M/320 | Invasive Blood Pressure Cable Compatible with Fukuda Denshi - BD - Dual channel - Length: 4.0m - 320 | Invasive Blood Pressure Cable{R}Compatible with Fukuda Denshi - BD - Dual channel{R}Length: 4.0m - 320{R}REF: IBP-FDA-2BD40 | Invasive Blood Pressure Cable Compatible with Fukuda Denshi/BD/Dual channel/4.0M/320
6015724 | Invasive Blood Pressure Cable | IBP-FDB-2BD40 | Compatible with Fukuda Denshi/BD/Dual channel/4.0M/ | Invasive Blood Pressure Cable Compatible with Fukuda Denshi - BD - Dual channel - Length: 4.0m - | Invasive Blood Pressure Cable{R}Compatible with Fukuda Denshi - BD - Dual channel{R}Length: 4.0m - {R}REF: IBP-FDB-2BD40 | Invasive Blood Pressure Cable Compatible with Fukuda Denshi/BD/Dual channel/4.0M/
6015725 | Invasive Blood Pressure Cable | IBP-ET-2BD40 | Compatible with Emtel/BD/Dual channel/4.0M/179 | Invasive Blood Pressure Cable Compatible with Emtel - BD - Dual channel - Length: 4.0m - 179 | Invasive Blood Pressure Cable{R}Compatible with Emtel - BD - Dual channel{R}Length: 4.0m - 179{R}REF: IBP-ET-2BD40 | Invasive Blood Pressure Cable Compatible with Emtel/BD/Dual channel/4.0M/179
6015726 | Invasive Blood Pressure Cable | IBP-LT-2BD40 | Compatible with L&T/BD/Dual channel/4.0M/LP06-0B | Invasive Blood Pressure Cable Compatible with L&T - BD - Dual channel - Length: 4.0m - LP06-0B | Invasive Blood Pressure Cable{R}Compatible with L&T - BD - Dual channel{R}Length: 4.0m - LP06-0B{R}REF: IBP-LT-2BD40 | Invasive Blood Pressure Cable Compatible with L&T/BD/Dual channel/4.0M/LP06-0B
6015727 | Invasive Blood Pressure Cable | IBP-SK-2BD40 | Compatible with Stockert/BD/Dual channel/4.0M/326 | Invasive Blood Pressure Cable Compatible with Stockert - BD - Dual channel - Length: 4.0m - 326 | Invasive Blood Pressure Cable{R}Compatible with Stockert - BD - Dual channel{R}Length: 4.0m - 326{R}REF: IBP-SK-2BD40 | Invasive Blood Pressure Cable Compatible with Stockert/BD/Dual channel/4.0M/326
6015728 | Invasive Blood Pressure Cable | IBP-SR-2BD40 | Compatible with Sarans/BD/Dual channel/4.0M/LM05-G1B | Invasive Blood Pressure Cable Compatible with Sarans - BD - Dual channel - Length: 4.0m - LM05-G1B | Invasive Blood Pressure Cable{R}Compatible with Sarans - BD - Dual channel{R}Length: 4.0m - LM05-G1B{R}REF: IBP-SR-2BD40 | Invasive Blood Pressure Cable Compatible with Sarans/BD/Dual channel/4.0M/LM05-G1B
6015729 | Invasive Blood Pressure Cable | IBP-KR-2BD40 | Compatible with Kopran/BD/Dual channel/4.0M/LP04-0B | Invasive Blood Pressure Cable Compatible with Kopran - BD - Dual channel - Length: 4.0m - LP04-0B | Invasive Blood Pressure Cable{R}Compatible with Kopran - BD - Dual channel{R}Length: 4.0m - LP04-0B{R}REF: IBP-KR-2BD40 | Invasive Blood Pressure Cable Compatible with Kopran/BD/Dual channel/4.0M/LP04-0B
6015730 | Invasive Blood Pressure Cable | IBP-ME-2BD40 | Compatible with Maquet/BD/Dual channel/4.0M/LM05-G0B | Invasive Blood Pressure Cable Compatible with Maquet - BD - Dual channel - Length: 4.0m - LM05-G0B | Invasive Blood Pressure Cable{R}Compatible with Maquet - BD - Dual channel{R}Length: 4.0m - LM05-G0B{R}REF: IBP-ME-2BD40 | Invasive Blood Pressure Cable Compatible with Maquet/BD/Dual channel/4.0M/LM05-G0B
6015731 | Invasive Blood Pressure Cable | IBP-BR-2BD40 | Compatible with Bard/BD/Dual channel/4.0M/322 | Invasive Blood Pressure Cable Compatible with Bard - BD - Dual channel - Length: 4.0m - 322 | Invasive Blood Pressure Cable{R}Compatible with Bard - BD - Dual channel{R}Length: 4.0m - 322{R}REF: IBP-BR-2BD40 | Invasive Blood Pressure Cable Compatible with Bard/BD/Dual channel/4.0M/322
6015732 | Invasive Blood Pressure Cable | IBP-CM-2BD40 | Compatible with Comen/BD/Dual channel/4.0M/ | Invasive Blood Pressure Cable Compatible with Comen - BD - Dual channel - Length: 4.0m - | Invasive Blood Pressure Cable{R}Compatible with Comen - BD - Dual channel{R}Length: 4.0m - {R}REF: IBP-CM-2BD40 | Invasive Blood Pressure Cable Compatible with Comen/BD/Dual channel/4.0M/
6015733 | Invasive Blood Pressure Cable | IBP-IG-2BD40 | Compatible with IGEL/BD/Dual channel/4.0M/LP08-0R | Invasive Blood Pressure Cable Compatible with IGEL - BD - Dual channel - Length: 4.0m - LP08-0R | Invasive Blood Pressure Cable{R}Compatible with IGEL - BD - Dual channel{R}Length: 4.0m - LP08-0R{R}REF: IBP-IG-2BD40 | Invasive Blood Pressure Cable Compatible with IGEL/BD/Dual channel/4.0M/LP08-0R
6015734 | Invasive Blood Pressure Cable | IBP-GT-2BD40 | Compatible with GuoTeng/BD/Dual channel/4.0M/LP05-0B | Invasive Blood Pressure Cable Compatible with GuoTeng - BD - Dual channel - Length: 4.0m - LP05-0B | Invasive Blood Pressure Cable{R}Compatible with GuoTeng - BD - Dual channel{R}Length: 4.0m - LP05-0B{R}REF: IBP-GT-2BD40 | Invasive Blood Pressure Cable Compatible with GuoTeng/BD/Dual channel/4.0M/LP05-0B
6015735 | Invasive Blood Pressure Cable | IBP-SA-2BD40 | Compatible with SanAW/BD/Dual channel/4.0M/LP06-0B | Invasive Blood Pressure Cable Compatible with SanAW - BD - Dual channel - Length: 4.0m - LP06-0B | Invasive Blood Pressure Cable{R}Compatible with SanAW - BD - Dual channel{R}Length: 4.0m - LP06-0B{R}REF: IBP-SA-2BD40 | Invasive Blood Pressure Cable Compatible with SanAW/BD/Dual channel/4.0M/LP06-0B
6015736 | Invasive Blood Pressure Cable | IBP-FS-2BD40 | Compatible with Feas/BD/Dual channel/4.0M/203 | Invasive Blood Pressure Cable Compatible with Feas - BD - Dual channel - Length: 4.0m - 203 | Invasive Blood Pressure Cable{R}Compatible with Feas - BD - Dual channel{R}Length: 4.0m - 203{R}REF: IBP-FS-2BD40 | Invasive Blood Pressure Cable Compatible with Feas/BD/Dual channel/4.0M/203
6015737 | Invasive Blood Pressure Cable | IBP-JJA-2BD40 | Compatible with BD/Dual channel/4.0M/LP04-0B | Invasive Blood Pressure Cable Compatible with BD - Dual channel - Length: 4.0m - LP04-0B | Invasive Blood Pressure Cable{R}Compatible with BD - Dual channel{R}Length: 4.0m - LP04-0B{R}REF: IBP-JJA-2BD40 | Invasive Blood Pressure Cable Compatible with BD/Dual channel/4.0M/LP04-0B
6015738 | Invasive Blood Pressure Cable | IBP-JJB-2BD40 | Compatible with BD/Dual channel/4.0M/ | Invasive Blood Pressure Cable Compatible with BD - Dual channel - Length: 4.0m - | Invasive Blood Pressure Cable{R}Compatible with BD - Dual channel{R}Length: 4.0m - {R}REF: IBP-JJB-2BD40 | Invasive Blood Pressure Cable Compatible with BD/Dual channel/4.0M/
6015739 | Invasive Blood Pressure Cable | IBP-HY-2BD40 | Compatible with BD/Dual channel/4.0M/LP05-0B | Invasive Blood Pressure Cable Compatible with BD - Dual channel - Length: 4.0m - LP05-0B | Invasive Blood Pressure Cable{R}Compatible with BD - Dual channel{R}Length: 4.0m - LP05-0B{R}REF: IBP-HY-2BD40 | Invasive Blood Pressure Cable Compatible with BD/Dual channel/4.0M/LP05-0B
6015740 | Invasive Blood Pressure Cable | IBP-AM-2PVB40 | Compatible with AAMI 6P/PVB/Dual channel/4.0M/141 | Invasive Blood Pressure Cable Compatible with AAMI 6P - PVB - Dual channel - Length: 4.0m - 141 | Invasive Blood Pressure Cable{R}Compatible with AAMI 6P - PVB - Dual channel{R}Length: 4.0m - 141{R}REF: IBP-AM-2PVB40 | Invasive Blood Pressure Cable Compatible with AAMI 6P/PVB/Dual channel/4.0M/141
6015741 | Invasive Blood Pressure Cable | IBP-PH-2PVB40 | Compatible with Philips/PVB/Dual channel/4.0M/053 | Invasive Blood Pressure Cable Compatible with Philips - PVB - Dual channel - Length: 4.0m - 053 | Invasive Blood Pressure Cable{R}Compatible with Philips - PVB - Dual channel{R}Length: 4.0m - 053{R}REF: IBP-PH-2PVB40 | Invasive Blood Pressure Cable Compatible with Philips/PVB/Dual channel/4.0M/053
6015742 | Invasive Blood Pressure Cable | IBP-MQ-2PVB40 | Compatible with GE Marquette/PVB/Dual channel/4.0M/004 | Invasive Blood Pressure Cable Compatible with GE Marquette - PVB - Dual channel - Length: 4.0m - 004 | Invasive Blood Pressure Cable{R}Compatible with GE Marquette - PVB - Dual channel{R}Length: 4.0m - 004{R}REF: IBP-MQ-2PVB40 | Invasive Blood Pressure Cable Compatible with GE Marquette/PVB/Dual channel/4.0M/004
6015743 | Invasive Blood Pressure Cable | IBP-GE-2PVB40 | Compatible with GE/PVB/Dual channel/4.0M/322 | Invasive Blood Pressure Cable Compatible with GE - PVB - Dual channel - Length: 4.0m - 322 | Invasive Blood Pressure Cable{R}Compatible with GE - PVB - Dual channel{R}Length: 4.0m - 322{R}REF: IBP-GE-2PVB40 | Invasive Blood Pressure Cable Compatible with GE/PVB/Dual channel/4.0M/322
6015744 | Invasive Blood Pressure Cable | IBP-DX-2PVB40 | Compatible with Datex/PVB/Dual channel/4.0M/008 | Invasive Blood Pressure Cable Compatible with Datex - PVB - Dual channel - Length: 4.0m - 008 | Invasive Blood Pressure Cable{R}Compatible with Datex - PVB - Dual channel{R}Length: 4.0m - 008{R}REF: IBP-DX-2PVB40 | Invasive Blood Pressure Cable Compatible with Datex/PVB/Dual channel/4.0M/008
6015745 | Invasive Blood Pressure Cable | IBP-SL-2PVB40 | Compatible with Spacelabs/PVB/Dual channel/4.0M/114 | Invasive Blood Pressure Cable Compatible with Spacelabs - PVB - Dual channel - Length: 4.0m - 114 | Invasive Blood Pressure Cable{R}Compatible with Spacelabs - PVB - Dual channel{R}Length: 4.0m - 114{R}REF: IBP-SL-2PVB40 | Invasive Blood Pressure Cable Compatible with Spacelabs/PVB/Dual channel/4.0M/114
6015746 | Invasive Blood Pressure Cable | IBP-NKA-2PVB40 | Compatible with Nihon Kohden/PVB/Dual channel/4.0M/105 | Invasive Blood Pressure Cable Compatible with Nihon Kohden - PVB - Dual channel - Length: 4.0m - 105 | Invasive Blood Pressure Cable{R}Compatible with Nihon Kohden - PVB - Dual channel{R}Length: 4.0m - 105{R}REF: IBP-NKA-2PVB40 | Invasive Blood Pressure Cable Compatible with Nihon Kohden/PVB/Dual channel/4.0M/105
6015747 | Invasive Blood Pressure Cable | IBP-NKB-2PVB40 | Compatible with Nihon Kohden/PVB/Dual channel/4.0M/108 | Invasive Blood Pressure Cable Compatible with Nihon Kohden - PVB - Dual channel - Length: 4.0m - 108 | Invasive Blood Pressure Cable{R}Compatible with Nihon Kohden - PVB - Dual channel{R}Length: 4.0m - 108{R}REF: IBP-NKB-2PVB40 | Invasive Blood Pressure Cable Compatible with Nihon Kohden/PVB/Dual channel/4.0M/108
6015748 | Invasive Blood Pressure Cable | IBP-NKC-2PVB40 | Compatible with Nihon Kohden/PVB/Dual channel/4.0M/LP06-60B | Invasive Blood Pressure Cable Compatible with Nihon Kohden - PVB - Dual channel - Length: 4.0m - LP06-60B | Invasive Blood Pressure Cable{R}Compatible with Nihon Kohden - PVB - Dual channel{R}Length: 4.0m - LP06-60B{R}REF: IBP-NKC-2PVB40 | Invasive Blood Pressure Cable Compatible with Nihon Kohden/PVB/Dual channel/4.0M/LP06-60B
6015749 | Invasive Blood Pressure Cable | IBP-DGA-2PVB40 | Compatible with Draeger-Siemens/PVB/Dual channel/4.0M/092 | Invasive Blood Pressure Cable Compatible with Draeger-Siemens - PVB - Dual channel - Length: 4.0m - 092 | Invasive Blood Pressure Cable{R}Compatible with Draeger-Siemens - PVB - Dual channel{R}Length: 4.0m - 092{R}REF: IBP-DGA-2PVB40 | Invasive Blood Pressure Cable Compatible with Draeger-Siemens/PVB/Dual channel/4.0M/092
6015750 | Invasive Blood Pressure Cable | IBP-DGB-2PVB40 | Compatible with Draeger-Siemens/PVB/Dual channel/4.0M/083 | Invasive Blood Pressure Cable Compatible with Draeger-Siemens - PVB - Dual channel - Length: 4.0m - 083 | Invasive Blood Pressure Cable{R}Compatible with Draeger-Siemens - PVB - Dual channel{R}Length: 4.0m - 083{R}REF: IBP-DGB-2PVB40 | Invasive Blood Pressure Cable Compatible with Draeger-Siemens/PVB/Dual channel/4.0M/083
6015751 | Invasive Blood Pressure Cable | IBP-DGC-2PVB40 | Compatible with Draeger/PVB/Dual channel/4.0M/095 | Invasive Blood Pressure Cable Compatible with Draeger - PVB - Dual channel - Length: 4.0m - 095 | Invasive Blood Pressure Cable{R}Compatible with Draeger - PVB - Dual channel{R}Length: 4.0m - 095{R}REF: IBP-DGC-2PVB40 | Invasive Blood Pressure Cable Compatible with Draeger/PVB/Dual channel/4.0M/095
6015752 | Invasive Blood Pressure Cable | IBP-DGD-2PVB40 | Compatible with Draeger-Siemens/PVB/Dual channel/4.0M/500 | Invasive Blood Pressure Cable Compatible with Draeger-Siemens - PVB - Dual channel - Length: 4.0m - 500 | Invasive Blood Pressure Cable{R}Compatible with Draeger-Siemens - PVB - Dual channel{R}Length: 4.0m - 500{R}REF: IBP-DGD-2PVB40 | Invasive Blood Pressure Cable Compatible with Draeger-Siemens/PVB/Dual channel/4.0M/500
6015753 | Invasive Blood Pressure Cable | IBP-DGE-2PVB40 | Compatible with Draeger-Siemens/PVB/Dual channel/4.0M/LP10-60B | Invasive Blood Pressure Cable Compatible with Draeger-Siemens - PVB - Dual channel - Length: 4.0m - LP10-60B | Invasive Blood Pressure Cable{R}Compatible with Draeger-Siemens - PVB - Dual channel{R}Length: 4.0m - LP10-60B{R}REF: IBP-DGE-2PVB40 | Invasive Blood Pressure Cable Compatible with Draeger-Siemens/PVB/Dual channel/4.0M/LP10-60B
6015754 | Invasive Blood Pressure Cable | IBP-MRA-2PVB40 | Compatible with Mindray/PVB/Dual channel/4.0M/125 | Invasive Blood Pressure Cable Compatible with Mindray - PVB - Dual channel - Length: 4.0m - 125 | Invasive Blood Pressure Cable{R}Compatible with Mindray - PVB - Dual channel{R}Length: 4.0m - 125{R}REF: IBP-MRA-2PVB40 | Invasive Blood Pressure Cable Compatible with Mindray/PVB/Dual channel/4.0M/125
6015755 | Invasive Blood Pressure Cable | IBP-MRB-2PVB40 | Compatible with Mindray-Datascope/PVB/Dual channel/4.0M/129 | Invasive Blood Pressure Cable Compatible with Mindray-Datascope - PVB - Dual channel - Length: 4.0m - 129 | Invasive Blood Pressure Cable{R}Compatible with Mindray-Datascope - PVB - Dual channel{R}Length: 4.0m - 129{R}REF: IBP-MRB-2PVB40 | Invasive Blood Pressure Cable Compatible with Mindray-Datascope/PVB/Dual channel/4.0M/129
6015756 | Invasive Blood Pressure Cable | IBP-CR-2PVB40 | Compatible with GE Corometrics/PVB/Dual channel/4.0M/162 | Invasive Blood Pressure Cable Compatible with GE Corometrics - PVB - Dual channel - Length: 4.0m - 162 | Invasive Blood Pressure Cable{R}Compatible with GE Corometrics - PVB - Dual channel{R}Length: 4.0m - 162{R}REF: IBP-CR-2PVB40 | Invasive Blood Pressure Cable Compatible with GE Corometrics/PVB/Dual channel/4.0M/162
6015757 | Invasive Blood Pressure Cable | IBP-DT-2PVB40 | Compatible with Datascope/PVB/Dual channel/4.0M/131 | Invasive Blood Pressure Cable Compatible with Datascope - PVB - Dual channel - Length: 4.0m - 131 | Invasive Blood Pressure Cable{R}Compatible with Datascope - PVB - Dual channel{R}Length: 4.0m - 131{R}REF: IBP-DT-2PVB40 | Invasive Blood Pressure Cable Compatible with Datascope/PVB/Dual channel/4.0M/131
6015758 | Invasive Blood Pressure Cable | IBP-BLT-2PVB40 | Compatible with Biolight/PVB/Dual channel/4.0M/152 | Invasive Blood Pressure Cable Compatible with Biolight - PVB - Dual channel - Length: 4.0m - 152 | Invasive Blood Pressure Cable{R}Compatible with Biolight - PVB - Dual channel{R}Length: 4.0m - 152{R}REF: IBP-BLT-2PVB40 | Invasive Blood Pressure Cable Compatible with Biolight/PVB/Dual channel/4.0M/152
6015759 | Invasive Blood Pressure Cable | IBP-KTN-2PVB40 | Compatible with Kontron/PVB/Dual channel/4.0M/168 | Invasive Blood Pressure Cable Compatible with Kontron - PVB - Dual channel - Length: 4.0m - 168 | Invasive Blood Pressure Cable{R}Compatible with Kontron - PVB - Dual channel{R}Length: 4.0m - 168{R}REF: IBP-KTN-2PVB40 | Invasive Blood Pressure Cable Compatible with Kontron/PVB/Dual channel/4.0M/168
6015760 | Invasive Blood Pressure Cable | IBP-CL-2PVB40 | Compatible with Colin/PVB/Dual channel/4.0M/LP06-0B | Invasive Blood Pressure Cable Compatible with Colin - PVB - Dual channel - Length: 4.0m - LP06-0B | Invasive Blood Pressure Cable{R}Compatible with Colin - PVB - Dual channel{R}Length: 4.0m - LP06-0B{R}REF: IBP-CL-2PVB40 | Invasive Blood Pressure Cable Compatible with Colin/PVB/Dual channel/4.0M/LP06-0B
6015761 | Invasive Blood Pressure Cable | IBP-MEK-2PVB40 | Compatible with MEK/PVB/Dual channel/4.0M/144 | Invasive Blood Pressure Cable Compatible with MEK - PVB - Dual channel - Length: 4.0m - 144 | Invasive Blood Pressure Cable{R}Compatible with MEK - PVB - Dual channel{R}Length: 4.0m - 144{R}REF: IBP-MEK-2PVB40 | Invasive Blood Pressure Cable Compatible with MEK/PVB/Dual channel/4.0M/144
6015762 | Invasive Blood Pressure Cable | IBP-HL-2PVB40 | Compatible with GE Hellige/PVB/Dual channel/4.0M/022 | Invasive Blood Pressure Cable Compatible with GE Hellige - PVB - Dual channel - Length: 4.0m - 022 | Invasive Blood Pressure Cable{R}Compatible with GE Hellige - PVB - Dual channel{R}Length: 4.0m - 022{R}REF: IBP-HL-2PVB40 | Invasive Blood Pressure Cable Compatible with GE Hellige/PVB/Dual channel/4.0M/022
6015763 | Invasive Blood Pressure Cable | IBP-CSI-2PVB40 | Compatible with CSI/PVB/Dual channel/4.0M/LP05-0B | Invasive Blood Pressure Cable Compatible with CSI - PVB - Dual channel - Length: 4.0m - LP05-0B | Invasive Blood Pressure Cable{R}Compatible with CSI - PVB - Dual channel{R}Length: 4.0m - LP05-0B{R}REF: IBP-CSI-2PVB40 | Invasive Blood Pressure Cable Compatible with CSI/PVB/Dual channel/4.0M/LP05-0B
6015764 | Invasive Blood Pressure Cable | IBP-INF-2PVB40 | Compatible with Infinium/PVB/Dual channel/4.0M/340 | Invasive Blood Pressure Cable Compatible with Infinium - PVB - Dual channel - Length: 4.0m - 340 | Invasive Blood Pressure Cable{R}Compatible with Infinium - PVB - Dual channel{R}Length: 4.0m - 340{R}REF: IBP-INF-2PVB40 | Invasive Blood Pressure Cable Compatible with Infinium/PVB/Dual channel/4.0M/340
6015765 | Invasive Blood Pressure Cable | IBP-MN-2PVB40 | Compatible with Mennen/PVB/Dual channel/4.0M/307 | Invasive Blood Pressure Cable Compatible with Mennen - PVB - Dual channel - Length: 4.0m - 307 | Invasive Blood Pressure Cable{R}Compatible with Mennen - PVB - Dual channel{R}Length: 4.0m - 307{R}REF: IBP-MN-2PVB40 | Invasive Blood Pressure Cable Compatible with Mennen/PVB/Dual channel/4.0M/307
6015766 | Invasive Blood Pressure Cable | IBP-FDA-2PVB40 | Compatible with Fukuda Denshi/PVB/Dual channel/4.0M/320 | Invasive Blood Pressure Cable Compatible with Fukuda Denshi - PVB - Dual channel - Length: 4.0m - 320 | Invasive Blood Pressure Cable{R}Compatible with Fukuda Denshi - PVB - Dual channel{R}Length: 4.0m - 320{R}REF: IBP-FDA-2PVB40 | Invasive Blood Pressure Cable Compatible with Fukuda Denshi/PVB/Dual channel/4.0M/320
6015767 | Invasive Blood Pressure Cable | IBP-FDB-2PVB40 | Compatible with Fukuda Denshi/PVB/Dual channel/4.0M/ | Invasive Blood Pressure Cable Compatible with Fukuda Denshi - PVB - Dual channel - Length: 4.0m - | Invasive Blood Pressure Cable{R}Compatible with Fukuda Denshi - PVB - Dual channel{R}Length: 4.0m - {R}REF: IBP-FDB-2PVB40 | Invasive Blood Pressure Cable Compatible with Fukuda Denshi/PVB/Dual channel/4.0M/
6015768 | Invasive Blood Pressure Cable | IBP-ET-2PVB40 | Compatible with Emtel/PVB/Dual channel/4.0M/179 | Invasive Blood Pressure Cable Compatible with Emtel - PVB - Dual channel - Length: 4.0m - 179 | Invasive Blood Pressure Cable{R}Compatible with Emtel - PVB - Dual channel{R}Length: 4.0m - 179{R}REF: IBP-ET-2PVB40 | Invasive Blood Pressure Cable Compatible with Emtel/PVB/Dual channel/4.0M/179
6015769 | Invasive Blood Pressure Cable | IBP-LT-2PVB40 | Compatible with L&T/PVB/Dual channel/4.0M/LP06-0B | Invasive Blood Pressure Cable Compatible with L&T - PVB - Dual channel - Length: 4.0m - LP06-0B | Invasive Blood Pressure Cable{R}Compatible with L&T - PVB - Dual channel{R}Length: 4.0m - LP06-0B{R}REF: IBP-LT-2PVB40 | Invasive Blood Pressure Cable Compatible with L&T/PVB/Dual channel/4.0M/LP06-0B
6015770 | Invasive Blood Pressure Cable | IBP-SK-2PVB40 | Compatible with Stockert/PVB/Dual channel/4.0M/326 | Invasive Blood Pressure Cable Compatible with Stockert - PVB - Dual channel - Length: 4.0m - 326 | Invasive Blood Pressure Cable{R}Compatible with Stockert - PVB - Dual channel{R}Length: 4.0m - 326{R}REF: IBP-SK-2PVB40 | Invasive Blood Pressure Cable Compatible with Stockert/PVB/Dual channel/4.0M/326
6015771 | Invasive Blood Pressure Cable | IBP-SR-2PVB40 | Compatible with Sarans/PVB/Dual channel/4.0M/LM05-G1B | Invasive Blood Pressure Cable Compatible with Sarans - PVB - Dual channel - Length: 4.0m - LM05-G1B | Invasive Blood Pressure Cable{R}Compatible with Sarans - PVB - Dual channel{R}Length: 4.0m - LM05-G1B{R}REF: IBP-SR-2PVB40 | Invasive Blood Pressure Cable Compatible with Sarans/PVB/Dual channel/4.0M/LM05-G1B
6015772 | Invasive Blood Pressure Cable | IBP-KR-2PVB40 | Compatible with Kopran/PVB/Dual channel/4.0M/LP04-0B | Invasive Blood Pressure Cable Compatible with Kopran - PVB - Dual channel - Length: 4.0m - LP04-0B | Invasive Blood Pressure Cable{R}Compatible with Kopran - PVB - Dual channel{R}Length: 4.0m - LP04-0B{R}REF: IBP-KR-2PVB40 | Invasive Blood Pressure Cable Compatible with Kopran/PVB/Dual channel/4.0M/LP04-0B
6015773 | Invasive Blood Pressure Cable | IBP-ME-2PVB40 | Compatible with Maquet/PVB/Dual channel/4.0M/LM05-G0B | Invasive Blood Pressure Cable Compatible with Maquet - PVB - Dual channel - Length: 4.0m - LM05-G0B | Invasive Blood Pressure Cable{R}Compatible with Maquet - PVB - Dual channel{R}Length: 4.0m - LM05-G0B{R}REF: IBP-ME-2PVB40 | Invasive Blood Pressure Cable Compatible with Maquet/PVB/Dual channel/4.0M/LM05-G0B
6015774 | Invasive Blood Pressure Cable | IBP-BR-2PVB40 | Compatible with Bard/PVB/Dual channel/4.0M/322 | Invasive Blood Pressure Cable Compatible with Bard - PVB - Dual channel - Length: 4.0m - 322 | Invasive Blood Pressure Cable{R}Compatible with Bard - PVB - Dual channel{R}Length: 4.0m - 322{R}REF: IBP-BR-2PVB40 | Invasive Blood Pressure Cable Compatible with Bard/PVB/Dual channel/4.0M/322
6015775 | Invasive Blood Pressure Cable | IBP-CM-2PVB40 | Compatible with Comen/PVB/Dual channel/4.0M/ | Invasive Blood Pressure Cable Compatible with Comen - PVB - Dual channel - Length: 4.0m - | Invasive Blood Pressure Cable{R}Compatible with Comen - PVB - Dual channel{R}Length: 4.0m - {R}REF: IBP-CM-2PVB40 | Invasive Blood Pressure Cable Compatible with Comen/PVB/Dual channel/4.0M/
6015776 | Invasive Blood Pressure Cable | IBP-IG-2PVB40 | Compatible with IGEL/PVB/Dual channel/4.0M/LP08-0R | Invasive Blood Pressure Cable Compatible with IGEL - PVB - Dual channel - Length: 4.0m - LP08-0R | Invasive Blood Pressure Cable{R}Compatible with IGEL - PVB - Dual channel{R}Length: 4.0m - LP08-0R{R}REF: IBP-IG-2PVB40 | Invasive Blood Pressure Cable Compatible with IGEL/PVB/Dual channel/4.0M/LP08-0R
6015777 | Invasive Blood Pressure Cable | IBP-GT-2PVB40 | Compatible with GuoTeng/PVB/Dual channel/4.0M/LP05-0B | Invasive Blood Pressure Cable Compatible with GuoTeng - PVB - Dual channel - Length: 4.0m - LP05-0B | Invasive Blood Pressure Cable{R}Compatible with GuoTeng - PVB - Dual channel{R}Length: 4.0m - LP05-0B{R}REF: IBP-GT-2PVB40 | Invasive Blood Pressure Cable Compatible with GuoTeng/PVB/Dual channel/4.0M/LP05-0B
6015778 | Invasive Blood Pressure Cable | IBP-SA-2PVB40 | Compatible with SanAW/PVB/Dual channel/4.0M/LP06-0B | Invasive Blood Pressure Cable Compatible with SanAW - PVB - Dual channel - Length: 4.0m - LP06-0B | Invasive Blood Pressure Cable{R}Compatible with SanAW - PVB - Dual channel{R}Length: 4.0m - LP06-0B{R}REF: IBP-SA-2PVB40 | Invasive Blood Pressure Cable Compatible with SanAW/PVB/Dual channel/4.0M/LP06-0B
6015779 | Invasive Blood Pressure Cable | IBP-FS-2PVB40 | Compatible with Feas/PVB/Dual channel/4.0M/203 | Invasive Blood Pressure Cable Compatible with Feas - PVB - Dual channel - Length: 4.0m - 203 | Invasive Blood Pressure Cable{R}Compatible with Feas - PVB - Dual channel{R}Length: 4.0m - 203{R}REF: IBP-FS-2PVB40 | Invasive Blood Pressure Cable Compatible with Feas/PVB/Dual channel/4.0M/203
6015780 | Invasive Blood Pressure Cable | IBP-JJA-2PVB40 | Compatible with PVB/Dual channel/4.0M/LP04-0B | Invasive Blood Pressure Cable Compatible with PVB - Dual channel - Length: 4.0m - LP04-0B | Invasive Blood Pressure Cable{R}Compatible with PVB - Dual channel{R}Length: 4.0m - LP04-0B{R}REF: IBP-JJA-2PVB40 | Invasive Blood Pressure Cable Compatible with PVB/Dual channel/4.0M/LP04-0B
6015781 | Invasive Blood Pressure Cable | IBP-JJB-2PVB40 | Compatible with PVB/Dual channel/4.0M/ | Invasive Blood Pressure Cable Compatible with PVB - Dual channel - Length: 4.0m - | Invasive Blood Pressure Cable{R}Compatible with PVB - Dual channel{R}Length: 4.0m - {R}REF: IBP-JJB-2PVB40 | Invasive Blood Pressure Cable Compatible with PVB/Dual channel/4.0M/
6015782 | Invasive Blood Pressure Cable | IBP-HY-2PVB40 | Compatible with PVB/Dual channel/4.0M/LP05-0B | Invasive Blood Pressure Cable Compatible with PVB - Dual channel - Length: 4.0m - LP05-0B | Invasive Blood Pressure Cable{R}Compatible with PVB - Dual channel{R}Length: 4.0m - LP05-0B{R}REF: IBP-HY-2PVB40 | Invasive Blood Pressure Cable Compatible with PVB/Dual channel/4.0M/LP05-0B
6015783 | Invasive Blood Pressure Cable | IBP-AM-2MIR40 | Compatible with AAMI 6P/Mindray/Dual channel/4.0M/141 | Invasive Blood Pressure Cable Compatible with AAMI 6P - Mindray - Dual channel - Length: 4.0m - 141 | Invasive Blood Pressure Cable{R}Compatible with AAMI 6P - Mindray - Dual channel{R}Length: 4.0m - 141{R}REF: IBP-AM-2MIR40 | Invasive Blood Pressure Cable Compatible with AAMI 6P/Mindray/Dual channel/4.0M/141
6015784 | Invasive Blood Pressure Cable | IBP-PH-2MIR40 | Compatible with Philips/Mindray/Dual channel/4.0M/053 | Invasive Blood Pressure Cable Compatible with Philips - Mindray - Dual channel - Length: 4.0m - 053 | Invasive Blood Pressure Cable{R}Compatible with Philips - Mindray - Dual channel{R}Length: 4.0m - 053{R}REF: IBP-PH-2MIR40 | Invasive Blood Pressure Cable Compatible with Philips/Mindray/Dual channel/4.0M/053
6015785 | Invasive Blood Pressure Cable | IBP-MQ-2MIR40 | Compatible with GE Marquette/Mindray/Dual channel/4.0M/004 | Invasive Blood Pressure Cable Compatible with GE Marquette - Mindray - Dual channel - Length: 4.0m - 004 | Invasive Blood Pressure Cable{R}Compatible with GE Marquette - Mindray - Dual channel{R}Length: 4.0m - 004{R}REF: IBP-MQ-2MIR40 | Invasive Blood Pressure Cable Compatible with GE Marquette/Mindray/Dual channel/4.0M/004
6015786 | Invasive Blood Pressure Cable | IBP-GE-2MIR40 | Compatible with GE/Mindray/Dual channel/4.0M/322 | Invasive Blood Pressure Cable Compatible with GE - Mindray - Dual channel - Length: 4.0m - 322 | Invasive Blood Pressure Cable{R}Compatible with GE - Mindray - Dual channel{R}Length: 4.0m - 322{R}REF: IBP-GE-2MIR40 | Invasive Blood Pressure Cable Compatible with GE/Mindray/Dual channel/4.0M/322
6015787 | Invasive Blood Pressure Cable | IBP-DX-2MIR40 | Compatible with Datex/Mindray/Dual channel/4.0M/008 | Invasive Blood Pressure Cable Compatible with Datex - Mindray - Dual channel - Length: 4.0m - 008 | Invasive Blood Pressure Cable{R}Compatible with Datex - Mindray - Dual channel{R}Length: 4.0m - 008{R}REF: IBP-DX-2MIR40 | Invasive Blood Pressure Cable Compatible with Datex/Mindray/Dual channel/4.0M/008
6015788 | Invasive Blood Pressure Cable | IBP-SL-2MIR40 | Compatible with Spacelabs/Mindray/Dual channel/4.0M/114 | Invasive Blood Pressure Cable Compatible with Spacelabs - Mindray - Dual channel - Length: 4.0m - 114 | Invasive Blood Pressure Cable{R}Compatible with Spacelabs - Mindray - Dual channel{R}Length: 4.0m - 114{R}REF: IBP-SL-2MIR40 | Invasive Blood Pressure Cable Compatible with Spacelabs/Mindray/Dual channel/4.0M/114
6015789 | Invasive Blood Pressure Cable | IBP-NKA-2MIR40 | Compatible with Nihon Kohden/Mindray/Dual channel/4.0M/105 | Invasive Blood Pressure Cable Compatible with Nihon Kohden - Mindray - Dual channel - Length: 4.0m - 105 | Invasive Blood Pressure Cable{R}Compatible with Nihon Kohden - Mindray - Dual channel{R}Length: 4.0m - 105{R}REF: IBP-NKA-2MIR40 | Invasive Blood Pressure Cable Compatible with Nihon Kohden/Mindray/Dual channel/4.0M/105
6015790 | Invasive Blood Pressure Cable | IBP-NKB-2MIR40 | Compatible with Nihon Kohden/Mindray/Dual channel/4.0M/108 | Invasive Blood Pressure Cable Compatible with Nihon Kohden - Mindray - Dual channel - Length: 4.0m - 108 | Invasive Blood Pressure Cable{R}Compatible with Nihon Kohden - Mindray - Dual channel{R}Length: 4.0m - 108{R}REF: IBP-NKB-2MIR40 | Invasive Blood Pressure Cable Compatible with Nihon Kohden/Mindray/Dual channel/4.0M/108
6015791 | Invasive Blood Pressure Cable | IBP-NKC-2MIR40 | Compatible with Nihon Kohden/Mindray/Dual channel/4.0M/LP06-60B | Invasive Blood Pressure Cable Compatible with Nihon Kohden - Mindray - Dual channel - Length: 4.0m - LP06-60B | Invasive Blood Pressure Cable{R}Compatible with Nihon Kohden - Mindray - Dual channel{R}Length: 4.0m - LP06-60B{R}REF: IBP-NKC-2MIR40 | Invasive Blood Pressure Cable Compatible with Nihon Kohden/Mindray/Dual channel/4.0M/LP06-60B
6015792 | Invasive Blood Pressure Cable | IBP-DGA-2MIR40 | Compatible with Draeger-Siemens/Mindray/Dual channel/4.0M/092 | Invasive Blood Pressure Cable Compatible with Draeger-Siemens - Mindray - Dual channel - Length: 4.0m - 092 | Invasive Blood Pressure Cable{R}Compatible with Draeger-Siemens - Mindray - Dual channel{R}Length: 4.0m - 092{R}REF: IBP-DGA-2MIR40 | Invasive Blood Pressure Cable Compatible with Draeger-Siemens/Mindray/Dual channel/4.0M/092
6015793 | Invasive Blood Pressure Cable | IBP-DGB-2MIR40 | Compatible with Draeger-Siemens/Mindray/Dual channel/4.0M/083 | Invasive Blood Pressure Cable Compatible with Draeger-Siemens - Mindray - Dual channel - Length: 4.0m - 083 | Invasive Blood Pressure Cable{R}Compatible with Draeger-Siemens - Mindray - Dual channel{R}Length: 4.0m - 083{R}REF: IBP-DGB-2MIR40 | Invasive Blood Pressure Cable Compatible with Draeger-Siemens/Mindray/Dual channel/4.0M/083
6015794 | Invasive Blood Pressure Cable | IBP-DGC-2MIR40 | Compatible with Draeger/Mindray/Dual channel/4.0M/095 | Invasive Blood Pressure Cable Compatible with Draeger - Mindray - Dual channel - Length: 4.0m - 095 | Invasive Blood Pressure Cable{R}Compatible with Draeger - Mindray - Dual channel{R}Length: 4.0m - 095{R}REF: IBP-DGC-2MIR40 | Invasive Blood Pressure Cable Compatible with Draeger/Mindray/Dual channel/4.0M/095
6015795 | Invasive Blood Pressure Cable | IBP-DGD-2MIR40 | Compatible with Draeger-Siemens/Mindray/Dual channel/4.0M/500 | Invasive Blood Pressure Cable Compatible with Draeger-Siemens - Mindray - Dual channel - Length: 4.0m - 500 | Invasive Blood Pressure Cable{R}Compatible with Draeger-Siemens - Mindray - Dual channel{R}Length: 4.0m - 500{R}REF: IBP-DGD-2MIR40 | Invasive Blood Pressure Cable Compatible with Draeger-Siemens/Mindray/Dual channel/4.0M/500
6015796 | Invasive Blood Pressure Cable | IBP-DGE-2MIR40 | Compatible with Draeger-Siemens/Mindray/Dual channel/4.0M/LP10-60B | Invasive Blood Pressure Cable Compatible with Draeger-Siemens - Mindray - Dual channel - Length: 4.0m - LP10-60B | Invasive Blood Pressure Cable{R}Compatible with Draeger-Siemens - Mindray - Dual channel{R}Length: 4.0m - LP10-60B{R}REF: IBP-DGE-2MIR40 | Invasive Blood Pressure Cable Compatible with Draeger-Siemens/Mindray/Dual channel/4.0M/LP10-60B
6015797 | Invasive Blood Pressure Cable | IBP-MRA-2MIR40 | Compatible with Mindray/Mindray/Dual channel/4.0M/125 | Invasive Blood Pressure Cable Compatible with Mindray - Mindray - Dual channel - Length: 4.0m - 125 | Invasive Blood Pressure Cable{R}Compatible with Mindray - Mindray - Dual channel{R}Length: 4.0m - 125{R}REF: IBP-MRA-2MIR40 | Invasive Blood Pressure Cable Compatible with Mindray/Mindray/Dual channel/4.0M/125
6015798 | Invasive Blood Pressure Cable | IBP-MRB-2MIR40 | Compatible with Mindray-Datascope/Mindray/Dual channel/4.0M/129 | Invasive Blood Pressure Cable Compatible with Mindray-Datascope - Mindray - Dual channel - Length: 4.0m - 129 | Invasive Blood Pressure Cable{R}Compatible with Mindray-Datascope - Mindray - Dual channel{R}Length: 4.0m - 129{R}REF: IBP-MRB-2MIR40 | Invasive Blood Pressure Cable Compatible with Mindray-Datascope/Mindray/Dual channel/4.0M/129
6015799 | Invasive Blood Pressure Cable | IBP-CR-2MIR40 | Compatible with GE Corometrics/Mindray/Dual channel/4.0M/162 | Invasive Blood Pressure Cable Compatible with GE Corometrics - Mindray - Dual channel - Length: 4.0m - 162 | Invasive Blood Pressure Cable{R}Compatible with GE Corometrics - Mindray - Dual channel{R}Length: 4.0m - 162{R}REF: IBP-CR-2MIR40 | Invasive Blood Pressure Cable Compatible with GE Corometrics/Mindray/Dual channel/4.0M/162
6015800 | Invasive Blood Pressure Cable | IBP-DT-2MIR40 | Compatible with Datascope/Mindray/Dual channel/4.0M/131 | Invasive Blood Pressure Cable Compatible with Datascope - Mindray - Dual channel - Length: 4.0m - 131 | Invasive Blood Pressure Cable{R}Compatible with Datascope - Mindray - Dual channel{R}Length: 4.0m - 131{R}REF: IBP-DT-2MIR40 | Invasive Blood Pressure Cable Compatible with Datascope/Mindray/Dual channel/4.0M/131
6015801 | Invasive Blood Pressure Cable | IBP-BLT-2MIR40 | Compatible with Biolight/Mindray/Dual channel/4.0M/152 | Invasive Blood Pressure Cable Compatible with Biolight - Mindray - Dual channel - Length: 4.0m - 152 | Invasive Blood Pressure Cable{R}Compatible with Biolight - Mindray - Dual channel{R}Length: 4.0m - 152{R}REF: IBP-BLT-2MIR40 | Invasive Blood Pressure Cable Compatible with Biolight/Mindray/Dual channel/4.0M/152
6015802 | Invasive Blood Pressure Cable | IBP-KTN-2MIR40 | Compatible with Kontron/Mindray/Dual channel/4.0M/168 | Invasive Blood Pressure Cable Compatible with Kontron - Mindray - Dual channel - Length: 4.0m - 168 | Invasive Blood Pressure Cable{R}Compatible with Kontron - Mindray - Dual channel{R}Length: 4.0m - 168{R}REF: IBP-KTN-2MIR40 | Invasive Blood Pressure Cable Compatible with Kontron/Mindray/Dual channel/4.0M/168
6015803 | Invasive Blood Pressure Cable | IBP-CL-2MIR40 | Compatible with Colin/Mindray/Dual channel/4.0M/LP06-0B | Invasive Blood Pressure Cable Compatible with Colin - Mindray - Dual channel - Length: 4.0m - LP06-0B | Invasive Blood Pressure Cable{R}Compatible with Colin - Mindray - Dual channel{R}Length: 4.0m - LP06-0B{R}REF: IBP-CL-2MIR40 | Invasive Blood Pressure Cable Compatible with Colin/Mindray/Dual channel/4.0M/LP06-0B
6015804 | Invasive Blood Pressure Cable | IBP-MEK-2MIR40 | Compatible with MEK/Mindray/Dual channel/4.0M/144 | Invasive Blood Pressure Cable Compatible with MEK - Mindray - Dual channel - Length: 4.0m - 144 | Invasive Blood Pressure Cable{R}Compatible with MEK - Mindray - Dual channel{R}Length: 4.0m - 144{R}REF: IBP-MEK-2MIR40 | Invasive Blood Pressure Cable Compatible with MEK/Mindray/Dual channel/4.0M/144
6015805 | Invasive Blood Pressure Cable | IBP-HL-2MIR40 | Compatible with GE Hellige/Mindray/Dual channel/4.0M/022 | Invasive Blood Pressure Cable Compatible with GE Hellige - Mindray - Dual channel - Length: 4.0m - 022 | Invasive Blood Pressure Cable{R}Compatible with GE Hellige - Mindray - Dual channel{R}Length: 4.0m - 022{R}REF: IBP-HL-2MIR40 | Invasive Blood Pressure Cable Compatible with GE Hellige/Mindray/Dual channel/4.0M/022
6015806 | Invasive Blood Pressure Cable | IBP-CSI-2MIR40 | Compatible with CSI/Mindray/Dual channel/4.0M/LP05-0B | Invasive Blood Pressure Cable Compatible with CSI - Mindray - Dual channel - Length: 4.0m - LP05-0B | Invasive Blood Pressure Cable{R}Compatible with CSI - Mindray - Dual channel{R}Length: 4.0m - LP05-0B{R}REF: IBP-CSI-2MIR40 | Invasive Blood Pressure Cable Compatible with CSI/Mindray/Dual channel/4.0M/LP05-0B
6015807 | Invasive Blood Pressure Cable | IBP-INF-2MIR40 | Compatible with Infinium/Mindray/Dual channel/4.0M/340 | Invasive Blood Pressure Cable Compatible with Infinium - Mindray - Dual channel - Length: 4.0m - 340 | Invasive Blood Pressure Cable{R}Compatible with Infinium - Mindray - Dual channel{R}Length: 4.0m - 340{R}REF: IBP-INF-2MIR40 | Invasive Blood Pressure Cable Compatible with Infinium/Mindray/Dual channel/4.0M/340
6015808 | Invasive Blood Pressure Cable | IBP-MN-2MIR40 | Compatible with Mennen/Mindray/Dual channel/4.0M/307 | Invasive Blood Pressure Cable Compatible with Mennen - Mindray - Dual channel - Length: 4.0m - 307 | Invasive Blood Pressure Cable{R}Compatible with Mennen - Mindray - Dual channel{R}Length: 4.0m - 307{R}REF: IBP-MN-2MIR40 | Invasive Blood Pressure Cable Compatible with Mennen/Mindray/Dual channel/4.0M/307
6015809 | Invasive Blood Pressure Cable | IBP-FDA-2MIR40 | Compatible with Fukuda Denshi/Mindray/Dual channel/4.0M/320 | Invasive Blood Pressure Cable Compatible with Fukuda Denshi - Mindray - Dual channel - Length: 4.0m - 320 | Invasive Blood Pressure Cable{R}Compatible with Fukuda Denshi - Mindray - Dual channel{R}Length: 4.0m - 320{R}REF: IBP-FDA-2MIR40 | Invasive Blood Pressure Cable Compatible with Fukuda Denshi/Mindray/Dual channel/4.0M/320
6015810 | Invasive Blood Pressure Cable | IBP-FDB-2MIR40 | Compatible with Fukuda Denshi/Mindray/Dual channel/4.0M/ | Invasive Blood Pressure Cable Compatible with Fukuda Denshi - Mindray - Dual channel - Length: 4.0m - | Invasive Blood Pressure Cable{R}Compatible with Fukuda Denshi - Mindray - Dual channel{R}Length: 4.0m - {R}REF: IBP-FDB-2MIR40 | Invasive Blood Pressure Cable Compatible with Fukuda Denshi/Mindray/Dual channel/4.0M/
6015811 | Invasive Blood Pressure Cable | IBP-ET-2MIR40 | Compatible with Emtel/Mindray/Dual channel/4.0M/179 | Invasive Blood Pressure Cable Compatible with Emtel - Mindray - Dual channel - Length: 4.0m - 179 | Invasive Blood Pressure Cable{R}Compatible with Emtel - Mindray - Dual channel{R}Length: 4.0m - 179{R}REF: IBP-ET-2MIR40 | Invasive Blood Pressure Cable Compatible with Emtel/Mindray/Dual channel/4.0M/179
6015812 | Invasive Blood Pressure Cable | IBP-LT-2MIR40 | Compatible with L&T/Mindray/Dual channel/4.0M/LP06-0B | Invasive Blood Pressure Cable Compatible with L&T - Mindray - Dual channel - Length: 4.0m - LP06-0B | Invasive Blood Pressure Cable{R}Compatible with L&T - Mindray - Dual channel{R}Length: 4.0m - LP06-0B{R}REF: IBP-LT-2MIR40 | Invasive Blood Pressure Cable Compatible with L&T/Mindray/Dual channel/4.0M/LP06-0B
6015813 | Invasive Blood Pressure Cable | IBP-SK-2MIR40 | Compatible with Stockert/Mindray/Dual channel/4.0M/326 | Invasive Blood Pressure Cable Compatible with Stockert - Mindray - Dual channel - Length: 4.0m - 326 | Invasive Blood Pressure Cable{R}Compatible with Stockert - Mindray - Dual channel{R}Length: 4.0m - 326{R}REF: IBP-SK-2MIR40 | Invasive Blood Pressure Cable Compatible with Stockert/Mindray/Dual channel/4.0M/326
6015814 | Invasive Blood Pressure Cable | IBP-SR-2MIR40 | Compatible with Sarans/Mindray/Dual channel/4.0M/LM05-G1B | Invasive Blood Pressure Cable Compatible with Sarans - Mindray - Dual channel - Length: 4.0m - LM05-G1B | Invasive Blood Pressure Cable{R}Compatible with Sarans - Mindray - Dual channel{R}Length: 4.0m - LM05-G1B{R}REF: IBP-SR-2MIR40 | Invasive Blood Pressure Cable Compatible with Sarans/Mindray/Dual channel/4.0M/LM05-G1B
6015815 | Invasive Blood Pressure Cable | IBP-KR-2MIR40 | Compatible with Kopran/Mindray/Dual channel/4.0M/LP04-0B | Invasive Blood Pressure Cable Compatible with Kopran - Mindray - Dual channel - Length: 4.0m - LP04-0B | Invasive Blood Pressure Cable{R}Compatible with Kopran - Mindray - Dual channel{R}Length: 4.0m - LP04-0B{R}REF: IBP-KR-2MIR40 | Invasive Blood Pressure Cable Compatible with Kopran/Mindray/Dual channel/4.0M/LP04-0B
6015816 | Invasive Blood Pressure Cable | IBP-ME-2MIR40 | Compatible with Maquet/Mindray/Dual channel/4.0M/LM05-G0B | Invasive Blood Pressure Cable Compatible with Maquet - Mindray - Dual channel - Length: 4.0m - LM05-G0B | Invasive Blood Pressure Cable{R}Compatible with Maquet - Mindray - Dual channel{R}Length: 4.0m - LM05-G0B{R}REF: IBP-ME-2MIR40 | Invasive Blood Pressure Cable Compatible with Maquet/Mindray/Dual channel/4.0M/LM05-G0B
6015817 | Invasive Blood Pressure Cable | IBP-BR-2MIR40 | Compatible with Bard/Mindray/Dual channel/4.0M/322 | Invasive Blood Pressure Cable Compatible with Bard - Mindray - Dual channel - Length: 4.0m - 322 | Invasive Blood Pressure Cable{R}Compatible with Bard - Mindray - Dual channel{R}Length: 4.0m - 322{R}REF: IBP-BR-2MIR40 | Invasive Blood Pressure Cable Compatible with Bard/Mindray/Dual channel/4.0M/322
6015818 | Invasive Blood Pressure Cable | IBP-CM-2MIR40 | Compatible with Comen/Mindray/Dual channel/4.0M/ | Invasive Blood Pressure Cable Compatible with Comen - Mindray - Dual channel - Length: 4.0m - | Invasive Blood Pressure Cable{R}Compatible with Comen - Mindray - Dual channel{R}Length: 4.0m - {R}REF: IBP-CM-2MIR40 | Invasive Blood Pressure Cable Compatible with Comen/Mindray/Dual channel/4.0M/
6015819 | Invasive Blood Pressure Cable | IBP-IG-2MIR40 | Compatible with IGEL/Mindray/Dual channel/4.0M/LP08-0R | Invasive Blood Pressure Cable Compatible with IGEL - Mindray - Dual channel - Length: 4.0m - LP08-0R | Invasive Blood Pressure Cable{R}Compatible with IGEL - Mindray - Dual channel{R}Length: 4.0m - LP08-0R{R}REF: IBP-IG-2MIR40 | Invasive Blood Pressure Cable Compatible with IGEL/Mindray/Dual channel/4.0M/LP08-0R
6015820 | Invasive Blood Pressure Cable | IBP-GT-2MIR40 | Compatible with GuoTeng/Mindray/Dual channel/4.0M/LP05-0B | Invasive Blood Pressure Cable Compatible with GuoTeng - Mindray - Dual channel - Length: 4.0m - LP05-0B | Invasive Blood Pressure Cable{R}Compatible with GuoTeng - Mindray - Dual channel{R}Length: 4.0m - LP05-0B{R}REF: IBP-GT-2MIR40 | Invasive Blood Pressure Cable Compatible with GuoTeng/Mindray/Dual channel/4.0M/LP05-0B
6015821 | Invasive Blood Pressure Cable | IBP-SA-2MIR40 | Compatible with SanAW/Mindray/Dual channel/4.0M/LP06-0B | Invasive Blood Pressure Cable Compatible with SanAW - Mindray - Dual channel - Length: 4.0m - LP06-0B | Invasive Blood Pressure Cable{R}Compatible with SanAW - Mindray - Dual channel{R}Length: 4.0m - LP06-0B{R}REF: IBP-SA-2MIR40 | Invasive Blood Pressure Cable Compatible with SanAW/Mindray/Dual channel/4.0M/LP06-0B
6015822 | Invasive Blood Pressure Cable | IBP-FS-2MIR40 | Compatible with Feas/Mindray/Dual channel/4.0M/203 | Invasive Blood Pressure Cable Compatible with Feas - Mindray - Dual channel - Length: 4.0m - 203 | Invasive Blood Pressure Cable{R}Compatible with Feas - Mindray - Dual channel{R}Length: 4.0m - 203{R}REF: IBP-FS-2MIR40 | Invasive Blood Pressure Cable Compatible with Feas/Mindray/Dual channel/4.0M/203
6015823 | Invasive Blood Pressure Cable | IBP-JJA-2MIR40 | Compatible with Mindray/Dual channel/4.0M/LP04-0B | Invasive Blood Pressure Cable Compatible with Mindray - Dual channel - Length: 4.0m - LP04-0B | Invasive Blood Pressure Cable{R}Compatible with Mindray - Dual channel{R}Length: 4.0m - LP04-0B{R}REF: IBP-JJA-2MIR40 | Invasive Blood Pressure Cable Compatible with Mindray/Dual channel/4.0M/LP04-0B
6015824 | Invasive Blood Pressure Cable | IBP-JJB-2MIR40 | Compatible with Mindray/Dual channel/4.0M/ | Invasive Blood Pressure Cable Compatible with Mindray - Dual channel - Length: 4.0m - | Invasive Blood Pressure Cable{R}Compatible with Mindray - Dual channel{R}Length: 4.0m - {R}REF: IBP-JJB-2MIR40 | Invasive Blood Pressure Cable Compatible with Mindray/Dual channel/4.0M/
6015825 | Invasive Blood Pressure Cable | IBP-HY-2MIR40 | Compatible with Mindray/Dual channel/4.0M/LP05-0B | Invasive Blood Pressure Cable Compatible with Mindray - Dual channel - Length: 4.0m - LP05-0B | Invasive Blood Pressure Cable{R}Compatible with Mindray - Dual channel{R}Length: 4.0m - LP05-0B{R}REF: IBP-HY-2MIR40 | Invasive Blood Pressure Cable Compatible with Mindray/Dual channel/4.0M/LP05-0B
6015826 | Invasive Blood Pressure Cable | IBP-AM-2AG40 | Compatible with AAMI 6P/Argon/Dual channel/4.0M/141 | Invasive Blood Pressure Cable Compatible with AAMI 6P - Argon - Dual channel - Length: 4.0m - 141 | Invasive Blood Pressure Cable{R}Compatible with AAMI 6P - Argon - Dual channel{R}Length: 4.0m - 141{R}REF: IBP-AM-2AG40 | Invasive Blood Pressure Cable Compatible with AAMI 6P/Argon/Dual channel/4.0M/141
6015827 | Invasive Blood Pressure Cable | IBP-PH-2AG40 | Compatible with Philips/Argon/Dual channel/4.0M/053 | Invasive Blood Pressure Cable Compatible with Philips - Argon - Dual channel - Length: 4.0m - 053 | Invasive Blood Pressure Cable{R}Compatible with Philips - Argon - Dual channel{R}Length: 4.0m - 053{R}REF: IBP-PH-2AG40 | Invasive Blood Pressure Cable Compatible with Philips/Argon/Dual channel/4.0M/053
6015828 | Invasive Blood Pressure Cable | IBP-MQ-2AG40 | Compatible with GE Marquette/Argon/Dual channel/4.0M/004 | Invasive Blood Pressure Cable Compatible with GE Marquette - Argon - Dual channel - Length: 4.0m - 004 | Invasive Blood Pressure Cable{R}Compatible with GE Marquette - Argon - Dual channel{R}Length: 4.0m - 004{R}REF: IBP-MQ-2AG40 | Invasive Blood Pressure Cable Compatible with GE Marquette/Argon/Dual channel/4.0M/004
6015829 | Invasive Blood Pressure Cable | IBP-GE-2AG40 | Compatible with GE/Argon/Dual channel/4.0M/322 | Invasive Blood Pressure Cable Compatible with GE - Argon - Dual channel - Length: 4.0m - 322 | Invasive Blood Pressure Cable{R}Compatible with GE - Argon - Dual channel{R}Length: 4.0m - 322{R}REF: IBP-GE-2AG40 | Invasive Blood Pressure Cable Compatible with GE/Argon/Dual channel/4.0M/322
6015830 | Invasive Blood Pressure Cable | IBP-DX-2AG40 | Compatible with Datex/Argon/Dual channel/4.0M/008 | Invasive Blood Pressure Cable Compatible with Datex - Argon - Dual channel - Length: 4.0m - 008 | Invasive Blood Pressure Cable{R}Compatible with Datex - Argon - Dual channel{R}Length: 4.0m - 008{R}REF: IBP-DX-2AG40 | Invasive Blood Pressure Cable Compatible with Datex/Argon/Dual channel/4.0M/008
6015831 | Invasive Blood Pressure Cable | IBP-SL-2AG40 | Compatible with Spacelabs/Argon/Dual channel/4.0M/114 | Invasive Blood Pressure Cable Compatible with Spacelabs - Argon - Dual channel - Length: 4.0m - 114 | Invasive Blood Pressure Cable{R}Compatible with Spacelabs - Argon - Dual channel{R}Length: 4.0m - 114{R}REF: IBP-SL-2AG40 | Invasive Blood Pressure Cable Compatible with Spacelabs/Argon/Dual channel/4.0M/114
6015832 | Invasive Blood Pressure Cable | IBP-NKA-2AG40 | Compatible with Nihon Kohden/Argon/Dual channel/4.0M/105 | Invasive Blood Pressure Cable Compatible with Nihon Kohden - Argon - Dual channel - Length: 4.0m - 105 | Invasive Blood Pressure Cable{R}Compatible with Nihon Kohden - Argon - Dual channel{R}Length: 4.0m - 105{R}REF: IBP-NKA-2AG40 | Invasive Blood Pressure Cable Compatible with Nihon Kohden/Argon/Dual channel/4.0M/105
6015833 | Invasive Blood Pressure Cable | IBP-NKB-2AG40 | Compatible with Nihon Kohden/Argon/Dual channel/4.0M/108 | Invasive Blood Pressure Cable Compatible with Nihon Kohden - Argon - Dual channel - Length: 4.0m - 108 | Invasive Blood Pressure Cable{R}Compatible with Nihon Kohden - Argon - Dual channel{R}Length: 4.0m - 108{R}REF: IBP-NKB-2AG40 | Invasive Blood Pressure Cable Compatible with Nihon Kohden/Argon/Dual channel/4.0M/108
6015834 | Invasive Blood Pressure Cable | IBP-NKC-2AG40 | Compatible with Nihon Kohden/Argon/Dual channel/4.0M/LP06-60B | Invasive Blood Pressure Cable Compatible with Nihon Kohden - Argon - Dual channel - Length: 4.0m - LP06-60B | Invasive Blood Pressure Cable{R}Compatible with Nihon Kohden - Argon - Dual channel{R}Length: 4.0m - LP06-60B{R}REF: IBP-NKC-2AG40 | Invasive Blood Pressure Cable Compatible with Nihon Kohden/Argon/Dual channel/4.0M/LP06-60B
6015835 | Invasive Blood Pressure Cable | IBP-DGA-2AG40 | Compatible with Draeger-Siemens/Argon/Dual channel/4.0M/092 | Invasive Blood Pressure Cable Compatible with Draeger-Siemens - Argon - Dual channel - Length: 4.0m - 092 | Invasive Blood Pressure Cable{R}Compatible with Draeger-Siemens - Argon - Dual channel{R}Length: 4.0m - 092{R}REF: IBP-DGA-2AG40 | Invasive Blood Pressure Cable Compatible with Draeger-Siemens/Argon/Dual channel/4.0M/092
6015836 | Invasive Blood Pressure Cable | IBP-DGB-2AG40 | Compatible with Draeger-Siemens/Argon/Dual channel/4.0M/083 | Invasive Blood Pressure Cable Compatible with Draeger-Siemens - Argon - Dual channel - Length: 4.0m - 083 | Invasive Blood Pressure Cable{R}Compatible with Draeger-Siemens - Argon - Dual channel{R}Length: 4.0m - 083{R}REF: IBP-DGB-2AG40 | Invasive Blood Pressure Cable Compatible with Draeger-Siemens/Argon/Dual channel/4.0M/083
6015837 | Invasive Blood Pressure Cable | IBP-DGC-2AG40 | Compatible with Draeger/Argon/Dual channel/4.0M/095 | Invasive Blood Pressure Cable Compatible with Draeger - Argon - Dual channel - Length: 4.0m - 095 | Invasive Blood Pressure Cable{R}Compatible with Draeger - Argon - Dual channel{R}Length: 4.0m - 095{R}REF: IBP-DGC-2AG40 | Invasive Blood Pressure Cable Compatible with Draeger/Argon/Dual channel/4.0M/095
6015838 | Invasive Blood Pressure Cable | IBP-DGD-2AG40 | Compatible with Draeger-Siemens/Argon/Dual channel/4.0M/500 | Invasive Blood Pressure Cable Compatible with Draeger-Siemens - Argon - Dual channel - Length: 4.0m - 500 | Invasive Blood Pressure Cable{R}Compatible with Draeger-Siemens - Argon - Dual channel{R}Length: 4.0m - 500{R}REF: IBP-DGD-2AG40 | Invasive Blood Pressure Cable Compatible with Draeger-Siemens/Argon/Dual channel/4.0M/500
6015839 | Invasive Blood Pressure Cable | IBP-DGE-2AG40 | Compatible with Draeger-Siemens/Argon/Dual channel/4.0M/LP10-60B | Invasive Blood Pressure Cable Compatible with Draeger-Siemens - Argon - Dual channel - Length: 4.0m - LP10-60B | Invasive Blood Pressure Cable{R}Compatible with Draeger-Siemens - Argon - Dual channel{R}Length: 4.0m - LP10-60B{R}REF: IBP-DGE-2AG40 | Invasive Blood Pressure Cable Compatible with Draeger-Siemens/Argon/Dual channel/4.0M/LP10-60B
6015840 | Invasive Blood Pressure Cable | IBP-MRA-2AG40 | Compatible with Mindray/Argon/Dual channel/4.0M/125 | Invasive Blood Pressure Cable Compatible with Mindray - Argon - Dual channel - Length: 4.0m - 125 | Invasive Blood Pressure Cable{R}Compatible with Mindray - Argon - Dual channel{R}Length: 4.0m - 125{R}REF: IBP-MRA-2AG40 | Invasive Blood Pressure Cable Compatible with Mindray/Argon/Dual channel/4.0M/125
6015841 | Invasive Blood Pressure Cable | IBP-MRB-2AG40 | Compatible with Mindray-Datascope/Argon/Dual channel/4.0M/129 | Invasive Blood Pressure Cable Compatible with Mindray-Datascope - Argon - Dual channel - Length: 4.0m - 129 | Invasive Blood Pressure Cable{R}Compatible with Mindray-Datascope - Argon - Dual channel{R}Length: 4.0m - 129{R}REF: IBP-MRB-2AG40 | Invasive Blood Pressure Cable Compatible with Mindray-Datascope/Argon/Dual channel/4.0M/129
6015842 | Invasive Blood Pressure Cable | IBP-CR-2AG40 | Compatible with GE Corometrics/Argon/Dual channel/4.0M/162 | Invasive Blood Pressure Cable Compatible with GE Corometrics - Argon - Dual channel - Length: 4.0m - 162 | Invasive Blood Pressure Cable{R}Compatible with GE Corometrics - Argon - Dual channel{R}Length: 4.0m - 162{R}REF: IBP-CR-2AG40 | Invasive Blood Pressure Cable Compatible with GE Corometrics/Argon/Dual channel/4.0M/162
6015843 | Invasive Blood Pressure Cable | IBP-DT-2AG40 | Compatible with Datascope/Argon/Dual channel/4.0M/131 | Invasive Blood Pressure Cable Compatible with Datascope - Argon - Dual channel - Length: 4.0m - 131 | Invasive Blood Pressure Cable{R}Compatible with Datascope - Argon - Dual channel{R}Length: 4.0m - 131{R}REF: IBP-DT-2AG40 | Invasive Blood Pressure Cable Compatible with Datascope/Argon/Dual channel/4.0M/131
6015844 | Invasive Blood Pressure Cable | IBP-BLT-2AG40 | Compatible with Biolight/Argon/Dual channel/4.0M/152 | Invasive Blood Pressure Cable Compatible with Biolight - Argon - Dual channel - Length: 4.0m - 152 | Invasive Blood Pressure Cable{R}Compatible with Biolight - Argon - Dual channel{R}Length: 4.0m - 152{R}REF: IBP-BLT-2AG40 | Invasive Blood Pressure Cable Compatible with Biolight/Argon/Dual channel/4.0M/152
6015845 | Invasive Blood Pressure Cable | IBP-KTN-2AG40 | Compatible with Kontron/Argon/Dual channel/4.0M/168 | Invasive Blood Pressure Cable Compatible with Kontron - Argon - Dual channel - Length: 4.0m - 168 | Invasive Blood Pressure Cable{R}Compatible with Kontron - Argon - Dual channel{R}Length: 4.0m - 168{R}REF: IBP-KTN-2AG40 | Invasive Blood Pressure Cable Compatible with Kontron/Argon/Dual channel/4.0M/168
6015846 | Invasive Blood Pressure Cable | IBP-CL-2AG40 | Compatible with Colin/Argon/Dual channel/4.0M/LP06-0B | Invasive Blood Pressure Cable Compatible with Colin - Argon - Dual channel - Length: 4.0m - LP06-0B | Invasive Blood Pressure Cable{R}Compatible with Colin - Argon - Dual channel{R}Length: 4.0m - LP06-0B{R}REF: IBP-CL-2AG40 | Invasive Blood Pressure Cable Compatible with Colin/Argon/Dual channel/4.0M/LP06-0B
6015847 | Invasive Blood Pressure Cable | IBP-MEK-2AG40 | Compatible with MEK/Argon/Dual channel/4.0M/144 | Invasive Blood Pressure Cable Compatible with MEK - Argon - Dual channel - Length: 4.0m - 144 | Invasive Blood Pressure Cable{R}Compatible with MEK - Argon - Dual channel{R}Length: 4.0m - 144{R}REF: IBP-MEK-2AG40 | Invasive Blood Pressure Cable Compatible with MEK/Argon/Dual channel/4.0M/144
6015848 | Invasive Blood Pressure Cable | IBP-HL-2AG40 | Compatible with GE Hellige/Argon/Dual channel/4.0M/022 | Invasive Blood Pressure Cable Compatible with GE Hellige - Argon - Dual channel - Length: 4.0m - 022 | Invasive Blood Pressure Cable{R}Compatible with GE Hellige - Argon - Dual channel{R}Length: 4.0m - 022{R}REF: IBP-HL-2AG40 | Invasive Blood Pressure Cable Compatible with GE Hellige/Argon/Dual channel/4.0M/022
6015849 | Invasive Blood Pressure Cable | IBP-CSI-2AG40 | Compatible with CSI/Argon/Dual channel/4.0M/LP05-0B | Invasive Blood Pressure Cable Compatible with CSI - Argon - Dual channel - Length: 4.0m - LP05-0B | Invasive Blood Pressure Cable{R}Compatible with CSI - Argon - Dual channel{R}Length: 4.0m - LP05-0B{R}REF: IBP-CSI-2AG40 | Invasive Blood Pressure Cable Compatible with CSI/Argon/Dual channel/4.0M/LP05-0B
6015850 | Invasive Blood Pressure Cable | IBP-INF-2AG40 | Compatible with Infinium/Argon/Dual channel/4.0M/340 | Invasive Blood Pressure Cable Compatible with Infinium - Argon - Dual channel - Length: 4.0m - 340 | Invasive Blood Pressure Cable{R}Compatible with Infinium - Argon - Dual channel{R}Length: 4.0m - 340{R}REF: IBP-INF-2AG40 | Invasive Blood Pressure Cable Compatible with Infinium/Argon/Dual channel/4.0M/340
6015851 | Invasive Blood Pressure Cable | IBP-MN-2AG40 | Compatible with Mennen/Argon/Dual channel/4.0M/307 | Invasive Blood Pressure Cable Compatible with Mennen - Argon - Dual channel - Length: 4.0m - 307 | Invasive Blood Pressure Cable{R}Compatible with Mennen - Argon - Dual channel{R}Length: 4.0m - 307{R}REF: IBP-MN-2AG40 | Invasive Blood Pressure Cable Compatible with Mennen/Argon/Dual channel/4.0M/307
6015852 | Invasive Blood Pressure Cable | IBP-FDA-2AG40 | Compatible with Fukuda Denshi/Argon/Dual channel/4.0M/320 | Invasive Blood Pressure Cable Compatible with Fukuda Denshi - Argon - Dual channel - Length: 4.0m - 320 | Invasive Blood Pressure Cable{R}Compatible with Fukuda Denshi - Argon - Dual channel{R}Length: 4.0m - 320{R}REF: IBP-FDA-2AG40 | Invasive Blood Pressure Cable Compatible with Fukuda Denshi/Argon/Dual channel/4.0M/320
6015853 | Invasive Blood Pressure Cable | IBP-FDB-2AG40 | Compatible with Fukuda Denshi/Argon/Dual channel/4.0M/ | Invasive Blood Pressure Cable Compatible with Fukuda Denshi - Argon - Dual channel - Length: 4.0m - | Invasive Blood Pressure Cable{R}Compatible with Fukuda Denshi - Argon - Dual channel{R}Length: 4.0m - {R}REF: IBP-FDB-2AG40 | Invasive Blood Pressure Cable Compatible with Fukuda Denshi/Argon/Dual channel/4.0M/
6015854 | Invasive Blood Pressure Cable | IBP-ET-2AG40 | Compatible with Emtel/Argon/Dual channel/4.0M/179 | Invasive Blood Pressure Cable Compatible with Emtel - Argon - Dual channel - Length: 4.0m - 179 | Invasive Blood Pressure Cable{R}Compatible with Emtel - Argon - Dual channel{R}Length: 4.0m - 179{R}REF: IBP-ET-2AG40 | Invasive Blood Pressure Cable Compatible with Emtel/Argon/Dual channel/4.0M/179
6015855 | Invasive Blood Pressure Cable | IBP-LT-2AG40 | Compatible with L&T/Argon/Dual channel/4.0M/LP06-0B | Invasive Blood Pressure Cable Compatible with L&T - Argon - Dual channel - Length: 4.0m - LP06-0B | Invasive Blood Pressure Cable{R}Compatible with L&T - Argon - Dual channel{R}Length: 4.0m - LP06-0B{R}REF: IBP-LT-2AG40 | Invasive Blood Pressure Cable Compatible with L&T/Argon/Dual channel/4.0M/LP06-0B
6015856 | Invasive Blood Pressure Cable | IBP-SK-2AG40 | Compatible with Stockert/Argon/Dual channel/4.0M/326 | Invasive Blood Pressure Cable Compatible with Stockert - Argon - Dual channel - Length: 4.0m - 326 | Invasive Blood Pressure Cable{R}Compatible with Stockert - Argon - Dual channel{R}Length: 4.0m - 326{R}REF: IBP-SK-2AG40 | Invasive Blood Pressure Cable Compatible with Stockert/Argon/Dual channel/4.0M/326
6015857 | Invasive Blood Pressure Cable | IBP-SR-2AG40 | Compatible with Sarans/Argon/Dual channel/4.0M/LM05-G1B | Invasive Blood Pressure Cable Compatible with Sarans - Argon - Dual channel - Length: 4.0m - LM05-G1B | Invasive Blood Pressure Cable{R}Compatible with Sarans - Argon - Dual channel{R}Length: 4.0m - LM05-G1B{R}REF: IBP-SR-2AG40 | Invasive Blood Pressure Cable Compatible with Sarans/Argon/Dual channel/4.0M/LM05-G1B
6015858 | Invasive Blood Pressure Cable | IBP-KR-2AG40 | Compatible with Kopran/Argon/Dual channel/4.0M/LP04-0B | Invasive Blood Pressure Cable Compatible with Kopran - Argon - Dual channel - Length: 4.0m - LP04-0B | Invasive Blood Pressure Cable{R}Compatible with Kopran - Argon - Dual channel{R}Length: 4.0m - LP04-0B{R}REF: IBP-KR-2AG40 | Invasive Blood Pressure Cable Compatible with Kopran/Argon/Dual channel/4.0M/LP04-0B
6015859 | Invasive Blood Pressure Cable | IBP-ME-2AG40 | Compatible with Maquet/Argon/Dual channel/4.0M/LM05-G0B | Invasive Blood Pressure Cable Compatible with Maquet - Argon - Dual channel - Length: 4.0m - LM05-G0B | Invasive Blood Pressure Cable{R}Compatible with Maquet - Argon - Dual channel{R}Length: 4.0m - LM05-G0B{R}REF: IBP-ME-2AG40 | Invasive Blood Pressure Cable Compatible with Maquet/Argon/Dual channel/4.0M/LM05-G0B
6015860 | Invasive Blood Pressure Cable | IBP-BR-2AG40 | Compatible with Bard/Argon/Dual channel/4.0M/322 | Invasive Blood Pressure Cable Compatible with Bard - Argon - Dual channel - Length: 4.0m - 322 | Invasive Blood Pressure Cable{R}Compatible with Bard - Argon - Dual channel{R}Length: 4.0m - 322{R}REF: IBP-BR-2AG40 | Invasive Blood Pressure Cable Compatible with Bard/Argon/Dual channel/4.0M/322
6015861 | Invasive Blood Pressure Cable | IBP-CM-2AG40 | Compatible with Comen/Argon/Dual channel/4.0M/ | Invasive Blood Pressure Cable Compatible with Comen - Argon - Dual channel - Length: 4.0m - | Invasive Blood Pressure Cable{R}Compatible with Comen - Argon - Dual channel{R}Length: 4.0m - {R}REF: IBP-CM-2AG40 | Invasive Blood Pressure Cable Compatible with Comen/Argon/Dual channel/4.0M/
6015862 | Invasive Blood Pressure Cable | IBP-IG-2AG40 | Compatible with IGEL/Argon/Dual channel/4.0M/LP08-0R | Invasive Blood Pressure Cable Compatible with IGEL - Argon - Dual channel - Length: 4.0m - LP08-0R | Invasive Blood Pressure Cable{R}Compatible with IGEL - Argon - Dual channel{R}Length: 4.0m - LP08-0R{R}REF: IBP-IG-2AG40 | Invasive Blood Pressure Cable Compatible with IGEL/Argon/Dual channel/4.0M/LP08-0R
6015863 | Invasive Blood Pressure Cable | IBP-GT-2AG40 | Compatible with GuoTeng/Argon/Dual channel/4.0M/LP05-0B | Invasive Blood Pressure Cable Compatible with GuoTeng - Argon - Dual channel - Length: 4.0m - LP05-0B | Invasive Blood Pressure Cable{R}Compatible with GuoTeng - Argon - Dual channel{R}Length: 4.0m - LP05-0B{R}REF: IBP-GT-2AG40 | Invasive Blood Pressure Cable Compatible with GuoTeng/Argon/Dual channel/4.0M/LP05-0B
6015864 | Invasive Blood Pressure Cable | IBP-SA-2AG40 | Compatible with SanAW/Argon/Dual channel/4.0M/LP06-0B | Invasive Blood Pressure Cable Compatible with SanAW - Argon - Dual channel - Length: 4.0m - LP06-0B | Invasive Blood Pressure Cable{R}Compatible with SanAW - Argon - Dual channel{R}Length: 4.0m - LP06-0B{R}REF: IBP-SA-2AG40 | Invasive Blood Pressure Cable Compatible with SanAW/Argon/Dual channel/4.0M/LP06-0B
6015865 | Invasive Blood Pressure Cable | IBP-FS-2AG40 | Compatible with Feas/Argon/Dual channel/4.0M/203 | Invasive Blood Pressure Cable Compatible with Feas - Argon - Dual channel - Length: 4.0m - 203 | Invasive Blood Pressure Cable{R}Compatible with Feas - Argon - Dual channel{R}Length: 4.0m - 203{R}REF: IBP-FS-2AG40 | Invasive Blood Pressure Cable Compatible with Feas/Argon/Dual channel/4.0M/203
6015866 | Invasive Blood Pressure Cable | IBP-JJA-2AG40 | Compatible with Argon/Dual channel/4.0M/LP04-0B | Invasive Blood Pressure Cable Compatible with Argon - Dual channel - Length: 4.0m - LP04-0B | Invasive Blood Pressure Cable{R}Compatible with Argon - Dual channel{R}Length: 4.0m - LP04-0B{R}REF: IBP-JJA-2AG40 | Invasive Blood Pressure Cable Compatible with Argon/Dual channel/4.0M/LP04-0B
6015867 | Invasive Blood Pressure Cable | IBP-JJB-2AG40 | Compatible with Argon/Dual channel/4.0M/ | Invasive Blood Pressure Cable Compatible with Argon - Dual channel - Length: 4.0m - | Invasive Blood Pressure Cable{R}Compatible with Argon - Dual channel{R}Length: 4.0m - {R}REF: IBP-JJB-2AG40 | Invasive Blood Pressure Cable Compatible with Argon/Dual channel/4.0M/
6015868 | Invasive Blood Pressure Cable | IBP-HY-2AG40 | Compatible with Argon/Dual channel/4.0M/LP05-0B | Invasive Blood Pressure Cable Compatible with Argon - Dual channel - Length: 4.0m - LP05-0B | Invasive Blood Pressure Cable{R}Compatible with Argon - Dual channel{R}Length: 4.0m - LP05-0B{R}REF: IBP-HY-2AG40 | Invasive Blood Pressure Cable Compatible with Argon/Dual channel/4.0M/LP05-0B
6015869 | Invasive Blood Pressure Cable | IBP-AM-2USBAM40 | Compatible with AAMI 6P/USBAM/Dual channel/4.0M/141 | Invasive Blood Pressure Cable Compatible with AAMI 6P - USBAM - Dual channel - Length: 4.0m - 141 | Invasive Blood Pressure Cable{R}Compatible with AAMI 6P - USBAM - Dual channel{R}Length: 4.0m - 141{R}REF: IBP-AM-2USBAM40 | Invasive Blood Pressure Cable Compatible with AAMI 6P/USBAM/Dual channel/4.0M/141
6015870 | Invasive Blood Pressure Cable | IBP-PH-2USBAM40 | Compatible with Philips/USBAM/Dual channel/4.0M/053 | Invasive Blood Pressure Cable Compatible with Philips - USBAM - Dual channel - Length: 4.0m - 053 | Invasive Blood Pressure Cable{R}Compatible with Philips - USBAM - Dual channel{R}Length: 4.0m - 053{R}REF: IBP-PH-2USBAM40 | Invasive Blood Pressure Cable Compatible with Philips/USBAM/Dual channel/4.0M/053
6015871 | Invasive Blood Pressure Cable | IBP-MQ-2USBAM40 | Compatible with GE Marquette/USBAM/Dual channel/4.0M/004 | Invasive Blood Pressure Cable Compatible with GE Marquette - USBAM - Dual channel - Length: 4.0m - 004 | Invasive Blood Pressure Cable{R}Compatible with GE Marquette - USBAM - Dual channel{R}Length: 4.0m - 004{R}REF: IBP-MQ-2USBAM40 | Invasive Blood Pressure Cable Compatible with GE Marquette/USBAM/Dual channel/4.0M/004
6015872 | Invasive Blood Pressure Cable | IBP-GE-2USBAM40 | Compatible with GE/USBAM/Dual channel/4.0M/322 | Invasive Blood Pressure Cable Compatible with GE - USBAM - Dual channel - Length: 4.0m - 322 | Invasive Blood Pressure Cable{R}Compatible with GE - USBAM - Dual channel{R}Length: 4.0m - 322{R}REF: IBP-GE-2USBAM40 | Invasive Blood Pressure Cable Compatible with GE/USBAM/Dual channel/4.0M/322
6015873 | Invasive Blood Pressure Cable | IBP-DX-2USBAM40 | Compatible with Datex/USBAM/Dual channel/4.0M/008 | Invasive Blood Pressure Cable Compatible with Datex - USBAM - Dual channel - Length: 4.0m - 008 | Invasive Blood Pressure Cable{R}Compatible with Datex - USBAM - Dual channel{R}Length: 4.0m - 008{R}REF: IBP-DX-2USBAM40 | Invasive Blood Pressure Cable Compatible with Datex/USBAM/Dual channel/4.0M/008
6015874 | Invasive Blood Pressure Cable | IBP-SL-2USBAM40 | Compatible with Spacelabs/USBAM/Dual channel/4.0M/114 | Invasive Blood Pressure Cable Compatible with Spacelabs - USBAM - Dual channel - Length: 4.0m - 114 | Invasive Blood Pressure Cable{R}Compatible with Spacelabs - USBAM - Dual channel{R}Length: 4.0m - 114{R}REF: IBP-SL-2USBAM40 | Invasive Blood Pressure Cable Compatible with Spacelabs/USBAM/Dual channel/4.0M/114
6015875 | Invasive Blood Pressure Cable | IBP-NKA-2USBAM40 | Compatible with Nihon Kohden/USBAM/Dual channel/4.0M/105 | Invasive Blood Pressure Cable Compatible with Nihon Kohden - USBAM - Dual channel - Length: 4.0m - 105 | Invasive Blood Pressure Cable{R}Compatible with Nihon Kohden - USBAM - Dual channel{R}Length: 4.0m - 105{R}REF: IBP-NKA-2USBAM40 | Invasive Blood Pressure Cable Compatible with Nihon Kohden/USBAM/Dual channel/4.0M/105
6015876 | Invasive Blood Pressure Cable | IBP-NKB-2USBAM40 | Compatible with Nihon Kohden/USBAM/Dual channel/4.0M/108 | Invasive Blood Pressure Cable Compatible with Nihon Kohden - USBAM - Dual channel - Length: 4.0m - 108 | Invasive Blood Pressure Cable{R}Compatible with Nihon Kohden - USBAM - Dual channel{R}Length: 4.0m - 108{R}REF: IBP-NKB-2USBAM40 | Invasive Blood Pressure Cable Compatible with Nihon Kohden/USBAM/Dual channel/4.0M/108
6015877 | Invasive Blood Pressure Cable | IBP-NKC-2USBAM40 | Compatible with Nihon Kohden/USBAM/Dual channel/4.0M/LP06-60B | Invasive Blood Pressure Cable Compatible with Nihon Kohden - USBAM - Dual channel - Length: 4.0m - LP06-60B | Invasive Blood Pressure Cable{R}Compatible with Nihon Kohden - USBAM - Dual channel{R}Length: 4.0m - LP06-60B{R}REF: IBP-NKC-2USBAM40 | Invasive Blood Pressure Cable Compatible with Nihon Kohden/USBAM/Dual channel/4.0M/LP06-60B
6015878 | Invasive Blood Pressure Cable | IBP-DGA-2USBAM40 | Compatible with Draeger-Siemens/USBAM/Dual channel/4.0M/092 | Invasive Blood Pressure Cable Compatible with Draeger-Siemens - USBAM - Dual channel - Length: 4.0m - 092 | Invasive Blood Pressure Cable{R}Compatible with Draeger-Siemens - USBAM - Dual channel{R}Length: 4.0m - 092{R}REF: IBP-DGA-2USBAM40 | Invasive Blood Pressure Cable Compatible with Draeger-Siemens/USBAM/Dual channel/4.0M/092
6015879 | Invasive Blood Pressure Cable | IBP-DGB-2USBAM40 | Compatible with Draeger-Siemens/USBAM/Dual channel/4.0M/083 | Invasive Blood Pressure Cable Compatible with Draeger-Siemens - USBAM - Dual channel - Length: 4.0m - 083 | Invasive Blood Pressure Cable{R}Compatible with Draeger-Siemens - USBAM - Dual channel{R}Length: 4.0m - 083{R}REF: IBP-DGB-2USBAM40 | Invasive Blood Pressure Cable Compatible with Draeger-Siemens/USBAM/Dual channel/4.0M/083
6015880 | Invasive Blood Pressure Cable | IBP-DGC-2USBAM40 | Compatible with Draeger/USBAM/Dual channel/4.0M/095 | Invasive Blood Pressure Cable Compatible with Draeger - USBAM - Dual channel - Length: 4.0m - 095 | Invasive Blood Pressure Cable{R}Compatible with Draeger - USBAM - Dual channel{R}Length: 4.0m - 095{R}REF: IBP-DGC-2USBAM40 | Invasive Blood Pressure Cable Compatible with Draeger/USBAM/Dual channel/4.0M/095
6015881 | Invasive Blood Pressure Cable | IBP-DGD-2USBAM40 | Compatible with Draeger-Siemens/USBAM/Dual channel/4.0M/500 | Invasive Blood Pressure Cable Compatible with Draeger-Siemens - USBAM - Dual channel - Length: 4.0m - 500 | Invasive Blood Pressure Cable{R}Compatible with Draeger-Siemens - USBAM - Dual channel{R}Length: 4.0m - 500{R}REF: IBP-DGD-2USBAM40 | Invasive Blood Pressure Cable Compatible with Draeger-Siemens/USBAM/Dual channel/4.0M/500
6015882 | Invasive Blood Pressure Cable | IBP-DGE-2USBAM40 | Compatible with Draeger-Siemens/USBAM/Dual channel/4.0M/LP10-60B | Invasive Blood Pressure Cable Compatible with Draeger-Siemens - USBAM - Dual channel - Length: 4.0m - LP10-60B | Invasive Blood Pressure Cable{R}Compatible with Draeger-Siemens - USBAM - Dual channel{R}Length: 4.0m - LP10-60B{R}REF: IBP-DGE-2USBAM40 | Invasive Blood Pressure Cable Compatible with Draeger-Siemens/USBAM/Dual channel/4.0M/LP10-60B
6015883 | Invasive Blood Pressure Cable | IBP-MRA-2USBAM40 | Compatible with Mindray/USBAM/Dual channel/4.0M/125 | Invasive Blood Pressure Cable Compatible with Mindray - USBAM - Dual channel - Length: 4.0m - 125 | Invasive Blood Pressure Cable{R}Compatible with Mindray - USBAM - Dual channel{R}Length: 4.0m - 125{R}REF: IBP-MRA-2USBAM40 | Invasive Blood Pressure Cable Compatible with Mindray/USBAM/Dual channel/4.0M/125
6015884 | Invasive Blood Pressure Cable | IBP-MRB-2USBAM40 | Compatible with Mindray-Datascope/USBAM/Dual channel/4.0M/129 | Invasive Blood Pressure Cable Compatible with Mindray-Datascope - USBAM - Dual channel - Length: 4.0m - 129 | Invasive Blood Pressure Cable{R}Compatible with Mindray-Datascope - USBAM - Dual channel{R}Length: 4.0m - 129{R}REF: IBP-MRB-2USBAM40 | Invasive Blood Pressure Cable Compatible with Mindray-Datascope/USBAM/Dual channel/4.0M/129
6015885 | Invasive Blood Pressure Cable | IBP-CR-2USBAM40 | Compatible with GE Corometrics/USBAM/Dual channel/4.0M/162 | Invasive Blood Pressure Cable Compatible with GE Corometrics - USBAM - Dual channel - Length: 4.0m - 162 | Invasive Blood Pressure Cable{R}Compatible with GE Corometrics - USBAM - Dual channel{R}Length: 4.0m - 162{R}REF: IBP-CR-2USBAM40 | Invasive Blood Pressure Cable Compatible with GE Corometrics/USBAM/Dual channel/4.0M/162
6015886 | Invasive Blood Pressure Cable | IBP-DT-2USBAM40 | Compatible with Datascope/USBAM/Dual channel/4.0M/131 | Invasive Blood Pressure Cable Compatible with Datascope - USBAM - Dual channel - Length: 4.0m - 131 | Invasive Blood Pressure Cable{R}Compatible with Datascope - USBAM - Dual channel{R}Length: 4.0m - 131{R}REF: IBP-DT-2USBAM40 | Invasive Blood Pressure Cable Compatible with Datascope/USBAM/Dual channel/4.0M/131
6015887 | Invasive Blood Pressure Cable | IBP-BLT-2USBAM40 | Compatible with Biolight/USBAM/Dual channel/4.0M/152 | Invasive Blood Pressure Cable Compatible with Biolight - USBAM - Dual channel - Length: 4.0m - 152 | Invasive Blood Pressure Cable{R}Compatible with Biolight - USBAM - Dual channel{R}Length: 4.0m - 152{R}REF: IBP-BLT-2USBAM40 | Invasive Blood Pressure Cable Compatible with Biolight/USBAM/Dual channel/4.0M/152
6015888 | Invasive Blood Pressure Cable | IBP-KTN-2USBAM40 | Compatible with Kontron/USBAM/Dual channel/4.0M/168 | Invasive Blood Pressure Cable Compatible with Kontron - USBAM - Dual channel - Length: 4.0m - 168 | Invasive Blood Pressure Cable{R}Compatible with Kontron - USBAM - Dual channel{R}Length: 4.0m - 168{R}REF: IBP-KTN-2USBAM40 | Invasive Blood Pressure Cable Compatible with Kontron/USBAM/Dual channel/4.0M/168
6015889 | Invasive Blood Pressure Cable | IBP-CL-2USBAM40 | Compatible with Colin/USBAM/Dual channel/4.0M/LP06-0B | Invasive Blood Pressure Cable Compatible with Colin - USBAM - Dual channel - Length: 4.0m - LP06-0B | Invasive Blood Pressure Cable{R}Compatible with Colin - USBAM - Dual channel{R}Length: 4.0m - LP06-0B{R}REF: IBP-CL-2USBAM40 | Invasive Blood Pressure Cable Compatible with Colin/USBAM/Dual channel/4.0M/LP06-0B
6015890 | Invasive Blood Pressure Cable | IBP-MEK-2USBAM40 | Compatible with MEK/USBAM/Dual channel/4.0M/144 | Invasive Blood Pressure Cable Compatible with MEK - USBAM - Dual channel - Length: 4.0m - 144 | Invasive Blood Pressure Cable{R}Compatible with MEK - USBAM - Dual channel{R}Length: 4.0m - 144{R}REF: IBP-MEK-2USBAM40 | Invasive Blood Pressure Cable Compatible with MEK/USBAM/Dual channel/4.0M/144
6015891 | Invasive Blood Pressure Cable | IBP-HL-2USBAM40 | Compatible with GE Hellige/USBAM/Dual channel/4.0M/022 | Invasive Blood Pressure Cable Compatible with GE Hellige - USBAM - Dual channel - Length: 4.0m - 022 | Invasive Blood Pressure Cable{R}Compatible with GE Hellige - USBAM - Dual channel{R}Length: 4.0m - 022{R}REF: IBP-HL-2USBAM40 | Invasive Blood Pressure Cable Compatible with GE Hellige/USBAM/Dual channel/4.0M/022
6015892 | Invasive Blood Pressure Cable | IBP-CSI-2USBAM40 | Compatible with CSI/USBAM/Dual channel/4.0M/LP05-0B | Invasive Blood Pressure Cable Compatible with CSI - USBAM - Dual channel - Length: 4.0m - LP05-0B | Invasive Blood Pressure Cable{R}Compatible with CSI - USBAM - Dual channel{R}Length: 4.0m - LP05-0B{R}REF: IBP-CSI-2USBAM40 | Invasive Blood Pressure Cable Compatible with CSI/USBAM/Dual channel/4.0M/LP05-0B
6015893 | Invasive Blood Pressure Cable | IBP-INF-2USBAM40 | Compatible with Infinium/USBAM/Dual channel/4.0M/340 | Invasive Blood Pressure Cable Compatible with Infinium - USBAM - Dual channel - Length: 4.0m - 340 | Invasive Blood Pressure Cable{R}Compatible with Infinium - USBAM - Dual channel{R}Length: 4.0m - 340{R}REF: IBP-INF-2USBAM40 | Invasive Blood Pressure Cable Compatible with Infinium/USBAM/Dual channel/4.0M/340
6015894 | Invasive Blood Pressure Cable | IBP-MN-2USBAM40 | Compatible with Mennen/USBAM/Dual channel/4.0M/307 | Invasive Blood Pressure Cable Compatible with Mennen - USBAM - Dual channel - Length: 4.0m - 307 | Invasive Blood Pressure Cable{R}Compatible with Mennen - USBAM - Dual channel{R}Length: 4.0m - 307{R}REF: IBP-MN-2USBAM40 | Invasive Blood Pressure Cable Compatible with Mennen/USBAM/Dual channel/4.0M/307
6015895 | Invasive Blood Pressure Cable | IBP-FDA-2USBAM40 | Compatible with Fukuda Denshi/USBAM/Dual channel/4.0M/320 | Invasive Blood Pressure Cable Compatible with Fukuda Denshi - USBAM - Dual channel - Length: 4.0m - 320 | Invasive Blood Pressure Cable{R}Compatible with Fukuda Denshi - USBAM - Dual channel{R}Length: 4.0m - 320{R}REF: IBP-FDA-2USBAM40 | Invasive Blood Pressure Cable Compatible with Fukuda Denshi/USBAM/Dual channel/4.0M/320
6015896 | Invasive Blood Pressure Cable | IBP-FDB-2USBAM40 | Compatible with Fukuda Denshi/USBAM/Dual channel/4.0M/ | Invasive Blood Pressure Cable Compatible with Fukuda Denshi - USBAM - Dual channel - Length: 4.0m - | Invasive Blood Pressure Cable{R}Compatible with Fukuda Denshi - USBAM - Dual channel{R}Length: 4.0m - {R}REF: IBP-FDB-2USBAM40 | Invasive Blood Pressure Cable Compatible with Fukuda Denshi/USBAM/Dual channel/4.0M/
6015897 | Invasive Blood Pressure Cable | IBP-ET-2USBAM40 | Compatible with Emtel/USBAM/Dual channel/4.0M/179 | Invasive Blood Pressure Cable Compatible with Emtel - USBAM - Dual channel - Length: 4.0m - 179 | Invasive Blood Pressure Cable{R}Compatible with Emtel - USBAM - Dual channel{R}Length: 4.0m - 179{R}REF: IBP-ET-2USBAM40 | Invasive Blood Pressure Cable Compatible with Emtel/USBAM/Dual channel/4.0M/179
6015898 | Invasive Blood Pressure Cable | IBP-LT-2USBAM40 | Compatible with L&T/USBAM/Dual channel/4.0M/LP06-0B | Invasive Blood Pressure Cable Compatible with L&T - USBAM - Dual channel - Length: 4.0m - LP06-0B | Invasive Blood Pressure Cable{R}Compatible with L&T - USBAM - Dual channel{R}Length: 4.0m - LP06-0B{R}REF: IBP-LT-2USBAM40 | Invasive Blood Pressure Cable Compatible with L&T/USBAM/Dual channel/4.0M/LP06-0B
6015899 | Invasive Blood Pressure Cable | IBP-SK-2USBAM40 | Compatible with Stockert/USBAM/Dual channel/4.0M/326 | Invasive Blood Pressure Cable Compatible with Stockert - USBAM - Dual channel - Length: 4.0m - 326 | Invasive Blood Pressure Cable{R}Compatible with Stockert - USBAM - Dual channel{R}Length: 4.0m - 326{R}REF: IBP-SK-2USBAM40 | Invasive Blood Pressure Cable Compatible with Stockert/USBAM/Dual channel/4.0M/326
6015900 | Invasive Blood Pressure Cable | IBP-SR-2USBAM40 | Compatible with Sarans/USBAM/Dual channel/4.0M/LM05-G1B | Invasive Blood Pressure Cable Compatible with Sarans - USBAM - Dual channel - Length: 4.0m - LM05-G1B | Invasive Blood Pressure Cable{R}Compatible with Sarans - USBAM - Dual channel{R}Length: 4.0m - LM05-G1B{R}REF: IBP-SR-2USBAM40 | Invasive Blood Pressure Cable Compatible with Sarans/USBAM/Dual channel/4.0M/LM05-G1B
6015901 | Invasive Blood Pressure Cable | IBP-KR-2USBAM40 | Compatible with Kopran/USBAM/Dual channel/4.0M/LP04-0B | Invasive Blood Pressure Cable Compatible with Kopran - USBAM - Dual channel - Length: 4.0m - LP04-0B | Invasive Blood Pressure Cable{R}Compatible with Kopran - USBAM - Dual channel{R}Length: 4.0m - LP04-0B{R}REF: IBP-KR-2USBAM40 | Invasive Blood Pressure Cable Compatible with Kopran/USBAM/Dual channel/4.0M/LP04-0B
6015902 | Invasive Blood Pressure Cable | IBP-ME-2USBAM40 | Compatible with Maquet/USBAM/Dual channel/4.0M/LM05-G0B | Invasive Blood Pressure Cable Compatible with Maquet - USBAM - Dual channel - Length: 4.0m - LM05-G0B | Invasive Blood Pressure Cable{R}Compatible with Maquet - USBAM - Dual channel{R}Length: 4.0m - LM05-G0B{R}REF: IBP-ME-2USBAM40 | Invasive Blood Pressure Cable Compatible with Maquet/USBAM/Dual channel/4.0M/LM05-G0B
6015903 | Invasive Blood Pressure Cable | IBP-BR-2USBAM40 | Compatible with Bard/USBAM/Dual channel/4.0M/322 | Invasive Blood Pressure Cable Compatible with Bard - USBAM - Dual channel - Length: 4.0m - 322 | Invasive Blood Pressure Cable{R}Compatible with Bard - USBAM - Dual channel{R}Length: 4.0m - 322{R}REF: IBP-BR-2USBAM40 | Invasive Blood Pressure Cable Compatible with Bard/USBAM/Dual channel/4.0M/322
6015904 | Invasive Blood Pressure Cable | IBP-CM-2USBAM40 | Compatible with Comen/USBAM/Dual channel/4.0M/ | Invasive Blood Pressure Cable Compatible with Comen - USBAM - Dual channel - Length: 4.0m - | Invasive Blood Pressure Cable{R}Compatible with Comen - USBAM - Dual channel{R}Length: 4.0m - {R}REF: IBP-CM-2USBAM40 | Invasive Blood Pressure Cable Compatible with Comen/USBAM/Dual channel/4.0M/
6015905 | Invasive Blood Pressure Cable | IBP-IG-2USBAM40 | Compatible with IGEL/USBAM/Dual channel/4.0M/LP08-0R | Invasive Blood Pressure Cable Compatible with IGEL - USBAM - Dual channel - Length: 4.0m - LP08-0R | Invasive Blood Pressure Cable{R}Compatible with IGEL - USBAM - Dual channel{R}Length: 4.0m - LP08-0R{R}REF: IBP-IG-2USBAM40 | Invasive Blood Pressure Cable Compatible with IGEL/USBAM/Dual channel/4.0M/LP08-0R
6015906 | Invasive Blood Pressure Cable | IBP-GT-2USBAM40 | Compatible with GuoTeng/USBAM/Dual channel/4.0M/LP05-0B | Invasive Blood Pressure Cable Compatible with GuoTeng - USBAM - Dual channel - Length: 4.0m - LP05-0B | Invasive Blood Pressure Cable{R}Compatible with GuoTeng - USBAM - Dual channel{R}Length: 4.0m - LP05-0B{R}REF: IBP-GT-2USBAM40 | Invasive Blood Pressure Cable Compatible with GuoTeng/USBAM/Dual channel/4.0M/LP05-0B
6015907 | Invasive Blood Pressure Cable | IBP-SA-2USBAM40 | Compatible with SanAW/USBAM/Dual channel/4.0M/LP06-0B | Invasive Blood Pressure Cable Compatible with SanAW - USBAM - Dual channel - Length: 4.0m - LP06-0B | Invasive Blood Pressure Cable{R}Compatible with SanAW - USBAM - Dual channel{R}Length: 4.0m - LP06-0B{R}REF: IBP-SA-2USBAM40 | Invasive Blood Pressure Cable Compatible with SanAW/USBAM/Dual channel/4.0M/LP06-0B
6015908 | Invasive Blood Pressure Cable | IBP-FS-2USBAM40 | Compatible with Feas/USBAM/Dual channel/4.0M/203 | Invasive Blood Pressure Cable Compatible with Feas - USBAM - Dual channel - Length: 4.0m - 203 | Invasive Blood Pressure Cable{R}Compatible with Feas - USBAM - Dual channel{R}Length: 4.0m - 203{R}REF: IBP-FS-2USBAM40 | Invasive Blood Pressure Cable Compatible with Feas/USBAM/Dual channel/4.0M/203
6015909 | Invasive Blood Pressure Cable | IBP-JJA-2USBAM40 | Compatible with USBAM/Dual channel/4.0M/LP04-0B | Invasive Blood Pressure Cable Compatible with USBAM - Dual channel - Length: 4.0m - LP04-0B | Invasive Blood Pressure Cable{R}Compatible with USBAM - Dual channel{R}Length: 4.0m - LP04-0B{R}REF: IBP-JJA-2USBAM40 | Invasive Blood Pressure Cable Compatible with USBAM/Dual channel/4.0M/LP04-0B
6015910 | Invasive Blood Pressure Cable | IBP-JJB-2USBAM40 | Compatible with USBAM/Dual channel/4.0M/ | Invasive Blood Pressure Cable Compatible with USBAM - Dual channel - Length: 4.0m - | Invasive Blood Pressure Cable{R}Compatible with USBAM - Dual channel{R}Length: 4.0m - {R}REF: IBP-JJB-2USBAM40 | Invasive Blood Pressure Cable Compatible with USBAM/Dual channel/4.0M/
6015911 | Invasive Blood Pressure Cable | IBP-HY-2USBAM40 | Compatible with USBAM/Dual channel/4.0M/LP05-0B | Invasive Blood Pressure Cable Compatible with USBAM - Dual channel - Length: 4.0m - LP05-0B | Invasive Blood Pressure Cable{R}Compatible with USBAM - Dual channel{R}Length: 4.0m - LP05-0B{R}REF: IBP-HY-2USBAM40 | Invasive Blood Pressure Cable Compatible with USBAM/Dual channel/4.0M/LP05-0B
6015912 | Invasive Blood Pressure Cable | IBP-AM-2MD40 | Compatible with AAMI 6P/MD6M/Dual channel/4.0M/141 | Invasive Blood Pressure Cable Compatible with AAMI 6P - MD6M - Dual channel - Length: 4.0m - 141 | Invasive Blood Pressure Cable{R}Compatible with AAMI 6P - MD6M - Dual channel{R}Length: 4.0m - 141{R}REF: IBP-AM-2MD40 | Invasive Blood Pressure Cable Compatible with AAMI 6P/MD6M/Dual channel/4.0M/141
6015913 | Invasive Blood Pressure Cable | IBP-PH-2MD40 | Compatible with Philips/MD6M/Dual channel/4.0M/053 | Invasive Blood Pressure Cable Compatible with Philips - MD6M - Dual channel - Length: 4.0m - 053 | Invasive Blood Pressure Cable{R}Compatible with Philips - MD6M - Dual channel{R}Length: 4.0m - 053{R}REF: IBP-PH-2MD40 | Invasive Blood Pressure Cable Compatible with Philips/MD6M/Dual channel/4.0M/053
6015914 | Invasive Blood Pressure Cable | IBP-MQ-2MD40 | Compatible with GE Marquette/MD6M/Dual channel/4.0M/004 | Invasive Blood Pressure Cable Compatible with GE Marquette - MD6M - Dual channel - Length: 4.0m - 004 | Invasive Blood Pressure Cable{R}Compatible with GE Marquette - MD6M - Dual channel{R}Length: 4.0m - 004{R}REF: IBP-MQ-2MD40 | Invasive Blood Pressure Cable Compatible with GE Marquette/MD6M/Dual channel/4.0M/004
6015915 | Invasive Blood Pressure Cable | IBP-GE-2MD40 | Compatible with GE/MD6M/Dual channel/4.0M/322 | Invasive Blood Pressure Cable Compatible with GE - MD6M - Dual channel - Length: 4.0m - 322 | Invasive Blood Pressure Cable{R}Compatible with GE - MD6M - Dual channel{R}Length: 4.0m - 322{R}REF: IBP-GE-2MD40 | Invasive Blood Pressure Cable Compatible with GE/MD6M/Dual channel/4.0M/322
6015916 | Invasive Blood Pressure Cable | IBP-DX-2MD40 | Compatible with Datex/MD6M/Dual channel/4.0M/008 | Invasive Blood Pressure Cable Compatible with Datex - MD6M - Dual channel - Length: 4.0m - 008 | Invasive Blood Pressure Cable{R}Compatible with Datex - MD6M - Dual channel{R}Length: 4.0m - 008{R}REF: IBP-DX-2MD40 | Invasive Blood Pressure Cable Compatible with Datex/MD6M/Dual channel/4.0M/008
6015917 | Invasive Blood Pressure Cable | IBP-SL-2MD40 | Compatible with Spacelabs/MD6M/Dual channel/4.0M/114 | Invasive Blood Pressure Cable Compatible with Spacelabs - MD6M - Dual channel - Length: 4.0m - 114 | Invasive Blood Pressure Cable{R}Compatible with Spacelabs - MD6M - Dual channel{R}Length: 4.0m - 114{R}REF: IBP-SL-2MD40 | Invasive Blood Pressure Cable Compatible with Spacelabs/MD6M/Dual channel/4.0M/114
6015918 | Invasive Blood Pressure Cable | IBP-NKA-2MD40 | Compatible with Nihon Kohden/MD6M/Dual channel/4.0M/105 | Invasive Blood Pressure Cable Compatible with Nihon Kohden - MD6M - Dual channel - Length: 4.0m - 105 | Invasive Blood Pressure Cable{R}Compatible with Nihon Kohden - MD6M - Dual channel{R}Length: 4.0m - 105{R}REF: IBP-NKA-2MD40 | Invasive Blood Pressure Cable Compatible with Nihon Kohden/MD6M/Dual channel/4.0M/105
6015919 | Invasive Blood Pressure Cable | IBP-NKB-2MD40 | Compatible with Nihon Kohden/MD6M/Dual channel/4.0M/108 | Invasive Blood Pressure Cable Compatible with Nihon Kohden - MD6M - Dual channel - Length: 4.0m - 108 | Invasive Blood Pressure Cable{R}Compatible with Nihon Kohden - MD6M - Dual channel{R}Length: 4.0m - 108{R}REF: IBP-NKB-2MD40 | Invasive Blood Pressure Cable Compatible with Nihon Kohden/MD6M/Dual channel/4.0M/108
6015920 | Invasive Blood Pressure Cable | IBP-NKC-2MD40 | Compatible with Nihon Kohden/MD6M/Dual channel/4.0M/LP06-60B | Invasive Blood Pressure Cable Compatible with Nihon Kohden - MD6M - Dual channel - Length: 4.0m - LP06-60B | Invasive Blood Pressure Cable{R}Compatible with Nihon Kohden - MD6M - Dual channel{R}Length: 4.0m - LP06-60B{R}REF: IBP-NKC-2MD40 | Invasive Blood Pressure Cable Compatible with Nihon Kohden/MD6M/Dual channel/4.0M/LP06-60B
6015921 | Invasive Blood Pressure Cable | IBP-DGA-2MD40 | Compatible with Draeger-Siemens/MD6M/Dual channel/4.0M/092 | Invasive Blood Pressure Cable Compatible with Draeger-Siemens - MD6M - Dual channel - Length: 4.0m - 092 | Invasive Blood Pressure Cable{R}Compatible with Draeger-Siemens - MD6M - Dual channel{R}Length: 4.0m - 092{R}REF: IBP-DGA-2MD40 | Invasive Blood Pressure Cable Compatible with Draeger-Siemens/MD6M/Dual channel/4.0M/092
6015922 | Invasive Blood Pressure Cable | IBP-DGB-2MD40 | Compatible with Draeger-Siemens/MD6M/Dual channel/4.0M/083 | Invasive Blood Pressure Cable Compatible with Draeger-Siemens - MD6M - Dual channel - Length: 4.0m - 083 | Invasive Blood Pressure Cable{R}Compatible with Draeger-Siemens - MD6M - Dual channel{R}Length: 4.0m - 083{R}REF: IBP-DGB-2MD40 | Invasive Blood Pressure Cable Compatible with Draeger-Siemens/MD6M/Dual channel/4.0M/083
6015923 | Invasive Blood Pressure Cable | IBP-DGC-2MD40 | Compatible with Draeger/MD6M/Dual channel/4.0M/095 | Invasive Blood Pressure Cable Compatible with Draeger - MD6M - Dual channel - Length: 4.0m - 095 | Invasive Blood Pressure Cable{R}Compatible with Draeger - MD6M - Dual channel{R}Length: 4.0m - 095{R}REF: IBP-DGC-2MD40 | Invasive Blood Pressure Cable Compatible with Draeger/MD6M/Dual channel/4.0M/095
6015924 | Invasive Blood Pressure Cable | IBP-DGD-2MD40 | Compatible with Draeger-Siemens/MD6M/Dual channel/4.0M/500 | Invasive Blood Pressure Cable Compatible with Draeger-Siemens - MD6M - Dual channel - Length: 4.0m - 500 | Invasive Blood Pressure Cable{R}Compatible with Draeger-Siemens - MD6M - Dual channel{R}Length: 4.0m - 500{R}REF: IBP-DGD-2MD40 | Invasive Blood Pressure Cable Compatible with Draeger-Siemens/MD6M/Dual channel/4.0M/500
6015925 | Invasive Blood Pressure Cable | IBP-DGE-2MD40 | Compatible with Draeger-Siemens/MD6M/Dual channel/4.0M/LP10-60B | Invasive Blood Pressure Cable Compatible with Draeger-Siemens - MD6M - Dual channel - Length: 4.0m - LP10-60B | Invasive Blood Pressure Cable{R}Compatible with Draeger-Siemens - MD6M - Dual channel{R}Length: 4.0m - LP10-60B{R}REF: IBP-DGE-2MD40 | Invasive Blood Pressure Cable Compatible with Draeger-Siemens/MD6M/Dual channel/4.0M/LP10-60B
6015926 | Invasive Blood Pressure Cable | IBP-MRA-2MD40 | Compatible with Mindray/MD6M/Dual channel/4.0M/125 | Invasive Blood Pressure Cable Compatible with Mindray - MD6M - Dual channel - Length: 4.0m - 125 | Invasive Blood Pressure Cable{R}Compatible with Mindray - MD6M - Dual channel{R}Length: 4.0m - 125{R}REF: IBP-MRA-2MD40 | Invasive Blood Pressure Cable Compatible with Mindray/MD6M/Dual channel/4.0M/125
6015927 | Invasive Blood Pressure Cable | IBP-MRB-2MD40 | Compatible with Mindray-Datascope/MD6M/Dual channel/4.0M/129 | Invasive Blood Pressure Cable Compatible with Mindray-Datascope - MD6M - Dual channel - Length: 4.0m - 129 | Invasive Blood Pressure Cable{R}Compatible with Mindray-Datascope - MD6M - Dual channel{R}Length: 4.0m - 129{R}REF: IBP-MRB-2MD40 | Invasive Blood Pressure Cable Compatible with Mindray-Datascope/MD6M/Dual channel/4.0M/129
6015928 | Invasive Blood Pressure Cable | IBP-CR-2MD40 | Compatible with GE Corometrics/MD6M/Dual channel/4.0M/162 | Invasive Blood Pressure Cable Compatible with GE Corometrics - MD6M - Dual channel - Length: 4.0m - 162 | Invasive Blood Pressure Cable{R}Compatible with GE Corometrics - MD6M - Dual channel{R}Length: 4.0m - 162{R}REF: IBP-CR-2MD40 | Invasive Blood Pressure Cable Compatible with GE Corometrics/MD6M/Dual channel/4.0M/162
6015929 | Invasive Blood Pressure Cable | IBP-DT-2MD40 | Compatible with Datascope/MD6M/Dual channel/4.0M/131 | Invasive Blood Pressure Cable Compatible with Datascope - MD6M - Dual channel - Length: 4.0m - 131 | Invasive Blood Pressure Cable{R}Compatible with Datascope - MD6M - Dual channel{R}Length: 4.0m - 131{R}REF: IBP-DT-2MD40 | Invasive Blood Pressure Cable Compatible with Datascope/MD6M/Dual channel/4.0M/131
6015930 | Invasive Blood Pressure Cable | IBP-BLT-2MD40 | Compatible with Biolight/MD6M/Dual channel/4.0M/152 | Invasive Blood Pressure Cable Compatible with Biolight - MD6M - Dual channel - Length: 4.0m - 152 | Invasive Blood Pressure Cable{R}Compatible with Biolight - MD6M - Dual channel{R}Length: 4.0m - 152{R}REF: IBP-BLT-2MD40 | Invasive Blood Pressure Cable Compatible with Biolight/MD6M/Dual channel/4.0M/152
6015931 | Invasive Blood Pressure Cable | IBP-KTN-2MD40 | Compatible with Kontron/MD6M/Dual channel/4.0M/168 | Invasive Blood Pressure Cable Compatible with Kontron - MD6M - Dual channel - Length: 4.0m - 168 | Invasive Blood Pressure Cable{R}Compatible with Kontron - MD6M - Dual channel{R}Length: 4.0m - 168{R}REF: IBP-KTN-2MD40 | Invasive Blood Pressure Cable Compatible with Kontron/MD6M/Dual channel/4.0M/168
6015932 | Invasive Blood Pressure Cable | IBP-CL-2MD40 | Compatible with Colin/MD6M/Dual channel/4.0M/LP06-0B | Invasive Blood Pressure Cable Compatible with Colin - MD6M - Dual channel - Length: 4.0m - LP06-0B | Invasive Blood Pressure Cable{R}Compatible with Colin - MD6M - Dual channel{R}Length: 4.0m - LP06-0B{R}REF: IBP-CL-2MD40 | Invasive Blood Pressure Cable Compatible with Colin/MD6M/Dual channel/4.0M/LP06-0B
6015933 | Invasive Blood Pressure Cable | IBP-MEK-2MD40 | Compatible with MEK/MD6M/Dual channel/4.0M/144 | Invasive Blood Pressure Cable Compatible with MEK - MD6M - Dual channel - Length: 4.0m - 144 | Invasive Blood Pressure Cable{R}Compatible with MEK - MD6M - Dual channel{R}Length: 4.0m - 144{R}REF: IBP-MEK-2MD40 | Invasive Blood Pressure Cable Compatible with MEK/MD6M/Dual channel/4.0M/144
6015934 | Invasive Blood Pressure Cable | IBP-HL-2MD40 | Compatible with GE Hellige/MD6M/Dual channel/4.0M/022 | Invasive Blood Pressure Cable Compatible with GE Hellige - MD6M - Dual channel - Length: 4.0m - 022 | Invasive Blood Pressure Cable{R}Compatible with GE Hellige - MD6M - Dual channel{R}Length: 4.0m - 022{R}REF: IBP-HL-2MD40 | Invasive Blood Pressure Cable Compatible with GE Hellige/MD6M/Dual channel/4.0M/022
6015935 | Invasive Blood Pressure Cable | IBP-CSI-2MD40 | Compatible with CSI/MD6M/Dual channel/4.0M/LP05-0B | Invasive Blood Pressure Cable Compatible with CSI - MD6M - Dual channel - Length: 4.0m - LP05-0B | Invasive Blood Pressure Cable{R}Compatible with CSI - MD6M - Dual channel{R}Length: 4.0m - LP05-0B{R}REF: IBP-CSI-2MD40 | Invasive Blood Pressure Cable Compatible with CSI/MD6M/Dual channel/4.0M/LP05-0B
6015936 | Invasive Blood Pressure Cable | IBP-INF-2MD40 | Compatible with Infinium/MD6M/Dual channel/4.0M/340 | Invasive Blood Pressure Cable Compatible with Infinium - MD6M - Dual channel - Length: 4.0m - 340 | Invasive Blood Pressure Cable{R}Compatible with Infinium - MD6M - Dual channel{R}Length: 4.0m - 340{R}REF: IBP-INF-2MD40 | Invasive Blood Pressure Cable Compatible with Infinium/MD6M/Dual channel/4.0M/340
6015937 | Invasive Blood Pressure Cable | IBP-MN-2MD40 | Compatible with Mennen/MD6M/Dual channel/4.0M/307 | Invasive Blood Pressure Cable Compatible with Mennen - MD6M - Dual channel - Length: 4.0m - 307 | Invasive Blood Pressure Cable{R}Compatible with Mennen - MD6M - Dual channel{R}Length: 4.0m - 307{R}REF: IBP-MN-2MD40 | Invasive Blood Pressure Cable Compatible with Mennen/MD6M/Dual channel/4.0M/307
6015938 | Invasive Blood Pressure Cable | IBP-FDA-2MD40 | Compatible with Fukuda Denshi/MD6M/Dual channel/4.0M/320 | Invasive Blood Pressure Cable Compatible with Fukuda Denshi - MD6M - Dual channel - Length: 4.0m - 320 | Invasive Blood Pressure Cable{R}Compatible with Fukuda Denshi - MD6M - Dual channel{R}Length: 4.0m - 320{R}REF: IBP-FDA-2MD40 | Invasive Blood Pressure Cable Compatible with Fukuda Denshi/MD6M/Dual channel/4.0M/320
6015939 | Invasive Blood Pressure Cable | IBP-FDB-2MD40 | Compatible with Fukuda Denshi/MD6M/Dual channel/4.0M/ | Invasive Blood Pressure Cable Compatible with Fukuda Denshi - MD6M - Dual channel - Length: 4.0m - | Invasive Blood Pressure Cable{R}Compatible with Fukuda Denshi - MD6M - Dual channel{R}Length: 4.0m - {R}REF: IBP-FDB-2MD40 | Invasive Blood Pressure Cable Compatible with Fukuda Denshi/MD6M/Dual channel/4.0M/
6015940 | Invasive Blood Pressure Cable | IBP-ET-2MD40 | Compatible with Emtel/MD6M/Dual channel/4.0M/179 | Invasive Blood Pressure Cable Compatible with Emtel - MD6M - Dual channel - Length: 4.0m - 179 | Invasive Blood Pressure Cable{R}Compatible with Emtel - MD6M - Dual channel{R}Length: 4.0m - 179{R}REF: IBP-ET-2MD40 | Invasive Blood Pressure Cable Compatible with Emtel/MD6M/Dual channel/4.0M/179
6015941 | Invasive Blood Pressure Cable | IBP-LT-2MD40 | Compatible with L&T/MD6M/Dual channel/4.0M/LP06-0B | Invasive Blood Pressure Cable Compatible with L&T - MD6M - Dual channel - Length: 4.0m - LP06-0B | Invasive Blood Pressure Cable{R}Compatible with L&T - MD6M - Dual channel{R}Length: 4.0m - LP06-0B{R}REF: IBP-LT-2MD40 | Invasive Blood Pressure Cable Compatible with L&T/MD6M/Dual channel/4.0M/LP06-0B
6015942 | Invasive Blood Pressure Cable | IBP-SK-2MD40 | Compatible with Stockert/MD6M/Dual channel/4.0M/326 | Invasive Blood Pressure Cable Compatible with Stockert - MD6M - Dual channel - Length: 4.0m - 326 | Invasive Blood Pressure Cable{R}Compatible with Stockert - MD6M - Dual channel{R}Length: 4.0m - 326{R}REF: IBP-SK-2MD40 | Invasive Blood Pressure Cable Compatible with Stockert/MD6M/Dual channel/4.0M/326
6015943 | Invasive Blood Pressure Cable | IBP-SR-2MD40 | Compatible with Sarans/MD6M/Dual channel/4.0M/LM05-G1B | Invasive Blood Pressure Cable Compatible with Sarans - MD6M - Dual channel - Length: 4.0m - LM05-G1B | Invasive Blood Pressure Cable{R}Compatible with Sarans - MD6M - Dual channel{R}Length: 4.0m - LM05-G1B{R}REF: IBP-SR-2MD40 | Invasive Blood Pressure Cable Compatible with Sarans/MD6M/Dual channel/4.0M/LM05-G1B
6015944 | Invasive Blood Pressure Cable | IBP-KR-2MD40 | Compatible with Kopran/MD6M/Dual channel/4.0M/LP04-0B | Invasive Blood Pressure Cable Compatible with Kopran - MD6M - Dual channel - Length: 4.0m - LP04-0B | Invasive Blood Pressure Cable{R}Compatible with Kopran - MD6M - Dual channel{R}Length: 4.0m - LP04-0B{R}REF: IBP-KR-2MD40 | Invasive Blood Pressure Cable Compatible with Kopran/MD6M/Dual channel/4.0M/LP04-0B
6015945 | Invasive Blood Pressure Cable | IBP-ME-2MD40 | Compatible with Maquet/MD6M/Dual channel/4.0M/LM05-G0B | Invasive Blood Pressure Cable Compatible with Maquet - MD6M - Dual channel - Length: 4.0m - LM05-G0B | Invasive Blood Pressure Cable{R}Compatible with Maquet - MD6M - Dual channel{R}Length: 4.0m - LM05-G0B{R}REF: IBP-ME-2MD40 | Invasive Blood Pressure Cable Compatible with Maquet/MD6M/Dual channel/4.0M/LM05-G0B
6015946 | Invasive Blood Pressure Cable | IBP-BR-2MD40 | Compatible with Bard/MD6M/Dual channel/4.0M/322 | Invasive Blood Pressure Cable Compatible with Bard - MD6M - Dual channel - Length: 4.0m - 322 | Invasive Blood Pressure Cable{R}Compatible with Bard - MD6M - Dual channel{R}Length: 4.0m - 322{R}REF: IBP-BR-2MD40 | Invasive Blood Pressure Cable Compatible with Bard/MD6M/Dual channel/4.0M/322
6015947 | Invasive Blood Pressure Cable | IBP-CM-2MD40 | Compatible with Comen/MD6M/Dual channel/4.0M/ | Invasive Blood Pressure Cable Compatible with Comen - MD6M - Dual channel - Length: 4.0m - | Invasive Blood Pressure Cable{R}Compatible with Comen - MD6M - Dual channel{R}Length: 4.0m - {R}REF: IBP-CM-2MD40 | Invasive Blood Pressure Cable Compatible with Comen/MD6M/Dual channel/4.0M/
6015948 | Invasive Blood Pressure Cable | IBP-IG-2MD40 | Compatible with IGEL/MD6M/Dual channel/4.0M/LP08-0R | Invasive Blood Pressure Cable Compatible with IGEL - MD6M - Dual channel - Length: 4.0m - LP08-0R | Invasive Blood Pressure Cable{R}Compatible with IGEL - MD6M - Dual channel{R}Length: 4.0m - LP08-0R{R}REF: IBP-IG-2MD40 | Invasive Blood Pressure Cable Compatible with IGEL/MD6M/Dual channel/4.0M/LP08-0R
6015949 | Invasive Blood Pressure Cable | IBP-GT-2MD40 | Compatible with GuoTeng/MD6M/Dual channel/4.0M/LP05-0B | Invasive Blood Pressure Cable Compatible with GuoTeng - MD6M - Dual channel - Length: 4.0m - LP05-0B | Invasive Blood Pressure Cable{R}Compatible with GuoTeng - MD6M - Dual channel{R}Length: 4.0m - LP05-0B{R}REF: IBP-GT-2MD40 | Invasive Blood Pressure Cable Compatible with GuoTeng/MD6M/Dual channel/4.0M/LP05-0B
6015950 | Invasive Blood Pressure Cable | IBP-SA-2MD40 | Compatible with SanAW/MD6M/Dual channel/4.0M/LP06-0B | Invasive Blood Pressure Cable Compatible with SanAW - MD6M - Dual channel - Length: 4.0m - LP06-0B | Invasive Blood Pressure Cable{R}Compatible with SanAW - MD6M - Dual channel{R}Length: 4.0m - LP06-0B{R}REF: IBP-SA-2MD40 | Invasive Blood Pressure Cable Compatible with SanAW/MD6M/Dual channel/4.0M/LP06-0B
6015951 | Invasive Blood Pressure Cable | IBP-FS-2MD40 | Compatible with Feas/MD6M/Dual channel/4.0M/203 | Invasive Blood Pressure Cable Compatible with Feas - MD6M - Dual channel - Length: 4.0m - 203 | Invasive Blood Pressure Cable{R}Compatible with Feas - MD6M - Dual channel{R}Length: 4.0m - 203{R}REF: IBP-FS-2MD40 | Invasive Blood Pressure Cable Compatible with Feas/MD6M/Dual channel/4.0M/203
6015952 | Invasive Blood Pressure Cable | IBP-JJA-2MD40 | Compatible with MD6M/Dual channel/4.0M/LP04-0B | Invasive Blood Pressure Cable Compatible with MD6M - Dual channel - Length: 4.0m - LP04-0B | Invasive Blood Pressure Cable{R}Compatible with MD6M - Dual channel{R}Length: 4.0m - LP04-0B{R}REF: IBP-JJA-2MD40 | Invasive Blood Pressure Cable Compatible with MD6M/Dual channel/4.0M/LP04-0B
6015953 | Invasive Blood Pressure Cable | IBP-JJB-2MD40 | Compatible with MD6M/Dual channel/4.0M/ | Invasive Blood Pressure Cable Compatible with MD6M - Dual channel - Length: 4.0m - | Invasive Blood Pressure Cable{R}Compatible with MD6M - Dual channel{R}Length: 4.0m - {R}REF: IBP-JJB-2MD40 | Invasive Blood Pressure Cable Compatible with MD6M/Dual channel/4.0M/
6015954 | Invasive Blood Pressure Cable | IBP-HY-2MD40 | Compatible with MD6M/Dual channel/4.0M/LP05-0B | Invasive Blood Pressure Cable Compatible with MD6M - Dual channel - Length: 4.0m - LP05-0B | Invasive Blood Pressure Cable{R}Compatible with MD6M - Dual channel{R}Length: 4.0m - LP05-0B{R}REF: IBP-HY-2MD40 | Invasive Blood Pressure Cable Compatible with MD6M/Dual channel/4.0M/LP05-0B
6015955 | Invasive Blood Pressure Cable | IBP-3MQ-3EW40 | Compatible with GE Marquette/Edwards/Three channels/4.0M/004 | Invasive Blood Pressure Cable Compatible with GE Marquette - Edwards - Three channels - Length: 4.0m - 004 | Invasive Blood Pressure Cable{R}Compatible with GE Marquette - Edwards - Three channels{R}Length: 4.0m - 004{R}REF: IBP-3MQ-3EW40 | Invasive Blood Pressure Cable Compatible with GE Marquette/Edwards/Three channels/4.0M/004