## Sheet1
6016xxx | ECG Leadwires | EC-3001G-A | Compatible with AA TypeMI 6P(Elbow)/ECG monitoring integration/3-leads/Clamp-Type/AHA/140B
| ECG Leadwires | EC-3001G-I | Compatible with AA TypeMI 6P(Elbow)/ECG monitoring integration/3-leads/Clamp-Type/IEC/140B
| ECG Leadwires | EC-3001S-A | Compatible with AA TypeMI 6P(Elbow)/ECG monitoring integration/3-leads/knot-Type/AHA/140B
| ECG Leadwires | EC-3001S-I | Compatible with AA TypeMI 6P(Elbow)/ECG monitoring integration/3-leads/knot-Type/IEC/140B
| ECG Leadwires | EC-3001RG-A | Compatible with AA TypeMI 6P(Elbow)/ECG monitoring integration/3-leads/Clamp-Type/AHA/140B
| ECG Leadwires | EC-3001RG-I | Compatible with AA TypeMI 6P(Elbow)/ECG monitoring integration/3-leads/Clamp-Type/IEC/140B
| ECG Leadwires | EC-3001RS-A | Compatible with AA TypeMI 6P(Elbow)/ECG monitoring integration/3-leads/knot-Type/AHA/140B
| ECG Leadwires | EC-3001RS-I | Compatible with AA TypeMI 6P(Elbow)/ECG monitoring integration/3-leads/knot-Type/IEC/140B
| ECG Leadwires | EC-3002G-A | Compatible with AA TypeMI 6P(Straight)/ECG monitoring integration/3-leads/Clamp-Type/AHA/140S
| ECG Leadwires | EC-3002G-I | Compatible with AA TypeMI 6P(Straight)/ECG monitoring integration/3-leads/Clamp-Type/IEC/140S
| ECG Leadwires | EC-3002S-A | Compatible with AA TypeMI 6P(Straight)/ECG monitoring integration/3-leads/knot-Type/AHA/140S
| ECG Leadwires | EC-3002S-I | Compatible with AA TypeMI 6P(Straight)/ECG monitoring integration/3-leads/knot-Type/IEC/140S
| ECG Leadwires | EC-3002RG-A | Compatible with AA TypeMI 6P(Straight)/ECG monitoring integration/3-leads/Clamp-Type/AHA/140S
| ECG Leadwires | EC-3002RG-I | Compatible with AA TypeMI 6P(Straight)/ECG monitoring integration/3-leads/Clamp-Type/IEC/140S
| ECG Leadwires | EC-3002RS-A | Compatible with AA TypeMI 6P(Straight)/ECG monitoring integration/3-leads/knot-Type/AHA/140S
| ECG Leadwires | EC-3002RS-I | Compatible with AA TypeMI 6P(Straight)/ECG monitoring integration/3-leads/knot-Type/IEC/140S
| ECG Leadwires | EC-3003RG-A | Compatible with AA TypeMI 5P/ECG monitoring integration/3-leads/Clamp-Type/AHA/142S
| ECG Leadwires | EC-3003RG-I | Compatible with AA TypeMI 5P/ECG monitoring integration/3-leads/Clamp-Type/IEC/142S
| ECG Leadwires | EC-3003RS-A | Compatible with AA TypeMI 5P/ECG monitoring integration/3-leads/knot-Type/AHA/142S
| ECG Leadwires | EC-3003RS-I | Compatible with AA TypeMI 5P/ECG monitoring integration/3-leads/knot-Type/IEC/142S
| ECG Leadwires | EC-3004G-A | Compatible with GE Marquette/ECG monitoring integration/3-leads/Clamp-Type/AHA/001
| ECG Leadwires | EC-3004G-I | Compatible with GE Marquette/ECG monitoring integration/3-leads/Clamp-Type/IEC/001
| ECG Leadwires | EC-3004S-A | Compatible with GE Marquette/ECG monitoring integration/3-leads/knot-Type/AHA/001
| ECG Leadwires | EC-3004S-I | Compatible with GE Marquette/ECG monitoring integration/3-leads/knot-Type/IEC/001
| ECG Leadwires | EC-3005RG-A | Compatible with Philips/ECG monitoring integration/3-leads/Clamp-Type/AHA/051S
| ECG Leadwires | EC-3005RG-I | Compatible with Philips/ECG monitoring integration/3-leads/Clamp-Type/IEC/051S
| ECG Leadwires | EC-3005RS-A | Compatible with Philips/ECG monitoring integration/3-leads/knot-Type/AHA/051S
| ECG Leadwires | EC-3005RS-I | Compatible with Philips/ECG monitoring integration/3-leads/knot-Type/IEC/051S
| ECG Leadwires | EC-3006RG-A | Compatible with Philips/ECG monitoring integration/3-leads/Clamp-Type/AHA/050S
| ECG Leadwires | EC-3006RG-I | Compatible with Philips/ECG monitoring integration/3-leads/Clamp-Type/IEC/050S
| ECG Leadwires | EC-3006RS-A | Compatible with Philips/ECG monitoring integration/3-leads/knot-Type/AHA/050S
| ECG Leadwires | EC-3006RS-I | Compatible with Philips/ECG monitoring integration/3-leads/knot-Type/IEC/050S
| ECG Leadwires | EC-3007RG-A | Compatible with Spacelabs/ECG monitoring integration/3-leads/Clamp-Type/AHA/110S
| ECG Leadwires | EC-3007RG-I | Compatible with Spacelabs/ECG monitoring integration/3-leads/Clamp-Type/IEC/110S
| ECG Leadwires | EC-3007RS-A | Compatible with Spacelabs/ECG monitoring integration/3-leads/knot-Type/AHA/110S
| ECG Leadwires | EC-3007RS-I | Compatible with Spacelabs/ECG monitoring integration/3-leads/knot-Type/IEC/110S
| ECG Leadwires | EC-3008RG-A | Compatible with GE Datex/ECG monitoring integration/3-leads/Clamp-Type/AHA/006B
| ECG Leadwires | EC-3008RG-I | Compatible with GE Datex/ECG monitoring integration/3-leads/Clamp-Type/IEC/006B
| ECG Leadwires | EC-3008RS-A | Compatible with GE Datex/ECG monitoring integration/3-leads/knot-Type/AHA/006B
| ECG Leadwires | EC-3008RS-I | Compatible with GE Datex/ECG monitoring integration/3-leads/knot-Type/IEC/006B
| ECG Leadwires | EC-3009G-A | Compatible with GE Datex/ECG monitoring integration(With breath)/3-leads/Clamp-Type/AHA/009B
| ECG Leadwires | EC-3009G-I | Compatible with GE Datex/ECG monitoring integration(With breath)/3-leads/Clamp-Type/IEC/009B
| ECG Leadwires | EC-3009S-A | Compatible with GE Datex/ECG monitoring integration(With breath)/3-leads/knot-Type/AHA/009B
| ECG Leadwires | EC-3009S-I | Compatible with GE Datex/ECG monitoring integration(With breath)/3-leads/knot-Type/IEC/009B
| ECG Leadwires | EC-3010G-A | Compatible with Artema/ECG monitoring integration/3-leads/Clamp-Type/AHA/011B
| ECG Leadwires | EC-3010G-I | Compatible with Artema/ECG monitoring integration/3-leads/Clamp-Type/IEC/011B
| ECG Leadwires | EC-3010S-A | Compatible with Artema/ECG monitoring integration/3-leads/knot-Type/AHA/011B
| ECG Leadwires | EC-3010S-I | Compatible with Artema/ECG monitoring integration/3-leads/knot-Type/IEC/011B
| ECG Leadwires | EC-3011RG-A | Compatible with Nihon Kohden/ECG monitoring integration/3-leads/Clamp-Type/AHA/100B
| ECG Leadwires | EC-3011RG-I | Compatible with Nihon Kohden/ECG monitoring integration/3-leads/Clamp-Type/IEC/100B
| ECG Leadwires | EC-3011RS-A | Compatible with Nihon Kohden/ECG monitoring integration/3-leads/knot-Type/AHA/100B
| ECG Leadwires | EC-3011RS-I | Compatible with Nihon Kohden/ECG monitoring integration/3-leads/knot-Type/IEC/100B
| ECG Leadwires | EC-3012G-A | Compatible with Nihon Kohden/ECG monitoring integration/3-leads/Clamp-Type/AHA/101B
| ECG Leadwires | EC-3012G-I | Compatible with Nihon Kohden/ECG monitoring integration/3-leads/Clamp-Type/IEC/101B
| ECG Leadwires | EC-3012S-A | Compatible with Nihon Kohden/ECG monitoring integration/3-leads/knot-Type/AHA/101B
| ECG Leadwires | EC-3012S-I | Compatible with Nihon Kohden/ECG monitoring integration/3-leads/knot-Type/IEC/101B
| ECG Leadwires | EC-3012RG-A | Compatible with Nihon Kohden/ECG monitoring integration/3-leads/Clamp-Type/AHA/101B
| ECG Leadwires | EC-3012RG-I | Compatible with Nihon Kohden/ECG monitoring integration/3-leads/Clamp-Type/IEC/101B
| ECG Leadwires | EC-3012RS-A | Compatible with Nihon Kohden/ECG monitoring integration/3-leads/knot-Type/AHA/101B
| ECG Leadwires | EC-3012RS-I | Compatible with Nihon Kohden/ECG monitoring integration/3-leads/knot-Type/IEC/101B
| ECG Leadwires | EC-3013G-A | Compatible with Nihon Kohden/ECG monitoring integration/3-leads/Clamp-Type/AHA/103
| ECG Leadwires | EC-3013G-I | Compatible with Nihon Kohden/ECG monitoring integration/3-leads/Clamp-Type/IEC/103
| ECG Leadwires | EC-3013S-A | Compatible with Nihon Kohden/ECG monitoring integration/3-leads/knot-Type/AHA/103
| ECG Leadwires | EC-3013S-I | Compatible with Nihon Kohden/ECG monitoring integration/3-leads/knot-Type/IEC/103
| ECG Leadwires | EC-3014RG-A | Compatible with Nihon Kohden/ECG monitoring integration/3-leads/Clamp-Type/AHA/102S
| ECG Leadwires | EC-3014RG-I | Compatible with Nihon Kohden/ECG monitoring integration/3-leads/Clamp-Type/IEC/102S
| ECG Leadwires | EC-3014RS-A | Compatible with Nihon Kohden/ECG monitoring integration/3-leads/knot-Type/AHA/102S
| ECG Leadwires | EC-3014RS-I | Compatible with Nihon Kohden/ECG monitoring integration/3-leads/knot-Type/IEC/102S
| ECG Leadwires | EC-3015RG-A | Compatible with Nihon Kohden/ECG monitoring integration/3-leads/Clamp-Type/AHA/253
| ECG Leadwires | EC-3015RG-I | Compatible with Nihon Kohden/ECG monitoring integration/3-leads/Clamp-Type/IEC/253
| ECG Leadwires | EC-3015RS-A | Compatible with Nihon Kohden/ECG monitoring integration/3-leads/knot-Type/AHA/253
| ECG Leadwires | EC-3015RS-I | Compatible with Nihon Kohden/ECG monitoring integration/3-leads/knot-Type/IEC/253
| ECG Leadwires | EC-3016G-A | Compatible with Mindray/ECG monitoring integration/3-leads/Clamp-Type/AHA/120S
| ECG Leadwires | EC-3016G-I | Compatible with Mindray/ECG monitoring integration/3-leads/Clamp-Type/IEC/120S
| ECG Leadwires | EC-3016S-A | Compatible with Mindray/ECG monitoring integration/3-leads/knot-Type/AHA/120S
| ECG Leadwires | EC-3016S-I | Compatible with Mindray/ECG monitoring integration/3-leads/knot-Type/IEC/120S
| ECG Leadwires | EC-3016RG-A | Compatible with Mindray/ECG monitoring integration/3-leads/Clamp-Type/AHA/120S
| ECG Leadwires | EC-3016RG-I | Compatible with Mindray/ECG monitoring integration/3-leads/Clamp-Type/IEC/120S
| ECG Leadwires | EC-3016RS-A | Compatible with Mindray/ECG monitoring integration/3-leads/knot-Type/AHA/120S
| ECG Leadwires | EC-3016RS-I | Compatible with Mindray/ECG monitoring integration/3-leads/knot-Type/IEC/120S
| ECG Leadwires | EC-3017G-A | Compatible with Mindray-Datascope/ECG monitoring integration/3-leads/Clamp-Type/AHA/140B
| ECG Leadwires | EC-3017G-I | Compatible with Mindray-Datascope/ECG monitoring integration/3-leads/Clamp-Type/IEC/140B
| ECG Leadwires | EC-3017S-A | Compatible with Mindray-Datascope/ECG monitoring integration/3-leads/knot-Type/AHA/140B
| ECG Leadwires | EC-3017S-I | Compatible with Mindray-Datascope/ECG monitoring integration/3-leads/knot-Type/IEC/140B
| ECG Leadwires | EC-3017RG-A | Compatible with Mindray-Datascope/ECG monitoring integration/3-leads/Clamp-Type/AHA/140B
| ECG Leadwires | EC-3017RG-I | Compatible with Mindray-Datascope/ECG monitoring integration/3-leads/Clamp-Type/IEC/140B
| ECG Leadwires | EC-3017RS-A | Compatible with Mindray-Datascope/ECG monitoring integration/3-leads/knot-Type/AHA/140B
| ECG Leadwires | EC-3017RS-I | Compatible with Mindray-Datascope/ECG monitoring integration/3-leads/knot-Type/IEC/140B
| ECG Leadwires | EC-3018RG-A | Compatible with Mindray-Datascope/ECG monitoring integration/3-leads/Clamp-Type/AHA/128
| ECG Leadwires | EC-3018RG-I | Compatible with Mindray-Datascope/ECG monitoring integration/3-leads/Clamp-Type/IEC/128
| ECG Leadwires | EC-3018RS-A | Compatible with Mindray-Datascope/ECG monitoring integration/3-leads/knot-Type/AHA/128
| ECG Leadwires | EC-3018RS-I | Compatible with Mindray-Datascope/ECG monitoring integration/3-leads/knot-Type/IEC/128
| ECG Leadwires | EC-3019RG-A | Compatible with Welch Allyn/ECG monitoring integration/3-leads/Clamp-Type/AHA/140B
| ECG Leadwires | EC-3019RG-I | Compatible with Welch Allyn/ECG monitoring integration/3-leads/Clamp-Type/IEC/140B
| ECG Leadwires | EC-3019RS-A | Compatible with Welch Allyn/ECG monitoring integration/3-leads/knot-Type/AHA/140B
| ECG Leadwires | EC-3019RS-I | Compatible with Welch Allyn/ECG monitoring integration/3-leads/knot-Type/IEC/140B
| ECG Leadwires | EC-3020RG-A | Compatible with Welch Allyn/ECG monitoring integration/3-leads/Clamp-Type/AHA/246
| ECG Leadwires | EC-3020RG-I | Compatible with Welch Allyn/ECG monitoring integration/3-leads/Clamp-Type/IEC/246
| ECG Leadwires | EC-3020RS-A | Compatible with Welch Allyn/ECG monitoring integration/3-leads/knot-Type/AHA/246
| ECG Leadwires | EC-3020RS-I | Compatible with Welch Allyn/ECG monitoring integration/3-leads/knot-Type/IEC/246
| ECG Leadwires | EC-3021G-A | Compatible with GE Hellige/ECG monitoring integration/3-leads/Clamp-Type/AHA/020S
| ECG Leadwires | EC-3021G-I | Compatible with GE Hellige/ECG monitoring integration/3-leads/Clamp-Type/IEC/020S
| ECG Leadwires | EC-3021S-A | Compatible with GE Hellige/ECG monitoring integration/3-leads/knot-Type/AHA/020S
| ECG Leadwires | EC-3021S-I | Compatible with GE Hellige/ECG monitoring integration/3-leads/knot-Type/IEC/020S
| ECG Leadwires | EC-3021RG-A | Compatible with GE Hellige/ECG monitoring integration/3-leads/Clamp-Type/AHA/020S
| ECG Leadwires | EC-3021RG-I | Compatible with GE Hellige/ECG monitoring integration/3-leads/Clamp-Type/IEC/020S
| ECG Leadwires | EC-3021RS-A | Compatible with GE Hellige/ECG monitoring integration/3-leads/knot-Type/AHA/020S
| ECG Leadwires | EC-3021RS-I | Compatible with GE Hellige/ECG monitoring integration/3-leads/knot-Type/IEC/020S
| ECG Leadwires | EC-3022G-A | Compatible with GE Corometrics(MECG)/ECG monitoring integration/3-leads/Clamp-Type/AHA/160B
| ECG Leadwires | EC-3022G-I | Compatible with GE Corometrics(MECG)/ECG monitoring integration/3-leads/Clamp-Type/IEC/160B
| ECG Leadwires | EC-3022S-A | Compatible with GE Corometrics(MECG)/ECG monitoring integration/3-leads/knot-Type/AHA/160B
| ECG Leadwires | EC-3022S-I | Compatible with GE Corometrics(MECG)/ECG monitoring integration/3-leads/knot-Type/IEC/160B
| ECG Leadwires | EC-3023G-A | Compatible with GE LOGIQ/ECG monitoring integration/3-leads/Clamp-Type/AHA/LP07-40B
| ECG Leadwires | EC-3023G-I | Compatible with GE LOGIQ/ECG monitoring integration/3-leads/Clamp-Type/IEC/LP07-40B
| ECG Leadwires | EC-3023S-A | Compatible with GE LOGIQ/ECG monitoring integration/3-leads/knot-Type/AHA/LP07-40B
| ECG Leadwires | EC-3023S-I | Compatible with GE LOGIQ/ECG monitoring integration/3-leads/knot-Type/IEC/LP07-40B
| ECG Leadwires | EC-3024G-A | Compatible with GE Vivid/ECG monitoring integration/3-leads/Clamp-Type/AHA/LP07-40B
| ECG Leadwires | EC-3024G-I | Compatible with GE Vivid/ECG monitoring integration/3-leads/Clamp-Type/IEC/LP07-40B
| ECG Leadwires | EC-3024S-A | Compatible with GE Vivid/ECG monitoring integration/3-leads/knot-Type/AHA/LP07-40B
| ECG Leadwires | EC-3024S-I | Compatible with GE Vivid/ECG monitoring integration/3-leads/knot-Type/IEC/LP07-40B
| ECG Leadwires | EC-3025G-A | Compatible with GE Marquette/ECG monitoring integration/3-leads/Clamp-Type/AHA/024S
| ECG Leadwires | EC-3025G-I | Compatible with GE Marquette/ECG monitoring integration/3-leads/Clamp-Type/IEC/024S
| ECG Leadwires | EC-3025S-A | Compatible with GE Marquette/ECG monitoring integration/3-leads/knot-Type/AHA/024S
| ECG Leadwires | EC-3025S-I | Compatible with GE Marquette/ECG monitoring integration/3-leads/knot-Type/IEC/024S
| ECG Leadwires | EC-3026G-A | Compatible with Siemens/ECG monitoring integration/3-leads/Clamp-Type/AHA/090S
| ECG Leadwires | EC-3026G-I | Compatible with Siemens/ECG monitoring integration/3-leads/Clamp-Type/IEC/090S
| ECG Leadwires | EC-3026S-A | Compatible with Siemens/ECG monitoring integration/3-leads/knot-Type/AHA/090S
| ECG Leadwires | EC-3026S-I | Compatible with Siemens/ECG monitoring integration/3-leads/knot-Type/IEC/090S
| ECG Leadwires | EC-3027G-A | Compatible with Draeger/ECG monitoring integration/3-leads/Clamp-Type/AHA/080
| ECG Leadwires | EC-3027G-I | Compatible with Draeger/ECG monitoring integration/3-leads/Clamp-Type/IEC/080
| ECG Leadwires | EC-3027S-A | Compatible with Draeger/ECG monitoring integration/3-leads/knot-Type/AHA/080
| ECG Leadwires | EC-3027S-I | Compatible with Draeger/ECG monitoring integration/3-leads/knot-Type/IEC/080
| ECG Leadwires | EC-3028G-A | Compatible with Draeger/ECG monitoring integration/3-leads/Clamp-Type/AHA/096S
| ECG Leadwires | EC-3028G-I | Compatible with Draeger/ECG monitoring integration/3-leads/Clamp-Type/IEC/096S
| ECG Leadwires | EC-3028S-A | Compatible with Draeger/ECG monitoring integration/3-leads/knot-Type/AHA/096S
| ECG Leadwires | EC-3028S-I | Compatible with Draeger/ECG monitoring integration/3-leads/knot-Type/IEC/096S
| ECG Leadwires | EC-3029RG-A | Compatible with Kontron/ECG monitoring integration/3-leads/Clamp-Type/AHA/166B
| ECG Leadwires | EC-3029RG-I | Compatible with Kontron/ECG monitoring integration/3-leads/Clamp-Type/IEC/166B
| ECG Leadwires | EC-3029RS-A | Compatible with Kontron/ECG monitoring integration/3-leads/knot-Type/AHA/166B
| ECG Leadwires | EC-3029RS-I | Compatible with Kontron/ECG monitoring integration/3-leads/knot-Type/IEC/166B
| ECG Leadwires | EC-3030G-A | Compatible with Kontron/ECG monitoring integration/3-leads/Clamp-Type/AHA/240
| ECG Leadwires | EC-3030G-I | Compatible with Kontron/ECG monitoring integration/3-leads/Clamp-Type/IEC/240
| ECG Leadwires | EC-3030S-A | Compatible with Kontron/ECG monitoring integration/3-leads/knot-Type/AHA/240
| ECG Leadwires | EC-3030S-I | Compatible with Kontron/ECG monitoring integration/3-leads/knot-Type/IEC/240
| ECG Leadwires | EC-3031G-A | Compatible with Fukuda Denshi/ECG monitoring integration/3-leads/Clamp-Type/AHA/169B
| ECG Leadwires | EC-3031G-I | Compatible with Fukuda Denshi/ECG monitoring integration/3-leads/Clamp-Type/IEC/169B
| ECG Leadwires | EC-3031S-A | Compatible with Fukuda Denshi/ECG monitoring integration/3-leads/knot-Type/AHA/169B
| ECG Leadwires | EC-3031S-I | Compatible with Fukuda Denshi/ECG monitoring integration/3-leads/knot-Type/IEC/169B
| ECG Leadwires | EC-3031RG-A | Compatible with Fukuda Denshi/ECG monitoring integration/3-leads/Clamp-Type/AHA/169B
| ECG Leadwires | EC-3031RG-I | Compatible with Fukuda Denshi/ECG monitoring integration/3-leads/Clamp-Type/IEC/169B
| ECG Leadwires | EC-3031RS-A | Compatible with Fukuda Denshi/ECG monitoring integration/3-leads/knot-Type/AHA/169B
| ECG Leadwires | EC-3031RS-I | Compatible with Fukuda Denshi/ECG monitoring integration/3-leads/knot-Type/IEC/169B
| ECG Leadwires | EC-3032G-A | Compatible with Fukuda Denshi/ECG monitoring integration/3-leads/Clamp-Type/AHA/319S
| ECG Leadwires | EC-3032G-I | Compatible with Fukuda Denshi/ECG monitoring integration/3-leads/Clamp-Type/IEC/319S
| ECG Leadwires | EC-3032S-A | Compatible with Fukuda Denshi/ECG monitoring integration/3-leads/knot-Type/AHA/319S
| ECG Leadwires | EC-3032S-I | Compatible with Fukuda Denshi/ECG monitoring integration/3-leads/knot-Type/IEC/319S
| ECG Leadwires | EC-3033G-A | Compatible with MEK/ECG monitoring integration/3-leads/Clamp-Type/AHA/201
| ECG Leadwires | EC-3033G-I | Compatible with MEK/ECG monitoring integration/3-leads/Clamp-Type/IEC/201
| ECG Leadwires | EC-3033S-A | Compatible with MEK/ECG monitoring integration/3-leads/knot-Type/AHA/201
| ECG Leadwires | EC-3033S-I | Compatible with MEK/ECG monitoring integration/3-leads/knot-Type/IEC/201
| ECG Leadwires | EC-3034G-A | Compatible with MEK/ECG monitoring integration/3-leads/Clamp-Type/AHA/140S
| ECG Leadwires | EC-3034G-I | Compatible with MEK/ECG monitoring integration/3-leads/Clamp-Type/IEC/140S
| ECG Leadwires | EC-3034S-A | Compatible with MEK/ECG monitoring integration/3-leads/knot-Type/AHA/140S
| ECG Leadwires | EC-3034S-I | Compatible with MEK/ECG monitoring integration/3-leads/knot-Type/IEC/140S
| ECG Leadwires | EC-3035G-A | Compatible with Colin/ECG monitoring integration/3-leads/Clamp-Type/AHA/308S
| ECG Leadwires | EC-3035G-I | Compatible with Colin/ECG monitoring integration/3-leads/Clamp-Type/IEC/308S
| ECG Leadwires | EC-3035S-A | Compatible with Colin/ECG monitoring integration/3-leads/knot-Type/AHA/308S
| ECG Leadwires | EC-3035S-I | Compatible with Colin/ECG monitoring integration/3-leads/knot-Type/IEC/308S
| ECG Leadwires | EC-3036G-A | Compatible with Colin/ECG monitoring integration/3-leads/Clamp-Type/AHA/309
| ECG Leadwires | EC-3036G-I | Compatible with Colin/ECG monitoring integration/3-leads/Clamp-Type/IEC/309
| ECG Leadwires | EC-3036S-A | Compatible with Colin/ECG monitoring integration/3-leads/knot-Type/AHA/309
| ECG Leadwires | EC-3036S-I | Compatible with Colin/ECG monitoring integration/3-leads/knot-Type/IEC/309
| ECG Leadwires | EC-3039RG-A | Compatible with Medtronic/ECG monitoring integration/3-leads/Clamp-Type/AHA/317
| ECG Leadwires | EC-3039RG-I | Compatible with Medtronic/ECG monitoring integration/3-leads/Clamp-Type/IEC/317
| ECG Leadwires | EC-3039RS-A | Compatible with Medtronic/ECG monitoring integration/3-leads/knot-Type/AHA/317
| ECG Leadwires | EC-3039RS-I | Compatible with Medtronic/ECG monitoring integration/3-leads/knot-Type/IEC/317
| ECG Leadwires | EC-3040G-A | Compatible with Schiller/ECG monitoring integration/3-leads/Clamp-Type/AHA/166B
| ECG Leadwires | EC-3040G-I | Compatible with Schiller/ECG monitoring integration/3-leads/Clamp-Type/IEC/166B
| ECG Leadwires | EC-3040S-A | Compatible with Schiller/ECG monitoring integration/3-leads/knot-Type/AHA/166B
| ECG Leadwires | EC-3040S-I | Compatible with Schiller/ECG monitoring integration/3-leads/knot-Type/IEC/166B
| ECG Leadwires | EC-3041RG-A | Compatible with Schiller/ECG monitoring integration/3-leads/Clamp-Type/AHA/166B
| ECG Leadwires | EC-3041RG-I | Compatible with Schiller/ECG monitoring integration/3-leads/Clamp-Type/IEC/166B
| ECG Leadwires | EC-3041RS-A | Compatible with Schiller/ECG monitoring integration/3-leads/knot-Type/AHA/166B
| ECG Leadwires | EC-3041RS-I | Compatible with Schiller/ECG monitoring integration/3-leads/knot-Type/IEC/166B
| ECG Leadwires | EC-3042G-A | Compatible with Creative/ECG monitoring integration/3-leads/Clamp-Type/AHA/LP06-0E
| ECG Leadwires | EC-3042G-I | Compatible with Creative/ECG monitoring integration/3-leads/Clamp-Type/IEC/LP06-0E
| ECG Leadwires | EC-3042S-A | Compatible with Creative/ECG monitoring integration/3-leads/knot-Type/AHA/LP06-0E
| ECG Leadwires | EC-3042S-I | Compatible with Creative/ECG monitoring integration/3-leads/knot-Type/IEC/LP06-0E
| ECG Leadwires | EC-3043G-A | Compatible with M&B/ECG monitoring integration/3-leads/Clamp-Type/AHA/141B
| ECG Leadwires | EC-3043G-I | Compatible with M&B/ECG monitoring integration/3-leads/Clamp-Type/IEC/141B
| ECG Leadwires | EC-3043S-A | Compatible with M&B/ECG monitoring integration/3-leads/knot-Type/AHA/141B
| ECG Leadwires | EC-3043S-I | Compatible with M&B/ECG monitoring integration/3-leads/knot-Type/IEC/141B
| ECG Leadwires | EC-3044RG-A | Compatible with Bionet/ECG monitoring integration/3-leads/Clamp-Type/AHA/307S
| ECG Leadwires | EC-3044RG-I | Compatible with Bionet/ECG monitoring integration/3-leads/Clamp-Type/IEC/307S
| ECG Leadwires | EC-3044RS-A | Compatible with Bionet/ECG monitoring integration/3-leads/knot-Type/AHA/307S
| ECG Leadwires | EC-3044RS-I | Compatible with Bionet/ECG monitoring integration/3-leads/knot-Type/IEC/307S
| ECG Leadwires | EC-3045G-A | Compatible with Bionet/ECG monitoring integration/3-leads/Clamp-Type/AHA/364
| ECG Leadwires | EC-3045G-I | Compatible with Bionet/ECG monitoring integration/3-leads/Clamp-Type/IEC/364
| ECG Leadwires | EC-3045S-A | Compatible with Bionet/ECG monitoring integration/3-leads/knot-Type/AHA/364
| ECG Leadwires | EC-3045S-I | Compatible with Bionet/ECG monitoring integration/3-leads/knot-Type/IEC/364
| ECG Leadwires | EC-3047G-A | Compatible with CAS/ECG monitoring integration/3-leads/Clamp-Type/AHA/262
| ECG Leadwires | EC-3047G-I | Compatible with CAS/ECG monitoring integration/3-leads/Clamp-Type/IEC/262
| ECG Leadwires | EC-3047S-A | Compatible with CAS/ECG monitoring integration/3-leads/knot-Type/AHA/262
| ECG Leadwires | EC-3047S-I | Compatible with CAS/ECG monitoring integration/3-leads/knot-Type/IEC/262
| ECG Leadwires | EC-3048G-A | Compatible with CAS/ECG monitoring integration/3-leads/Clamp-Type/AHA/242
| ECG Leadwires | EC-3048G-I | Compatible with CAS/ECG monitoring integration/3-leads/Clamp-Type/IEC/242
| ECG Leadwires | EC-3048S-A | Compatible with CAS/ECG monitoring integration/3-leads/knot-Type/AHA/242
| ECG Leadwires | EC-3048S-I | Compatible with CAS/ECG monitoring integration/3-leads/knot-Type/IEC/242
| ECG Leadwires | EC-3049G-A | Compatible with Emtel/ECG monitoring integration/3-leads/Clamp-Type/AHA/166B
| ECG Leadwires | EC-3049G-I | Compatible with Emtel/ECG monitoring integration/3-leads/Clamp-Type/IEC/166B
| ECG Leadwires | EC-3049S-A | Compatible with Emtel/ECG monitoring integration/3-leads/knot-Type/AHA/166B
| ECG Leadwires | EC-3049S-I | Compatible with Emtel/ECG monitoring integration/3-leads/knot-Type/IEC/166B
| ECG Leadwires | EC-3049RG-A | Compatible with Emtel/ECG monitoring integration/3-leads/Clamp-Type/AHA/166B
| ECG Leadwires | EC-3049RG-I | Compatible with Emtel/ECG monitoring integration/3-leads/Clamp-Type/IEC/166B
| ECG Leadwires | EC-3049RS-A | Compatible with Emtel/ECG monitoring integration/3-leads/knot-Type/AHA/166B
| ECG Leadwires | EC-3049RS-I | Compatible with Emtel/ECG monitoring integration/3-leads/knot-Type/IEC/166B
| ECG Leadwires | EC-3050G-A | Compatible with Mennen/ECG monitoring integration/3-leads/Clamp-Type/AHA/304S
| ECG Leadwires | EC-3050G-I | Compatible with Mennen/ECG monitoring integration/3-leads/Clamp-Type/IEC/304S
| ECG Leadwires | EC-3050S-A | Compatible with Mennen/ECG monitoring integration/3-leads/knot-Type/AHA/304S
| ECG Leadwires | EC-3050S-I | Compatible with Mennen/ECG monitoring integration/3-leads/knot-Type/IEC/304S
| ECG Leadwires | EC-3051RG-A | Compatible with Mennen/ECG monitoring integration/3-leads/Clamp-Type/AHA/181B
| ECG Leadwires | EC-3051RG-I | Compatible with Mennen/ECG monitoring integration/3-leads/Clamp-Type/IEC/181B
| ECG Leadwires | EC-3051RS-A | Compatible with Mennen/ECG monitoring integration/3-leads/knot-Type/AHA/181B
| ECG Leadwires | EC-3051RS-I | Compatible with Mennen/ECG monitoring integration/3-leads/knot-Type/IEC/181B
| ECG Leadwires | EC-3052RG-A | Compatible with Biolight/ECG monitoring integration/3-leads/Clamp-Type/AHA/166B
| ECG Leadwires | EC-3052RG-I | Compatible with Biolight/ECG monitoring integration/3-leads/Clamp-Type/IEC/166B
| ECG Leadwires | EC-3052RS-A | Compatible with Biolight/ECG monitoring integration/3-leads/knot-Type/AHA/166B
| ECG Leadwires | EC-3052RS-I | Compatible with Biolight/ECG monitoring integration/3-leads/knot-Type/IEC/166B
| ECG Leadwires | EC-3053RG-A | Compatible with Biolight/ECG monitoring integration/3-leads/Clamp-Type/AHA/150S
| ECG Leadwires | EC-3053RG-I | Compatible with Biolight/ECG monitoring integration/3-leads/Clamp-Type/IEC/150S
| ECG Leadwires | EC-3053RS-A | Compatible with Biolight/ECG monitoring integration/3-leads/knot-Type/AHA/150S
| ECG Leadwires | EC-3053RS-I | Compatible with Biolight/ECG monitoring integration/3-leads/knot-Type/IEC/150S
| ECG Leadwires | EC-3055G-A | Compatible with Biosys/ECG monitoring integration/3-leads/Clamp-Type/AHA/LP06-0E
| ECG Leadwires | EC-3055G-I | Compatible with Biosys/ECG monitoring integration/3-leads/Clamp-Type/IEC/LP06-0E
| ECG Leadwires | EC-3055S-A | Compatible with Biosys/ECG monitoring integration/3-leads/knot-Type/AHA/LP06-0E
| ECG Leadwires | EC-3055S-I | Compatible with Biosys/ECG monitoring integration/3-leads/knot-Type/IEC/LP06-0E
| ECG Leadwires | EC-3056G-A | Compatible with Comen/ECG monitoring integration/3-leads/Clamp-Type/AHA/140B
| ECG Leadwires | EC-3056G-I | Compatible with Comen/ECG monitoring integration/3-leads/Clamp-Type/IEC/140B
| ECG Leadwires | EC-3056S-A | Compatible with Comen/ECG monitoring integration/3-leads/knot-Type/AHA/140B
| ECG Leadwires | EC-3056S-I | Compatible with Comen/ECG monitoring integration/3-leads/knot-Type/IEC/140B
| ECG Leadwires | EC-3057G-A | Compatible with Comen/ECG monitoring integration/3-leads/Clamp-Type/AHA/334S
| ECG Leadwires | EC-3057G-I | Compatible with Comen/ECG monitoring integration/3-leads/Clamp-Type/IEC/334S
| ECG Leadwires | EC-3057S-A | Compatible with Comen/ECG monitoring integration/3-leads/knot-Type/AHA/334S
| ECG Leadwires | EC-3057S-I | Compatible with Comen/ECG monitoring integration/3-leads/knot-Type/IEC/334S
| ECG Leadwires | EC-3058RG-A | Compatible with Infinium/ECG monitoring integration/3-leads/Clamp-Type/AHA/338S
| ECG Leadwires | EC-3058RG-I | Compatible with Infinium/ECG monitoring integration/3-leads/Clamp-Type/IEC/338S
| ECG Leadwires | EC-3058RS-A | Compatible with Infinium/ECG monitoring integration/3-leads/knot-Type/AHA/338S
| ECG Leadwires | EC-3058RS-I | Compatible with Infinium/ECG monitoring integration/3-leads/knot-Type/IEC/338S
| ECG Leadwires | EC-3062G-A | Compatible with SonoScape/ECG monitoring integration/3-leads/Clamp-Type/AHA/LP06-40E
| ECG Leadwires | EC-3062G-I | Compatible with SonoScape/ECG monitoring integration/3-leads/Clamp-Type/IEC/LP06-40E
| ECG Leadwires | EC-3062S-A | Compatible with SonoScape/ECG monitoring integration/3-leads/knot-Type/AHA/LP06-40E
| ECG Leadwires | EC-3062S-I | Compatible with SonoScape/ECG monitoring integration/3-leads/knot-Type/IEC/LP06-40E
| ECG Leadwires | EC-3063RG-A | Compatible with COMBIOMED/ECG monitoring integration/3-leads/Clamp-Type/AHA/142S
| ECG Leadwires | EC-3063RG-I | Compatible with COMBIOMED/ECG monitoring integration/3-leads/Clamp-Type/IEC/142S
| ECG Leadwires | EC-3063RS-A | Compatible with COMBIOMED/ECG monitoring integration/3-leads/knot-Type/AHA/142S
| ECG Leadwires | EC-3063RS-I | Compatible with COMBIOMED/ECG monitoring integration/3-leads/knot-Type/IEC/142S
| ECG Leadwires | EC-3064G-A | Compatible with CHAMCARE/ECG monitoring integration/3-leads/Clamp-Type/AHA/LP04-80B
| ECG Leadwires | EC-3064G-I | Compatible with CHAMCARE/ECG monitoring integration/3-leads/Clamp-Type/IEC/LP04-80B
| ECG Leadwires | EC-3064S-A | Compatible with CHAMCARE/ECG monitoring integration/3-leads/knot-Type/AHA/LP04-80B
| ECG Leadwires | EC-3064S-I | Compatible with CHAMCARE/ECG monitoring integration/3-leads/knot-Type/IEC/LP04-80B
| ECG Leadwires | EC-3066G-A | Compatible with Lohmeier/ECG monitoring integration/3-leads/Clamp-Type/AHA/310S
| ECG Leadwires | EC-3066G-I | Compatible with Lohmeier/ECG monitoring integration/3-leads/Clamp-Type/IEC/310S
| ECG Leadwires | EC-3066S-A | Compatible with Lohmeier/ECG monitoring integration/3-leads/knot-Type/AHA/310S
| ECG Leadwires | EC-3066S-I | Compatible with Lohmeier/ECG monitoring integration/3-leads/knot-Type/IEC/310S
| ECG Leadwires | EC-3067G-A | Compatible with Huntleigh/ECG monitoring integration/3-leads/Clamp-Type/AHA/LP08-0E
| ECG Leadwires | EC-3067G-I | Compatible with Huntleigh/ECG monitoring integration/3-leads/Clamp-Type/IEC/LP08-0E
| ECG Leadwires | EC-3067S-A | Compatible with Huntleigh/ECG monitoring integration/3-leads/knot-Type/AHA/LP08-0E
| ECG Leadwires | EC-3067S-I | Compatible with Huntleigh/ECG monitoring integration/3-leads/knot-Type/IEC/LP08-0E
| ECG Leadwires | EC-3072G-A | Compatible with Cardell/ECG monitoring integration/3-leads/Clamp-Type/AHA/242
| ECG Leadwires | EC-3072G-I | Compatible with Cardell/ECG monitoring integration/3-leads/Clamp-Type/IEC/242
| ECG Leadwires | EC-3072S-A | Compatible with Cardell/ECG monitoring integration/3-leads/knot-Type/AHA/242
| ECG Leadwires | EC-3072S-I | Compatible with Cardell/ECG monitoring integration/3-leads/knot-Type/IEC/242
| ECG Leadwires | EC-3074G-A | Compatible with Siemens CT/ECG monitoring integration/3-leads/Clamp-Type/AHA/LP04T
| ECG Leadwires | EC-3074G-I | Compatible with Siemens CT/ECG monitoring integration/3-leads/Clamp-Type/IEC/LP04T
| ECG Leadwires | EC-3074S-A | Compatible with Siemens CT/ECG monitoring integration/3-leads/knot-Type/AHA/LP04T
| ECG Leadwires | EC-3074S-I | Compatible with Siemens CT/ECG monitoring integration/3-leads/knot-Type/IEC/LP04T
| ECG Leadwires | EC-3076G-A | Compatible with FUKUDA/ECG monitoring integration/3-leads/Clamp-Type/AHA/379
| ECG Leadwires | EC-3076G-I | Compatible with FUKUDA/ECG monitoring integration/3-leads/Clamp-Type/IEC/379
| ECG Leadwires | EC-3076S-A | Compatible with FUKUDA/ECG monitoring integration/3-leads/knot-Type/AHA/379
| ECG Leadwires | EC-3076S-I | Compatible with FUKUDA/ECG monitoring integration/3-leads/knot-Type/IEC/379
| ECG Leadwires | EC-3004G(50)-A | Compatible with GE Marquette/ECG monitoring integration/3-leads/Clamp-Type/AHA/001
| ECG Leadwires | EC-3073G-A | Compatible with GE Marquette(MECG)/ECG monitoring integration/3-leads/Clamp-Type/AHA/001
| ECG Leadwires | EC-3073G-I | Compatible with GE Marquette(MECG)/ECG monitoring integration/3-leads/Clamp-Type/IEC/001
| ECG Leadwires | EC-3073S-A | Compatible with GE Marquette(MECG)/ECG monitoring integration/3-leads/knot-Type/AHA/001
| ECG Leadwires | EC-3073S-I | Compatible with GE Marquette(MECG)/ECG monitoring integration/3-leads/knot-Type/IEC/001
| ECG Leadwires | EC-3005RG(41)-A | Compatible with Philips/ECG monitoring integration/3-leads/Clamp-Type/AHA/051S
| ECG Leadwires | EC-3001G(40)-A | Compatible with AA TypeMI 6P(Elbow)/ECG monitoring integration/3-leads/Clamp-Type/AHA/140B
| ECG Leadwires | EC-3016S(67)-A | Compatible with Mindray/ECG monitoring integration/3-leads/knot-Type/AHA/120S
| ECG Leadwires | EC-4001G-A | Compatible with AA TypeMI 6P(Elbow)/ECG monitoring integration/4-leads/Clamp-Type/AHA/140B
| ECG Leadwires | EC-4001G-I | Compatible with AA TypeMI 6P(Elbow)/ECG monitoring integration/4-leads/Clamp-Type/IEC/140B
| ECG Leadwires | EC-4001S-A | Compatible with AA TypeMI 6P(Elbow)/ECG monitoring integration/4-leads/knot-Type/AHA/140B
| ECG Leadwires | EC-4001S-I | Compatible with AA TypeMI 6P(Elbow)/ECG monitoring integration/4-leads/knot-Type/IEC/140B
| ECG Leadwires | EC-4001RG-A | Compatible with AA TypeMI 6P(Elbow)/ECG monitoring integration/4-leads/Clamp-Type/AHA/140B
| ECG Leadwires | EC-4001RG-I | Compatible with AA TypeMI 6P(Elbow)/ECG monitoring integration/4-leads/Clamp-Type/IEC/140B
| ECG Leadwires | EC-4001RS-A | Compatible with AA TypeMI 6P(Elbow)/ECG monitoring integration/4-leads/knot-Type/AHA/140B
| ECG Leadwires | EC-4001RS-I | Compatible with AA TypeMI 6P(Elbow)/ECG monitoring integration/4-leads/knot-Type/IEC/140B
| ECG Leadwires | EC-4002G-A | Compatible with AA TypeMI 6P(Straight)/ECG monitoring integration/4-leads/Clamp-Type/AHA/140S
| ECG Leadwires | EC-4002G-I | Compatible with AA TypeMI 6P(Straight)/ECG monitoring integration/4-leads/Clamp-Type/IEC/140S
| ECG Leadwires | EC-4002S-A | Compatible with AA TypeMI 6P(Straight)/ECG monitoring integration/4-leads/knot-Type/AHA/140S
| ECG Leadwires | EC-4002S-I | Compatible with AA TypeMI 6P(Straight)/ECG monitoring integration/4-leads/knot-Type/IEC/140S
| ECG Leadwires | EC-4002RG-A | Compatible with AA TypeMI 6P(Straight)/ECG monitoring integration/4-leads/Clamp-Type/AHA/140S
| ECG Leadwires | EC-4002RG-I | Compatible with AA TypeMI 6P(Straight)/ECG monitoring integration/4-leads/Clamp-Type/IEC/140S
| ECG Leadwires | EC-4002RS-A | Compatible with AA TypeMI 6P(Straight)/ECG monitoring integration/4-leads/knot-Type/AHA/140S
| ECG Leadwires | EC-4002RS-I | Compatible with AA TypeMI 6P(Straight)/ECG monitoring integration/4-leads/knot-Type/IEC/140S
| ECG Leadwires | EC-4039RG-A | Compatible with Medtronic/ECG monitoring integration/4-leads/Clamp-Type/AHA/317
| ECG Leadwires | EC-4039RG-I | Compatible with Medtronic/ECG monitoring integration/4-leads/Clamp-Type/IEC/317
| ECG Leadwires | EC-4039RS-A | Compatible with Medtronic/ECG monitoring integration/4-leads/knot-Type/AHA/317
| ECG Leadwires | EC-4039RS-I | Compatible with Medtronic/ECG monitoring integration/4-leads/knot-Type/IEC/317
| ECG Leadwires | EC-4054RG-A | Compatible with Primedic/ECG monitoring integration/4-leads/Clamp-Type/AHA/LP16-CAB
| ECG Leadwires | EC-4054RG-I | Compatible with Primedic/ECG monitoring integration/4-leads/Clamp-Type/IEC/LP16-CAB
| ECG Leadwires | EC-4054RS-A | Compatible with Primedic/ECG monitoring integration/4-leads/knot-Type/AHA/LP16-CAB
| ECG Leadwires | EC-4054RS-I | Compatible with Primedic/ECG monitoring integration/4-leads/knot-Type/IEC/LP16-CAB
| ECG Leadwires | EC-4059G-A | Compatible with Petas/ECG monitoring integration/4-leads/Clamp-Type/AHA/LP06-0E
| ECG Leadwires | EC-4059G-I | Compatible with Petas/ECG monitoring integration/4-leads/Clamp-Type/IEC/LP06-0E
| ECG Leadwires | EC-4059S-A | Compatible with Petas/ECG monitoring integration/4-leads/knot-Type/AHA/LP06-0E
| ECG Leadwires | EC-4059S-I | Compatible with Petas/ECG monitoring integration/4-leads/knot-Type/IEC/LP06-0E
| ECG Leadwires | EC-4068RG-A | Compatible with Corpuls/ECG monitoring integration/4-leads/Clamp-Type/AHA/330S
| ECG Leadwires | EC-4068RG-I | Compatible with Corpuls/ECG monitoring integration/4-leads/Clamp-Type/IEC/330S
| ECG Leadwires | EC-4068RS-A | Compatible with Corpuls/ECG monitoring integration/4-leads/knot-Type/AHA/330S
| ECG Leadwires | EC-4068RS-I | Compatible with Corpuls/ECG monitoring integration/4-leads/knot-Type/IEC/330S
| ECG Leadwires | EC-4070G-A | Compatible with Siemens/ECG monitoring integration/4-leads/Clamp-Type/AHA/323
| ECG Leadwires | EC-4070G-I | Compatible with Siemens/ECG monitoring integration/4-leads/Clamp-Type/IEC/323
| ECG Leadwires | EC-4070S-A | Compatible with Siemens/ECG monitoring integration/4-leads/knot-Type/AHA/323
| ECG Leadwires | EC-4070S-I | Compatible with Siemens/ECG monitoring integration/4-leads/knot-Type/IEC/323
| ECG Leadwires | EC-5001G-A | Compatible with AA TypeMI 6P(Elbow)/ECG monitoring integration/5-leads/Clamp-Type/AHA/140B
| ECG Leadwires | EC-5001G-I | Compatible with AA TypeMI 6P(Elbow)/ECG monitoring integration/5-leads/Clamp-Type/IEC/140B
| ECG Leadwires | EC-5001S-A | Compatible with AA TypeMI 6P(Elbow)/ECG monitoring integration/5-leads/knot-Type/AHA/140B
| ECG Leadwires | EC-5001S-I | Compatible with AA TypeMI 6P(Elbow)/ECG monitoring integration/5-leads/knot-Type/IEC/140B
| ECG Leadwires | EC-5001RG-A | Compatible with AA TypeMI 6P(Elbow)/ECG monitoring integration/5-leads/Clamp-Type/AHA/140B
| ECG Leadwires | EC-5001RG-I | Compatible with AA TypeMI 6P(Elbow)/ECG monitoring integration/5-leads/Clamp-Type/IEC/140B
| ECG Leadwires | EC-5001RS-A | Compatible with AA TypeMI 6P(Elbow)/ECG monitoring integration/5-leads/knot-Type/AHA/140B
| ECG Leadwires | EC-5001RS-I | Compatible with AA TypeMI 6P(Elbow)/ECG monitoring integration/5-leads/knot-Type/IEC/140B
| ECG Leadwires | EC-5002G-A | Compatible with AA TypeMI 6P(Straight)/ECG monitoring integration/5-leads/Clamp-Type/AHA/140S
| ECG Leadwires | EC-5002G-I | Compatible with AA TypeMI 6P(Straight)/ECG monitoring integration/5-leads/Clamp-Type/IEC/140S
| ECG Leadwires | EC-5002S-A | Compatible with AA TypeMI 6P(Straight)/ECG monitoring integration/5-leads/knot-Type/AHA/140S
| ECG Leadwires | EC-5002S-I | Compatible with AA TypeMI 6P(Straight)/ECG monitoring integration/5-leads/knot-Type/IEC/140S
| ECG Leadwires | EC-5002RG-A | Compatible with AA TypeMI 6P(Straight)/ECG monitoring integration/5-leads/Clamp-Type/AHA/140S
| ECG Leadwires | EC-5002RG-I | Compatible with AA TypeMI 6P(Straight)/ECG monitoring integration/5-leads/Clamp-Type/IEC/140S
| ECG Leadwires | EC-5002RS-A | Compatible with AA TypeMI 6P(Straight)/ECG monitoring integration/5-leads/knot-Type/AHA/140S
| ECG Leadwires | EC-5002RS-I | Compatible with AA TypeMI 6P(Straight)/ECG monitoring integration/5-leads/knot-Type/IEC/140S
| ECG Leadwires | EC-5003RG-A | Compatible with AA TypeMI 5P/ECG monitoring integration/5-leads/Clamp-Type/AHA/142S
| ECG Leadwires | EC-5003RG-I | Compatible with AA TypeMI 5P/ECG monitoring integration/5-leads/Clamp-Type/IEC/142S
| ECG Leadwires | EC-5003RS-A | Compatible with AA TypeMI 5P/ECG monitoring integration/5-leads/knot-Type/AHA/142S
| ECG Leadwires | EC-5003RS-I | Compatible with AA TypeMI 5P/ECG monitoring integration/5-leads/knot-Type/IEC/142S
| ECG Leadwires | EC-5004G-A | Compatible with GE Marquette/ECG monitoring integration/5-leads/Clamp-Type/AHA/001
| ECG Leadwires | EC-5004G-I | Compatible with GE Marquette/ECG monitoring integration/5-leads/Clamp-Type/IEC/001
| ECG Leadwires | EC-5004S-A | Compatible with GE Marquette/ECG monitoring integration/5-leads/knot-Type/AHA/001
| ECG Leadwires | EC-5004S-I | Compatible with GE Marquette/ECG monitoring integration/5-leads/knot-Type/IEC/001
| ECG Leadwires | EC-5005RG-A | Compatible with Philips/ECG monitoring integration/5-leads/Clamp-Type/AHA/051S
| ECG Leadwires | EC-5005RG-I | Compatible with Philips/ECG monitoring integration/5-leads/Clamp-Type/IEC/051S
| ECG Leadwires | EC-5005RS-A | Compatible with Philips/ECG monitoring integration/5-leads/knot-Type/AHA/051S
| ECG Leadwires | EC-5005RS-I | Compatible with Philips/ECG monitoring integration/5-leads/knot-Type/IEC/051S
| ECG Leadwires | EC-5006RG-A | Compatible with Philips/ECG monitoring integration/5-leads/Clamp-Type/AHA/050S
| ECG Leadwires | EC-5006RG-I | Compatible with Philips/ECG monitoring integration/5-leads/Clamp-Type/IEC/050S
| ECG Leadwires | EC-5006RS-A | Compatible with Philips/ECG monitoring integration/5-leads/knot-Type/AHA/050S
| ECG Leadwires | EC-5006RS-I | Compatible with Philips/ECG monitoring integration/5-leads/knot-Type/IEC/050S
| ECG Leadwires | EC-5007RG-A | Compatible with Spacelabs/ECG monitoring integration/5-leads/Clamp-Type/AHA/110S
| ECG Leadwires | EC-5007RG-I | Compatible with Spacelabs/ECG monitoring integration/5-leads/Clamp-Type/IEC/110S
| ECG Leadwires | EC-5007RS-A | Compatible with Spacelabs/ECG monitoring integration/5-leads/knot-Type/AHA/110S
| ECG Leadwires | EC-5007RS-I | Compatible with Spacelabs/ECG monitoring integration/5-leads/knot-Type/IEC/110S
| ECG Leadwires | EC-5008RG-A | Compatible with GE Datex/ECG monitoring integration/5-leads/Clamp-Type/AHA/006B
| ECG Leadwires | EC-5008RG-I | Compatible with GE Datex/ECG monitoring integration/5-leads/Clamp-Type/IEC/006B
| ECG Leadwires | EC-5008RS-A | Compatible with GE Datex/ECG monitoring integration/5-leads/knot-Type/AHA/006B
| ECG Leadwires | EC-5008RS-I | Compatible with GE Datex/ECG monitoring integration/5-leads/knot-Type/IEC/006B
| ECG Leadwires | EC-5009G-A | Compatible with GE Datex/ECG monitoring integration(With breath)/5-leads/Clamp-Type/AHA/009B
| ECG Leadwires | EC-5009G-I | Compatible with GE Datex/ECG monitoring integration(With breath)/5-leads/Clamp-Type/IEC/009B
| ECG Leadwires | EC-5009S-A | Compatible with GE Datex/ECG monitoring integration(With breath)/5-leads/knot-Type/AHA/009B
| ECG Leadwires | EC-5009S-I | Compatible with GE Datex/ECG monitoring integration(With breath)/5-leads/knot-Type/IEC/009B
| ECG Leadwires | EC-5010G-A | Compatible with Artema/ECG monitoring integration/5-leads/Clamp-Type/AHA/011B
| ECG Leadwires | EC-5010G-I | Compatible with Artema/ECG monitoring integration/5-leads/Clamp-Type/IEC/011B
| ECG Leadwires | EC-5010S-A | Compatible with Artema/ECG monitoring integration/5-leads/knot-Type/AHA/011B
| ECG Leadwires | EC-5010S-I | Compatible with Artema/ECG monitoring integration/5-leads/knot-Type/IEC/011B
| ECG Leadwires | EC-5011RG-A | Compatible with Nihon Kohden/ECG monitoring integration/5-leads/Clamp-Type/AHA/100B
| ECG Leadwires | EC-5011RG-I | Compatible with Nihon Kohden/ECG monitoring integration/5-leads/Clamp-Type/IEC/100B
| ECG Leadwires | EC-5011RS-A | Compatible with Nihon Kohden/ECG monitoring integration/5-leads/knot-Type/AHA/100B
| ECG Leadwires | EC-5011RS-I | Compatible with Nihon Kohden/ECG monitoring integration/5-leads/knot-Type/IEC/100B
| ECG Leadwires | EC-5012G-A | Compatible with Nihon Kohden/ECG monitoring integration/5-leads/Clamp-Type/AHA/101B
| ECG Leadwires | EC-5012G-I | Compatible with Nihon Kohden/ECG monitoring integration/5-leads/Clamp-Type/IEC/101B
| ECG Leadwires | EC-5012S-A | Compatible with Nihon Kohden/ECG monitoring integration/5-leads/knot-Type/AHA/101B
| ECG Leadwires | EC-5012S-I | Compatible with Nihon Kohden/ECG monitoring integration/5-leads/knot-Type/IEC/101B
| ECG Leadwires | EC-5012RG-A | Compatible with Nihon Kohden/ECG monitoring integration/5-leads/Clamp-Type/AHA/101B
| ECG Leadwires | EC-5012RG-I | Compatible with Nihon Kohden/ECG monitoring integration/5-leads/Clamp-Type/IEC/101B
| ECG Leadwires | EC-5012RS-A | Compatible with Nihon Kohden/ECG monitoring integration/5-leads/knot-Type/AHA/101B
| ECG Leadwires | EC-5012RS-I | Compatible with Nihon Kohden/ECG monitoring integration/5-leads/knot-Type/IEC/101B
| ECG Leadwires | EC-5014RG-A | Compatible with Nihon Kohden/ECG monitoring integration/5-leads/Clamp-Type/AHA/102S
| ECG Leadwires | EC-5014RG-I | Compatible with Nihon Kohden/ECG monitoring integration/5-leads/Clamp-Type/IEC/102S
| ECG Leadwires | EC-5014RS-A | Compatible with Nihon Kohden/ECG monitoring integration/5-leads/knot-Type/AHA/102S
| ECG Leadwires | EC-5014RS-I | Compatible with Nihon Kohden/ECG monitoring integration/5-leads/knot-Type/IEC/102S
| ECG Leadwires | EC-5016G-A | Compatible with Mindray/ECG monitoring integration/5-leads/Clamp-Type/AHA/120S
| ECG Leadwires | EC-5016G-I | Compatible with Mindray/ECG monitoring integration/5-leads/Clamp-Type/IEC/120S
| ECG Leadwires | EC-5016S-A | Compatible with Mindray/ECG monitoring integration/5-leads/knot-Type/AHA/120S
| ECG Leadwires | EC-5016S-I | Compatible with Mindray/ECG monitoring integration/5-leads/knot-Type/IEC/120S
| ECG Leadwires | EC-5016RG-A | Compatible with Mindray/ECG monitoring integration/5-leads/Clamp-Type/AHA/120S
| ECG Leadwires | EC-5016RG-I | Compatible with Mindray/ECG monitoring integration/5-leads/Clamp-Type/IEC/120S
| ECG Leadwires | EC-5016RS-A | Compatible with Mindray/ECG monitoring integration/5-leads/knot-Type/AHA/120S
| ECG Leadwires | EC-5016RS-I | Compatible with Mindray/ECG monitoring integration/5-leads/knot-Type/IEC/120S
| ECG Leadwires | EC-5018RG-A | Compatible with Mindray-Datascope/ECG monitoring integration/5-leads/Clamp-Type/AHA/128
| ECG Leadwires | EC-5018RG-I | Compatible with Mindray-Datascope/ECG monitoring integration/5-leads/Clamp-Type/IEC/128
| ECG Leadwires | EC-5018RS-A | Compatible with Mindray-Datascope/ECG monitoring integration/5-leads/knot-Type/AHA/128
| ECG Leadwires | EC-5018RS-I | Compatible with Mindray-Datascope/ECG monitoring integration/5-leads/knot-Type/IEC/128
| ECG Leadwires | EC-5020RG-A | Compatible with Welch Allyn/ECG monitoring integration/5-leads/Clamp-Type/AHA/246
| ECG Leadwires | EC-5020RG-I | Compatible with Welch Allyn/ECG monitoring integration/5-leads/Clamp-Type/IEC/246
| ECG Leadwires | EC-5020RS-A | Compatible with Welch Allyn/ECG monitoring integration/5-leads/knot-Type/AHA/246
| ECG Leadwires | EC-5020RS-I | Compatible with Welch Allyn/ECG monitoring integration/5-leads/knot-Type/IEC/246
| ECG Leadwires | EC-5021G-A | Compatible with GE Hellige/ECG monitoring integration/5-leads/Clamp-Type/AHA/020S
| ECG Leadwires | EC-5021G-I | Compatible with GE Hellige/ECG monitoring integration/5-leads/Clamp-Type/IEC/020S
| ECG Leadwires | EC-5021S-A | Compatible with GE Hellige/ECG monitoring integration/5-leads/knot-Type/AHA/020S
| ECG Leadwires | EC-5021S-I | Compatible with GE Hellige/ECG monitoring integration/5-leads/knot-Type/IEC/020S
| ECG Leadwires | EC-5021RG-A | Compatible with GE Hellige/ECG monitoring integration/5-leads/Clamp-Type/AHA/020S
| ECG Leadwires | EC-5021RG-I | Compatible with GE Hellige/ECG monitoring integration/5-leads/Clamp-Type/IEC/020S
| ECG Leadwires | EC-5021RS-A | Compatible with GE Hellige/ECG monitoring integration/5-leads/knot-Type/AHA/020S
| ECG Leadwires | EC-5021RS-I | Compatible with GE Hellige/ECG monitoring integration/5-leads/knot-Type/IEC/020S
| ECG Leadwires | EC-5025G-A | Compatible with GE Marquette/ECG monitoring integration/5-leads/Clamp-Type/AHA/024S
| ECG Leadwires | EC-5025G-I | Compatible with GE Marquette/ECG monitoring integration/5-leads/Clamp-Type/IEC/024S
| ECG Leadwires | EC-5025S-A | Compatible with GE Marquette/ECG monitoring integration/5-leads/knot-Type/AHA/024S
| ECG Leadwires | EC-5025S-I | Compatible with GE Marquette/ECG monitoring integration/5-leads/knot-Type/IEC/024S
| ECG Leadwires | EC-5026G-A | Compatible with Siemens/ECG monitoring integration/5-leads/Clamp-Type/AHA/090S
| ECG Leadwires | EC-5026G-I | Compatible with Siemens/ECG monitoring integration/5-leads/Clamp-Type/IEC/090S
| ECG Leadwires | EC-5026S-A | Compatible with Siemens/ECG monitoring integration/5-leads/knot-Type/AHA/090S
| ECG Leadwires | EC-5026S-I | Compatible with Siemens/ECG monitoring integration/5-leads/knot-Type/IEC/090S
| ECG Leadwires | EC-5029RG-A | Compatible with Kontron/ECG monitoring integration/5-leads/Clamp-Type/AHA/166B
| ECG Leadwires | EC-5029RG-I | Compatible with Kontron/ECG monitoring integration/5-leads/Clamp-Type/IEC/166B
| ECG Leadwires | EC-5029RS-A | Compatible with Kontron/ECG monitoring integration/5-leads/knot-Type/AHA/166B
| ECG Leadwires | EC-5029RS-I | Compatible with Kontron/ECG monitoring integration/5-leads/knot-Type/IEC/166B
| ECG Leadwires | EC-5031G-A | Compatible with Fukuda Denshi/ECG monitoring integration/5-leads/Clamp-Type/AHA/169B
| ECG Leadwires | EC-5031G-I | Compatible with Fukuda Denshi/ECG monitoring integration/5-leads/Clamp-Type/IEC/169B
| ECG Leadwires | EC-5031S-A | Compatible with Fukuda Denshi/ECG monitoring integration/5-leads/knot-Type/AHA/169B
| ECG Leadwires | EC-5031S-I | Compatible with Fukuda Denshi/ECG monitoring integration/5-leads/knot-Type/IEC/169B
| ECG Leadwires | EC-5031RG-A | Compatible with Fukuda Denshi/ECG monitoring integration/5-leads/Clamp-Type/AHA/169B
| ECG Leadwires | EC-5031RG-I | Compatible with Fukuda Denshi/ECG monitoring integration/5-leads/Clamp-Type/IEC/169B
| ECG Leadwires | EC-5031RS-A | Compatible with Fukuda Denshi/ECG monitoring integration/5-leads/knot-Type/AHA/169B
| ECG Leadwires | EC-5031RS-I | Compatible with Fukuda Denshi/ECG monitoring integration/5-leads/knot-Type/IEC/169B
| ECG Leadwires | EC-5032G-A | Compatible with Fukuda Denshi/ECG monitoring integration/5-leads/Clamp-Type/AHA/319S
| ECG Leadwires | EC-5032G-I | Compatible with Fukuda Denshi/ECG monitoring integration/5-leads/Clamp-Type/IEC/319S
| ECG Leadwires | EC-5032S-A | Compatible with Fukuda Denshi/ECG monitoring integration/5-leads/knot-Type/AHA/319S
| ECG Leadwires | EC-5032S-I | Compatible with Fukuda Denshi/ECG monitoring integration/5-leads/knot-Type/IEC/319S
| ECG Leadwires | EC-5033G-A | Compatible with MEK/ECG monitoring integration/5-leads/Clamp-Type/AHA/201
| ECG Leadwires | EC-5033G-I | Compatible with MEK/ECG monitoring integration/5-leads/Clamp-Type/IEC/201
| ECG Leadwires | EC-5033S-A | Compatible with MEK/ECG monitoring integration/5-leads/knot-Type/AHA/201
| ECG Leadwires | EC-5033S-I | Compatible with MEK/ECG monitoring integration/5-leads/knot-Type/IEC/201
| ECG Leadwires | EC-5034G-A | Compatible with MEK/ECG monitoring integration/5-leads/Clamp-Type/AHA/140S
| ECG Leadwires | EC-5034G-I | Compatible with MEK/ECG monitoring integration/5-leads/Clamp-Type/IEC/140S
| ECG Leadwires | EC-5034S-A | Compatible with MEK/ECG monitoring integration/5-leads/knot-Type/AHA/140S
| ECG Leadwires | EC-5034S-I | Compatible with MEK/ECG monitoring integration/5-leads/knot-Type/IEC/140S
| ECG Leadwires | EC-5035G-A | Compatible with Colin/ECG monitoring integration/5-leads/Clamp-Type/AHA/308S
| ECG Leadwires | EC-5035G-I | Compatible with Colin/ECG monitoring integration/5-leads/Clamp-Type/IEC/308S
| ECG Leadwires | EC-5035S-A | Compatible with Colin/ECG monitoring integration/5-leads/knot-Type/AHA/308S
| ECG Leadwires | EC-5035S-I | Compatible with Colin/ECG monitoring integration/5-leads/knot-Type/IEC/308S
| ECG Leadwires | EC-5036G-A | Compatible with Colin/ECG monitoring integration/5-leads/Clamp-Type/AHA/309
| ECG Leadwires | EC-5036G-I | Compatible with Colin/ECG monitoring integration/5-leads/Clamp-Type/IEC/309
| ECG Leadwires | EC-5036S-A | Compatible with Colin/ECG monitoring integration/5-leads/knot-Type/AHA/309
| ECG Leadwires | EC-5036S-I | Compatible with Colin/ECG monitoring integration/5-leads/knot-Type/IEC/309
| ECG Leadwires | EC-5039RG-A | Compatible with Medtronic/ECG monitoring integration/5-leads/Clamp-Type/AHA/317
| ECG Leadwires | EC-5039RG-I | Compatible with Medtronic/ECG monitoring integration/5-leads/Clamp-Type/IEC/317
| ECG Leadwires | EC-5039RS-A | Compatible with Medtronic/ECG monitoring integration/5-leads/knot-Type/AHA/317
| ECG Leadwires | EC-5039RS-I | Compatible with Medtronic/ECG monitoring integration/5-leads/knot-Type/IEC/317
| ECG Leadwires | EC-5042G-A | Compatible with Creative/ECG monitoring integration/5-leads/Clamp-Type/AHA/LP06-0E
| ECG Leadwires | EC-5042G-I | Compatible with Creative/ECG monitoring integration/5-leads/Clamp-Type/IEC/LP06-0E
| ECG Leadwires | EC-5042S-A | Compatible with Creative/ECG monitoring integration/5-leads/knot-Type/AHA/LP06-0E
| ECG Leadwires | EC-5042S-I | Compatible with Creative/ECG monitoring integration/5-leads/knot-Type/IEC/LP06-0E
| ECG Leadwires | EC-5043G-A | Compatible with M&B/ECG monitoring integration/5-leads/Clamp-Type/AHA/141S
| ECG Leadwires | EC-5043G-I | Compatible with M&B/ECG monitoring integration/5-leads/Clamp-Type/IEC/141S
| ECG Leadwires | EC-5043S-A | Compatible with M&B/ECG monitoring integration/5-leads/knot-Type/AHA/141S
| ECG Leadwires | EC-5043S-I | Compatible with M&B/ECG monitoring integration/5-leads/knot-Type/IEC/141S
| ECG Leadwires | EC-5044RG-A | Compatible with Bionet/ECG monitoring integration/5-leads/Clamp-Type/AHA/307S
| ECG Leadwires | EC-5044RG-I | Compatible with Bionet/ECG monitoring integration/5-leads/Clamp-Type/IEC/307S
| ECG Leadwires | EC-5044RS-A | Compatible with Bionet/ECG monitoring integration/5-leads/knot-Type/AHA/307S
| ECG Leadwires | EC-5044RS-I | Compatible with Bionet/ECG monitoring integration/5-leads/knot-Type/IEC/307S
| ECG Leadwires | EC-5045G-A | Compatible with Bionet/ECG monitoring integration/5-leads/Clamp-Type/AHA/364
| ECG Leadwires | EC-5045G-I | Compatible with Bionet/ECG monitoring integration/5-leads/Clamp-Type/IEC/364
| ECG Leadwires | EC-5045S-A | Compatible with Bionet/ECG monitoring integration/5-leads/knot-Type/AHA/364
| ECG Leadwires | EC-5045S-I | Compatible with Bionet/ECG monitoring integration/5-leads/knot-Type/IEC/364
| ECG Leadwires | EC-5049G-A | Compatible with Emtel/ECG monitoring integration/5-leads/Clamp-Type/AHA/166B
| ECG Leadwires | EC-5049G-I | Compatible with Emtel/ECG monitoring integration/5-leads/Clamp-Type/IEC/166B
| ECG Leadwires | EC-5049S-A | Compatible with Emtel/ECG monitoring integration/5-leads/knot-Type/AHA/166B
| ECG Leadwires | EC-5049S-I | Compatible with Emtel/ECG monitoring integration/5-leads/knot-Type/IEC/166B
| ECG Leadwires | EC-5049RG-A | Compatible with Emtel/ECG monitoring integration/5-leads/Clamp-Type/AHA/166B
| ECG Leadwires | EC-5049RG-I | Compatible with Emtel/ECG monitoring integration/5-leads/Clamp-Type/IEC/166B
| ECG Leadwires | EC-5049RS-A | Compatible with Emtel/ECG monitoring integration/5-leads/knot-Type/AHA/166B
| ECG Leadwires | EC-5049RS-I | Compatible with Emtel/ECG monitoring integration/5-leads/knot-Type/IEC/166B
| ECG Leadwires | EC-5050G-A | Compatible with Mennen/ECG monitoring integration/5-leads/Clamp-Type/AHA/304S
| ECG Leadwires | EC-5050G-I | Compatible with Mennen/ECG monitoring integration/5-leads/Clamp-Type/IEC/304S
| ECG Leadwires | EC-5050S-A | Compatible with Mennen/ECG monitoring integration/5-leads/knot-Type/AHA/304S
| ECG Leadwires | EC-5050S-I | Compatible with Mennen/ECG monitoring integration/5-leads/knot-Type/IEC/304S
| ECG Leadwires | EC-5051RG-A | Compatible with Mennen/ECG monitoring integration/5-leads/Clamp-Type/AHA/181B
| ECG Leadwires | EC-5051RG-I | Compatible with Mennen/ECG monitoring integration/5-leads/Clamp-Type/IEC/181B
| ECG Leadwires | EC-5051RS-A | Compatible with Mennen/ECG monitoring integration/5-leads/knot-Type/AHA/181B
| ECG Leadwires | EC-5051RS-I | Compatible with Mennen/ECG monitoring integration/5-leads/knot-Type/IEC/181B
| ECG Leadwires | EC-5052RG-A | Compatible with Biolight/ECG monitoring integration/5-leads/Clamp-Type/AHA/166B
| ECG Leadwires | EC-5052RG-I | Compatible with Biolight/ECG monitoring integration/5-leads/Clamp-Type/IEC/166B
| ECG Leadwires | EC-5052RS-A | Compatible with Biolight/ECG monitoring integration/5-leads/knot-Type/AHA/166B
| ECG Leadwires | EC-5052RS-I | Compatible with Biolight/ECG monitoring integration/5-leads/knot-Type/IEC/166B
| ECG Leadwires | EC-5053RG-A | Compatible with Biolight/ECG monitoring integration/5-leads/Clamp-Type/AHA/150S
| ECG Leadwires | EC-5053RG-I | Compatible with Biolight/ECG monitoring integration/5-leads/Clamp-Type/IEC/150S
| ECG Leadwires | EC-5053RS-A | Compatible with Biolight/ECG monitoring integration/5-leads/knot-Type/AHA/150S
| ECG Leadwires | EC-5053RS-I | Compatible with Biolight/ECG monitoring integration/5-leads/knot-Type/IEC/150S
| ECG Leadwires | EC-5055G-A | Compatible with Biosys/ECG monitoring integration/5-leads/Clamp-Type/AHA/LP06-0E
| ECG Leadwires | EC-5055G-I | Compatible with Biosys/ECG monitoring integration/5-leads/Clamp-Type/IEC/LP06-0E
| ECG Leadwires | EC-5055S-A | Compatible with Biosys/ECG monitoring integration/5-leads/knot-Type/AHA/LP06-0E
| ECG Leadwires | EC-5055S-I | Compatible with Biosys/ECG monitoring integration/5-leads/knot-Type/IEC/LP06-0E
| ECG Leadwires | EC-5057G-A | Compatible with Comen/ECG monitoring integration/5-leads/Clamp-Type/AHA/334
| ECG Leadwires | EC-5057G-I | Compatible with Comen/ECG monitoring integration/5-leads/Clamp-Type/IEC/334
| ECG Leadwires | EC-5057S-A | Compatible with Comen/ECG monitoring integration/5-leads/knot-Type/AHA/334
| ECG Leadwires | EC-5057S-I | Compatible with Comen/ECG monitoring integration/5-leads/knot-Type/IEC/334
| ECG Leadwires | EC-5058RG-A | Compatible with Infinium/ECG monitoring integration/5-leads/Clamp-Type/AHA/338S
| ECG Leadwires | EC-5058RG-I | Compatible with Infinium/ECG monitoring integration/5-leads/Clamp-Type/IEC/338S
| ECG Leadwires | EC-5058RS-A | Compatible with Infinium/ECG monitoring integration/5-leads/knot-Type/AHA/338S
| ECG Leadwires | EC-5058RS-I | Compatible with Infinium/ECG monitoring integration/5-leads/knot-Type/IEC/338S
| ECG Leadwires | EC-5059G-A | Compatible with Petas/ECG monitoring integration/5-leads/Clamp-Type/AHA/LP06-0E
| ECG Leadwires | EC-5059G-I | Compatible with Petas/ECG monitoring integration/5-leads/Clamp-Type/IEC/LP06-0E
| ECG Leadwires | EC-5059S-A | Compatible with Petas/ECG monitoring integration/5-leads/knot-Type/AHA/LP06-0E
| ECG Leadwires | EC-5059S-I | Compatible with Petas/ECG monitoring integration/5-leads/knot-Type/IEC/LP06-0E
| ECG Leadwires | EC-5060G-A | Compatible with BEXEN/ECG monitoring integration/5-leads/Clamp-Type/AHA/180B
| ECG Leadwires | EC-5060G-I | Compatible with BEXEN/ECG monitoring integration/5-leads/Clamp-Type/IEC/180B
| ECG Leadwires | EC-5060S-A | Compatible with BEXEN/ECG monitoring integration/5-leads/knot-Type/AHA/180B
| ECG Leadwires | EC-5060S-I | Compatible with BEXEN/ECG monitoring integration/5-leads/knot-Type/IEC/180B
| ECG Leadwires | EC-5061RG-A | Compatible with Innomed/ECG monitoring integration/5-leads/Clamp-Type/AHA/LP06-0B
| ECG Leadwires | EC-5061RG-I | Compatible with Innomed/ECG monitoring integration/5-leads/Clamp-Type/IEC/LP06-0B
| ECG Leadwires | EC-5061RS-A | Compatible with Innomed/ECG monitoring integration/5-leads/knot-Type/AHA/LP06-0B
| ECG Leadwires | EC-5061RS-I | Compatible with Innomed/ECG monitoring integration/5-leads/knot-Type/IEC/LP06-0B
| ECG Leadwires | EC-5065RG-A | Compatible with ECAFIX/ECG monitoring integration/5-leads/Clamp-Type/AHA/261
| ECG Leadwires | EC-5065RG-I | Compatible with ECAFIX/ECG monitoring integration/5-leads/Clamp-Type/IEC/261
| ECG Leadwires | EC-5065RS-A | Compatible with ECAFIX/ECG monitoring integration/5-leads/knot-Type/AHA/261
| ECG Leadwires | EC-5065RS-I | Compatible with ECAFIX/ECG monitoring integration/5-leads/knot-Type/IEC/261
| ECG Leadwires | EC-5075RG-A | Compatible with SCHILLER/ECG monitoring integration/5-leads/Clamp-Type/AHA/166B
| ECG Leadwires | EC-5075RG-I | Compatible with SCHILLER/ECG monitoring integration/5-leads/Clamp-Type/IEC/166B
| ECG Leadwires | EC-5075RS-A | Compatible with SCHILLER/ECG monitoring integration/5-leads/knot-Type/AHA/166B
| ECG Leadwires | EC-5075RS-I | Compatible with SCHILLER/ECG monitoring integration/5-leads/knot-Type/IEC/166B
| ECG Leadwires | EC-5076G-A | Compatible with FUKUDA/ECG monitoring integration/5-leads/Clamp-Type/AHA/379
| ECG Leadwires | EC-5076G-I | Compatible with FUKUDA/ECG monitoring integration/5-leads/Clamp-Type/IEC/379
| ECG Leadwires | EC-5076S-A | Compatible with FUKUDA/ECG monitoring integration/5-leads/knot-Type/AHA/379
| ECG Leadwires | EC-5076S-I | Compatible with FUKUDA/ECG monitoring integration/5-leads/knot-Type/IEC/379
| ECG Leadwires | EC-5004G(45)-A | Compatible with GE Marquette/ECG monitoring integration/5-leads/Clamp-Type/AHA/001
| ECG Leadwires | EC-5004G(45)-I | Compatible with GE Marquette/ECG monitoring integration/5-leads/Clamp-Type/IEC/001
| ECG Leadwires | EC-5005RS(60)-A | Compatible with Philips/ECG monitoring integration/5-leads/knot-Type/AHA/051S
| ECG Leadwires | EC-5005RS(60)-I | Compatible with Philips/ECG monitoring integration/5-leads/knot-Type/IEC/051S
| ECG Leadwires | EC-6004G-A | Compatible with GE Marquette/ECG monitoring integration/6-leads/Clamp-Type/AHA/001
| ECG Leadwires | EC-6004G-I | Compatible with GE Marquette/ECG monitoring integration/6-leads/Clamp-Type/IEC/001
| ECG Leadwires | EC-6004S-A | Compatible with GE Marquette/ECG monitoring integration/6-leads/knot-Type/AHA/001
| ECG Leadwires | EC-6004S-I | Compatible with GE Marquette/ECG monitoring integration/6-leads/knot-Type/IEC/001
| ECG Leadwires | EC-6013G-A | Compatible with Nihon Kohden/ECG monitoring integration/6-leads/Clamp-Type/AHA/103
| ECG Leadwires | EC-6013G-I | Compatible with Nihon Kohden/ECG monitoring integration/6-leads/Clamp-Type/IEC/103
| ECG Leadwires | EC-6013S-A | Compatible with Nihon Kohden/ECG monitoring integration/6-leads/knot-Type/AHA/103
| ECG Leadwires | EC-6013S-I | Compatible with Nihon Kohden/ECG monitoring integration/6-leads/knot-Type/IEC/103
| ECG Leadwires | EC-6069RG-A | Compatible with Corpuls/ECG monitoring integration/6-leads/Clamp-Type/AHA/329S
| ECG Leadwires | EC-6069RG-I | Compatible with Corpuls/ECG monitoring integration/6-leads/Clamp-Type/IEC/329S
| ECG Leadwires | EC-6069RS-A | Compatible with Corpuls/ECG monitoring integration/6-leads/knot-Type/AHA/329S
| ECG Leadwires | EC-6069RS-I | Compatible with Corpuls/ECG monitoring integration/6-leads/knot-Type/IEC/329S
| ECG Leadwires | EC-10004G-A | Compatible with GE Marquette/ECG monitoring integration/10-leads/Clamp-Type/AHA/001
| ECG Leadwires | EC-10004G-I | Compatible with GE Marquette/ECG monitoring integration/10-leads/Clamp-Type/IEC/001
| ECG Leadwires | EC-10004S-A | Compatible with GE Marquette/ECG monitoring integration/10-leads/knot-Type/AHA/001
| ECG Leadwires | EC-10004S-I | Compatible with GE Marquette/ECG monitoring integration/10-leads/knot-Type/IEC/001
| ECG Leadwires | EC-10005RG-A | Compatible with Philips/ECG monitoring integration/10-leads/Clamp-Type/AHA/051S
| ECG Leadwires | EC-10005RG-I | Compatible with Philips/ECG monitoring integration/10-leads/Clamp-Type/IEC/051S
| ECG Leadwires | EC-10005RS-A | Compatible with Philips/ECG monitoring integration/10-leads/knot-Type/AHA/051S
| ECG Leadwires | EC-10005RS-I | Compatible with Philips/ECG monitoring integration/10-leads/knot-Type/IEC/051S
| ECG Leadwires | EC-10007RG-A | Compatible with Spacelabs/ECG monitoring integration/10-leads/Clamp-Type/AHA/110S
| ECG Leadwires | EC-10007RG-I | Compatible with Spacelabs/ECG monitoring integration/10-leads/Clamp-Type/IEC/110S
| ECG Leadwires | EC-10007RS-A | Compatible with Spacelabs/ECG monitoring integration/10-leads/knot-Type/AHA/110S
| ECG Leadwires | EC-10007RS-I | Compatible with Spacelabs/ECG monitoring integration/10-leads/knot-Type/IEC/110S
| ECG Leadwires | EC-10013G-A | Compatible with Nihon Kohden/ECG monitoring integration/10-leads/Clamp-Type/AHA/103
| ECG Leadwires | EC-10013G-I | Compatible with Nihon Kohden/ECG monitoring integration/10-leads/Clamp-Type/IEC/103
| ECG Leadwires | EC-10013S-A | Compatible with Nihon Kohden/ECG monitoring integration/10-leads/knot-Type/AHA/103
| ECG Leadwires | EC-10013S-I | Compatible with Nihon Kohden/ECG monitoring integration/10-leads/knot-Type/IEC/103
| ECG Leadwires | EC-10016G-A | Compatible with Mindray/ECG monitoring integration/10-leads/Clamp-Type/AHA/120
| ECG Leadwires | EC-10016G-I | Compatible with Mindray/ECG monitoring integration/10-leads/Clamp-Type/IEC/120
| ECG Leadwires | EC-10016S-A | Compatible with Mindray/ECG monitoring integration/10-leads/knot-Type/AHA/120
| ECG Leadwires | EC-10016S-I | Compatible with Mindray/ECG monitoring integration/10-leads/knot-Type/IEC/120
| ECG Leadwires | EC-10016RG-A | Compatible with Mindray/ECG monitoring integration/10-leads/Clamp-Type/AHA/120
| ECG Leadwires | EC-10016RG-I | Compatible with Mindray/ECG monitoring integration/10-leads/Clamp-Type/IEC/120
| ECG Leadwires | EC-10016RS-A | Compatible with Mindray/ECG monitoring integration/10-leads/knot-Type/AHA/120
| ECG Leadwires | EC-10016RS-I | Compatible with Mindray/ECG monitoring integration/10-leads/knot-Type/IEC/120
| ECG Leadwires | EC-10031RG-A | Compatible with Fukuda Denshi/ECG monitoring integration/10-leads/Clamp-Type/AHA/169B
| ECG Leadwires | EC-10031RG-I | Compatible with Fukuda Denshi/ECG monitoring integration/10-leads/Clamp-Type/IEC/169B
| ECG Leadwires | EC-10031RS-A | Compatible with Fukuda Denshi/ECG monitoring integration/10-leads/knot-Type/AHA/169B
| ECG Leadwires | EC-10031RS-I | Compatible with Fukuda Denshi/ECG monitoring integration/10-leads/knot-Type/IEC/169B
| ECG Leadwires | EC-10037RG-A | Compatible with ZOLL/ECG monitoring integration/10-leads/Clamp-Type/AHA/331
| ECG Leadwires | EC-10037RG-I | Compatible with ZOLL/ECG monitoring integration/10-leads/Clamp-Type/IEC/331
| ECG Leadwires | EC-10037RS-A | Compatible with ZOLL/ECG monitoring integration/10-leads/knot-Type/AHA/331
| ECG Leadwires | EC-10037RS-I | Compatible with ZOLL/ECG monitoring integration/10-leads/knot-Type/IEC/331
| ECG Leadwires | EC-10038RG-A | Compatible with ZOLL/ECG monitoring integration/10-leads/Clamp-Type/AHA/332
| ECG Leadwires | EC-10038RG-I | Compatible with ZOLL/ECG monitoring integration/10-leads/Clamp-Type/IEC/332
| ECG Leadwires | EC-10038RS-A | Compatible with ZOLL/ECG monitoring integration/10-leads/knot-Type/AHA/332
| ECG Leadwires | EC-10038RS-I | Compatible with ZOLL/ECG monitoring integration/10-leads/knot-Type/IEC/332
| ECG Leadwires | EC-10039RG-A | Compatible with Medtronic/ECG monitoring integration/10-leads/Clamp-Type/AHA/317
| ECG Leadwires | EC-10039RG-I | Compatible with Medtronic/ECG monitoring integration/10-leads/Clamp-Type/IEC/317
| ECG Leadwires | EC-10039RS-A | Compatible with Medtronic/ECG monitoring integration/10-leads/knot-Type/AHA/317
| ECG Leadwires | EC-10039RS-I | Compatible with Medtronic/ECG monitoring integration/10-leads/knot-Type/IEC/317
| ECG Leadwires | EC-10077G-A | Compatible with Philips/ECG monitoring integration/10-leads/Clamp-Type/AHA
| ECG Leadwires | EC-10077G-I | Compatible with Philips/ECG monitoring integration/10-leads/Clamp-Type/IEC
| ECG Leadwires | EC-10077S-A | Compatible with Philips/ECG monitoring integration/10-leads/knot-Type/AHA
| ECG Leadwires | EC-10077S-I | Compatible with Philips/ECG monitoring integration/10-leads/knot-Type/IEC
| ECG Leadwires | ET-3001-AA Type-A | Compatible with AA TypeMI 6P(Elbow)/AA Type/3-leads/AHA/140B-701
| ECG Leadwires | ET-3001-AA Type-I | Compatible with AA TypeMI 6P(Elbow)/AA Type/3-leads/IEC/140B-701
| ECG Leadwires | ET-3001R-AA Type-A | Compatible with AA TypeMI 6P(Elbow)/AA Type/3-leads/AHA/140B-701
| ECG Leadwires | ET-3001R-AA Type-I | Compatible with AA TypeMI 6P(Elbow)/AA Type/3-leads/IEC/140B-701
| ECG Leadwires | ET-3002-AA Type-A | Compatible with AA TypeMI 6P(Straight)/AA Type/3-leads/AHA/140S-701
| ECG Leadwires | ET-3002-AA Type-I | Compatible with AA TypeMI 6P(Straight)/AA Type/3-leads/IEC/140S-701
| ECG Leadwires | ET-3002R-AA Type-A | Compatible with AA TypeMI 6P(Straight)/AA Type/3-leads/AHA/140S-701
| ECG Leadwires | ET-3002R-AA Type-I | Compatible with AA TypeMI 6P(Straight)/AA Type/3-leads/IEC/140S-701
| ECG Leadwires | ET-3005R-AA Type-A | Compatible with Philips/AA Type/3-leads/AHA/051S-701
| ECG Leadwires | ET-3005R-AA Type-I | Compatible with Philips/AA Type/3-leads/IEC/051S-701
| ECG Leadwires | ET-3006R-AA Type-A | Compatible with Philips/AA Type/3-leads/AHA/050S-701
| ECG Leadwires | ET-3006R-AA Type-I | Compatible with Philips/AA Type/3-leads/IEC/050S-701
| ECG Leadwires | ET-3005R-PH-A | Compatible with Philips/PH Type/3-leads/AHA/051S-703
| ECG Leadwires | ET-3005R-PH-I | Compatible with Philips/PH Type/3-leads/IEC/051S-703
| ECG Leadwires | ET-3006R-PH-A | Compatible with Philips/PH Type/3-leads/AHA/050S-703
| ECG Leadwires | ET-3006R-PH-I | Compatible with Philips/PH Type/3-leads/IEC/050S-703
| ECG Leadwires | ET-3022-MQ-A | Compatible with GE Corometrics(MECG)/MQ Type/3-leads/AHA/160B-706
| ECG Leadwires | ET-3022-MQ-I | Compatible with GE Corometrics(MECG)/MQ Type/3-leads/IEC/160B-706
| ECG Leadwires | ET-3023-LQ-A | Compatible with GE LOGIQ/LQ Type/3-leads/AHA/LP07-40B-706
| ECG Leadwires | ET-3023-LQ-I | Compatible with GE LOGIQ/LQ Type/3-leads/IEC/LP07-40B-706
| ECG Leadwires | ET-3024-VD-A | Compatible with GE Vivid/VD Type/3-leads/AHA/LP07-40B-706
| ECG Leadwires | ET-3024-VD-I | Compatible with GE Vivid/VD Type/3-leads/IEC/LP07-40B-706
| ECG Leadwires | ET-3001-DX-A | Compatible with AA TypeMI 6P(Elbow)/DX Type/3-leads/AHA/140B-711
| ECG Leadwires | ET-3001-DX-I | Compatible with AA TypeMI 6P(Elbow)/DX Type/3-leads/IEC/140B-711
| ECG Leadwires | ET-3001R-DX-A | Compatible with AA TypeMI 6P(Elbow)/DX Type/3-leads/AHA/140B-711
| ECG Leadwires | ET-3001R-DX-I | Compatible with AA TypeMI 6P(Elbow)/DX Type/3-leads/IEC/140B-711
| ECG Leadwires | ET-3004-DX-A | Compatible with GE Marquette/DX Type/3-leads/AHA/001-711
| ECG Leadwires | ET-3004-DX-I | Compatible with GE Marquette/DX Type/3-leads/IEC/001-711
| ECG Leadwires | ET-3008R-DX-A | Compatible with GE Datex/DX Type/3-leads/AHA/006B-711
| ECG Leadwires | ET-3008R-DX-I | Compatible with GE Datex/DX Type/3-leads/IEC/006B-711
| ECG Leadwires | ET-3009-DX-A | Compatible with GE Datex/With breath/DX Type/3-leads/AHA/009B-711
| ECG Leadwires | ET-3009-DX-I | Compatible with GE Datex/With breath/DX Type/3-leads/IEC/009B-711
| ECG Leadwires | ET-3010-DX-A | Compatible with Artema/DX Type/3-leads/AHA/011B-711
| ECG Leadwires | ET-3010-DX-I | Compatible with Artema/DX Type/3-leads/IEC/011B-711
| ECG Leadwires | ET-3021-DX-A | Compatible with GE Hellige/DX Type/3-leads/AHA/020S-711
| ECG Leadwires | ET-3021-DX-I | Compatible with GE Hellige/DX Type/3-leads/IEC/020S-711
| ECG Leadwires | ET-3021R-DX-A | Compatible with GE Hellige/DX Type/3-leads/AHA/020S-711
| ECG Leadwires | ET-3021R-DX-I | Compatible with GE Hellige/DX Type/3-leads/IEC/020S-711
| ECG Leadwires | ET-3001-SM-A | Compatible with AA TypeMI 6P(Elbow)/SM-Type/3-leads/AHA/140B-709
| ECG Leadwires | ET-3001-SM-I | Compatible with AA TypeMI 6P(Elbow)/SM-Type/3-leads/IEC/140B-709
| ECG Leadwires | ET-3001R-SM-A | Compatible with AA TypeMI 6P(Elbow)/SM-Type/3-leads/AHA/140B-709
| ECG Leadwires | ET-3001R-SM-I | Compatible with AA TypeMI 6P(Elbow)/SM-Type/3-leads/IEC/140B-709
| ECG Leadwires | ET-3026-SM-A | Compatible with Siemens/SM-Type/3-leads/AHA/090S-709
| ECG Leadwires | ET-3026-SM-I | Compatible with Siemens/SM-Type/3-leads/IEC/090S-709
| ECG Leadwires | ET-3027-SM-A | Compatible with Draeger/SM-Type/3-leads/AHA/080-709
| ECG Leadwires | ET-3027-SM-I | Compatible with Draeger/SM-Type/3-leads/IEC/080-709
| ECG Leadwires | ET-3028-SM-A | Compatible with Draeger/SM-Type/3-leads/AHA/096S-709
| ECG Leadwires | ET-3028-SM-I | Compatible with Draeger/SM-Type/3-leads/IEC/096S-709
| ECG Leadwires | ET-3031-SM-A | Compatible with Fukuda Denshi/SM-Type/3-leads/AHA/169B-709
| ECG Leadwires | ET-3031-SM-I | Compatible with Fukuda Denshi/SM-Type/3-leads/IEC/169B-709
| ECG Leadwires | ET-3031R-SM-A | Compatible with Fukuda Denshi/SM-Type/3-leads/AHA/169B-709
| ECG Leadwires | ET-3031R-SM-I | Compatible with Fukuda Denshi/SM-Type/3-leads/IEC/169B-709
| ECG Leadwires | ET-3032-SM-A | Compatible with Fukuda Denshi/SM-Type/3-leads/AHA/319S-709
| ECG Leadwires | ET-3032-SM-I | Compatible with Fukuda Denshi/SM-Type/3-leads/IEC/319S-709
| ECG Leadwires | ET-3014R-NKB-A | Compatible with Nihon Kohden/NKB-Type/3-leads/AHA/102S-719
| ECG Leadwires | ET-3014R-NKB-I | Compatible with Nihon Kohden/NKB-Type/3-leads/IEC/102S-719
| ECG Leadwires | ET-3015R-NKB-A | Compatible with Nihon Kohden/NKB-Type/3-leads/AHA/253-719
| ECG Leadwires | ET-3015R-NKB-I | Compatible with Nihon Kohden/NKB-Type/3-leads/IEC/253-719
| ECG Leadwires | ET-3001-SL-A | Compatible with AA TypeMI 6P(Elbow)/SL-Type/3-leads/AHA/140B-713
| ECG Leadwires | ET-3001-SL-I | Compatible with AA TypeMI 6P(Elbow)/SL-Type/3-leads/IEC/140B-713
| ECG Leadwires | ET-3001R-SL-A | Compatible with AA TypeMI 6P(Elbow)/SL-Type/3-leads/AHA/140B-713
| ECG Leadwires | ET-3001R-SL-I | Compatible with AA TypeMI 6P(Elbow)/SL-Type/3-leads/IEC/140B-713
| ECG Leadwires | ET-3007R-SL-A | Compatible with Spacelabs/SL-Type/3-leads/AHA/110S-713
| ECG Leadwires | ET-3007R-SL-I | Compatible with Spacelabs/SL-Type/3-leads/IEC/110S-713
| ECG Leadwires | ET-3001-MR-A | Compatible with AA TypeMI 6P(Elbow)/MR-Type/3-leads/AHA/140B-709
| ECG Leadwires | ET-3001-MR-I | Compatible with AA TypeMI 6P(Elbow)/MR-Type/3-leads/IEC/140B-709
| ECG Leadwires | ET-3001R-MR-A | Compatible with AA TypeMI 6P(Elbow)/MR-Type/3-leads/AHA/140B-709
| ECG Leadwires | ET-3001R-MR-I | Compatible with AA TypeMI 6P(Elbow)/MR-Type/3-leads/IEC/140B-709
| ECG Leadwires | ET-3016-MR-A | Compatible with Mindray/MR-Type/3-leads/AHA/120S-709
| ECG Leadwires | ET-3016-MR-I | Compatible with Mindray/MR-Type/3-leads/IEC/120S-709
| ECG Leadwires | ET-3016R-MR-A | Compatible with Mindray/MR-Type/3-leads/AHA/120S-709
| ECG Leadwires | ET-3016R-MR-I | Compatible with Mindray/MR-Type/3-leads/IEC/120S-709
| ECG Leadwires | ET-3017-MR-A | Compatible with Mindray-Datascope/MR-Type/3-leads/AHA/140B-709
| ECG Leadwires | ET-3017-MR-I | Compatible with Mindray-Datascope/MR-Type/3-leads/IEC/140B-709
| ECG Leadwires | ET-3017R-MR-A | Compatible with Mindray-Datascope/MR-Type/3-leads/AHA/140B-709
| ECG Leadwires | ET-3017R-MR-I | Compatible with Mindray-Datascope/MR-Type/3-leads/IEC/140B-709
| ECG Leadwires | ET-3050-MN-A | Compatible with Mennen/MN-Type/3-leads/AHA/304S-701
| ECG Leadwires | ET-3050-MN-I | Compatible with Mennen/MN-Type/3-leads/IEC/304S-701
| ECG Leadwires | ET-3051R-MN-A | Compatible with Mennen/MN-Type/3-leads/AHA/181B-701
| ECG Leadwires | ET-3051R-MN-I | Compatible with Mennen/MN-Type/3-leads/IEC/181B-701
| ECG Leadwires | ET-3001-BN-A | Compatible with AA TypeMI 6P(Elbow)/BN-Type/3-leads/AHA/140B-701
| ECG Leadwires | ET-3001-BN-I | Compatible with AA TypeMI 6P(Elbow)/BN-Type/3-leads/IEC/140B-701
| ECG Leadwires | ET-3001R-BN-A | Compatible with AA TypeMI 6P(Elbow)/BN-Type/3-leads/AHA/140B-701
| ECG Leadwires | ET-3001R-BN-I | Compatible with AA TypeMI 6P(Elbow)/BN-Type/3-leads/IEC/140B-701
| ECG Leadwires | ET-3044R-BN-A | Compatible with Bionet/BN-Type/3-leads/AHA/307S-701
| ECG Leadwires | ET-3044R-BN-I | Compatible with Bionet/BN-Type/3-leads/IEC/307S-701
| ECG Leadwires | ET-3063R-BN-A | Compatible with COMBIOMED/BN-Type/3-leads/AHA/142S-701
| ECG Leadwires | ET-3063R-BN-I | Compatible with COMBIOMED/BN-Type/3-leads/IEC/142S-701
| ECG Leadwires | ET-3001-LL-A | Compatible with AA TypeMI 6P(Elbow)/LL-Type/3-leads/AHA/140B-723
| ECG Leadwires | ET-3001-LL-I | Compatible with AA TypeMI 6P(Elbow)/LL-Type/3-leads/IEC/140B-723
| ECG Leadwires | ET-3001R-LL-A | Compatible with AA TypeMI 6P(Elbow)/LL-Type/3-leads/AHA/140B-723
| ECG Leadwires | ET-3001R-LL-I | Compatible with AA TypeMI 6P(Elbow)/LL-Type/3-leads/IEC/140B-723
| ECG Leadwires | ET-3001-D-A | Compatible with AA TypeMI 6P(Elbow)/D-Type/3-leads/AHA/140B-715
| ECG Leadwires | ET-3001-D-I | Compatible with AA TypeMI 6P(Elbow)/D-Type/3-leads/IEC/140B-715
| ECG Leadwires | ET-3001R-D-A | Compatible with AA TypeMI 6P(Elbow)/D-Type/3-leads/AHA/140B-715
| ECG Leadwires | ET-3001R-D-I | Compatible with AA TypeMI 6P(Elbow)/D-Type/3-leads/IEC/140B-715
| ECG Leadwires | ET-3002-D-A | Compatible with AA TypeMI 6P(Straight)/D-Type/3-leads/AHA/140S-715
| ECG Leadwires | ET-3002-D-I | Compatible with AA TypeMI 6P(Straight)/D-Type/3-leads/IEC/140S-715
| ECG Leadwires | ET-3002R-D-A | Compatible with AA TypeMI 6P(Straight)/D-Type/3-leads/AHA/140S-715
| ECG Leadwires | ET-3002R-D-I | Compatible with AA TypeMI 6P(Straight)/D-Type/3-leads/IEC/140S-715
| ECG Leadwires | ET-3003R-D-A | Compatible with AA TypeMI 5P/D-Type/3-leads/AHA/142S-715
| ECG Leadwires | ET-3003R-D-I | Compatible with AA TypeMI 5P/D-Type/3-leads/IEC/142S-715
| ECG Leadwires | ET-3004-D-A | Compatible with GE Marquette/D-Type/3-leads/AHA/001-715
| ECG Leadwires | ET-3004-D-I | Compatible with GE Marquette/D-Type/3-leads/IEC/001-715
| ECG Leadwires | ET-3005R-D-A | Compatible with Philips/D-Type/3-leads/AHA/051S-715
| ECG Leadwires | ET-3005R-D-I | Compatible with Philips/D-Type/3-leads/IEC/051S-715
| ECG Leadwires | ET-3006R-D-A | Compatible with Philips/D-Type/3-leads/AHA/050S-715
| ECG Leadwires | ET-3006R-D-I | Compatible with Philips/D-Type/3-leads/IEC/050S-715
| ECG Leadwires | ET-3007R-D-A | Compatible with Spacelabs/D-Type/3-leads/AHA/110S-715
| ECG Leadwires | ET-3007R-D-I | Compatible with Spacelabs/D-Type/3-leads/IEC/110S-715
| ECG Leadwires | ET-3008R-D-A | Compatible with GE Datex/D-Type/3-leads/AHA/006B-715
| ECG Leadwires | ET-3008R-D-I | Compatible with GE Datex/D-Type/3-leads/IEC/006B-715
| ECG Leadwires | ET-3009-D-A | Compatible with GE Datex/D-Type/3-leads/AHA/009B-715
| ECG Leadwires | ET-3009-D-I | Compatible with GE Datex/D-Type/3-leads/IEC/009B-715
| ECG Leadwires | ET-3010-D-A | Compatible with Artema/D-Type/3-leads/AHA/011B-715
| ECG Leadwires | ET-3010-D-I | Compatible with Artema/D-Type/3-leads/IEC/011B-715
| ECG Leadwires | ET-3011-D-A | Compatible with Nihon Kohden/D-Type/3-leads/AHA/100B-715
| ECG Leadwires | ET-3011-D-I | Compatible with Nihon Kohden/D-Type/3-leads/IEC/100B-715
| ECG Leadwires | ET-3012-D-A | Compatible with Nihon Kohden/D-Type/3-leads/AHA/101B-715
| ECG Leadwires | ET-3012-D-I | Compatible with Nihon Kohden/D-Type/3-leads/IEC/101B-715
| ECG Leadwires | ET-3013-D-A | Compatible with Nihon Kohden/D-Type/3-leads/AHA/103-715
| ECG Leadwires | ET-3013-D-I | Compatible with Nihon Kohden/D-Type/3-leads/IEC/103-715
| ECG Leadwires | ET-3014R-D-A | Compatible with Nihon Kohden/D-Type/3-leads/AHA/102S-715
| ECG Leadwires | ET-3014R-D-I | Compatible with Nihon Kohden/D-Type/3-leads/IEC/102S-715
| ECG Leadwires | ET-3015R-D-A | Compatible with Nihon Kohden/D-Type/3-leads/AHA/253-715
| ECG Leadwires | ET-3015R-D-I | Compatible with Nihon Kohden/D-Type/3-leads/IEC/253-715
| ECG Leadwires | ET-3016-D-A | Compatible with Mindray/D-Type/3-leads/AHA/120S-715
| ECG Leadwires | ET-3016-D-I | Compatible with Mindray/D-Type/3-leads/IEC/120S-715
| ECG Leadwires | ET-3016R-D-A | Compatible with Mindray/D-Type/3-leads/AHA/120S-715
| ECG Leadwires | ET-3016R-D-I | Compatible with Mindray/D-Type/3-leads/IEC/120S-715
| ECG Leadwires | ET-3017-D-A | Compatible with Mindray-Datascope/D-Type/3-leads/AHA/140B-715
| ECG Leadwires | ET-3017-D-I | Compatible with Mindray-Datascope/D-Type/3-leads/IEC/140B-715
| ECG Leadwires | ET-3017R-D-A | Compatible with Mindray-Datascope/D-Type/3-leads/AHA/140B-715
| ECG Leadwires | ET-3017R-D-I | Compatible with Mindray-Datascope/D-Type/3-leads/IEC/140B-715
| ECG Leadwires | ET-3018R-D-A | Compatible with Mindray-Datascope/D-Type/3-leads/AHA/128-715
| ECG Leadwires | ET-3018R-D-I | Compatible with Mindray-Datascope/D-Type/3-leads/IEC/128-715
| ECG Leadwires | ET-3019R-D-A | Compatible with Welch Allyn/D-Type/3-leads/AHA/140B-715
| ECG Leadwires | ET-3019R-D-I | Compatible with Welch Allyn/D-Type/3-leads/IEC/140B-715
| ECG Leadwires | ET-3020R-D-A | Compatible with Welch Allyn/D-Type/3-leads/AHA/246-715
| ECG Leadwires | ET-3020R-D-I | Compatible with Welch Allyn/D-Type/3-leads/IEC/246-715
| ECG Leadwires | ET-3021-D-A | Compatible with GE Hellige/D-Type/3-leads/AHA/020S-715
| ECG Leadwires | ET-3021-D-I | Compatible with GE Hellige/D-Type/3-leads/IEC/020S-715
| ECG Leadwires | ET-3021R-D-A | Compatible with GE Hellige/D-Type/3-leads/AHA/020S-715
| ECG Leadwires | ET-3021R-D-I | Compatible with GE Hellige/D-Type/3-leads/IEC/020S-715
| ECG Leadwires | ET-3026-D-A | Compatible with Siemens/D-Type/3-leads/AHA/090S-715
| ECG Leadwires | ET-3026-D-I | Compatible with Siemens/D-Type/3-leads/IEC/090S-715
| ECG Leadwires | ET-3027-D-A | Compatible with Draeger/D-Type/3-leads/AHA/080-715
| ECG Leadwires | ET-3027-D-I | Compatible with Draeger/D-Type/3-leads/IEC/080-715
| ECG Leadwires | ET-3028-D-A | Compatible with Draeger/D-Type/3-leads/AHA/096S-715
| ECG Leadwires | ET-3028-D-I | Compatible with Draeger/D-Type/3-leads/IEC/096S-715
| ECG Leadwires | ET-3029R-D-A | Compatible with Kontron/D-Type/3-leads/AHA/166B-715
| ECG Leadwires | ET-3029R-D-I | Compatible with Kontron/D-Type/3-leads/IEC/166B-715
| ECG Leadwires | ET-3030-D-A | Compatible with Kontron/D-Type/3-leads/AHA/240-715
| ECG Leadwires | ET-3030-D-I | Compatible with Kontron/D-Type/3-leads/IEC/240-715
| ECG Leadwires | ET-3031-D-A | Compatible with Fukuda Denshi/D-Type/3-leads/AHA/169B-715
| ECG Leadwires | ET-3031-D-I | Compatible with Fukuda Denshi/D-Type/3-leads/IEC/169B-715
| ECG Leadwires | ET-3031R-D-A | Compatible with Fukuda Denshi/D-Type/3-leads/AHA/169B-715
| ECG Leadwires | ET-3031R-D-I | Compatible with Fukuda Denshi/D-Type/3-leads/IEC/169B-715
| ECG Leadwires | ET-3032-D-A | Compatible with Fukuda Denshi/D-Type/3-leads/AHA/319S-715
| ECG Leadwires | ET-3032-D-I | Compatible with Fukuda Denshi/D-Type/3-leads/IEC/319S-715
| ECG Leadwires | ET-3033-D-A | Compatible with MEK/D-Type/3-leads/AHA/201-715
| ECG Leadwires | ET-3033-D-I | Compatible with MEK/D-Type/3-leads/IEC/201-715
| ECG Leadwires | ET-3034-D-A | Compatible with MEK/D-Type/3-leads/AHA/140S-715
| ECG Leadwires | ET-3034-D-I | Compatible with MEK/D-Type/3-leads/IEC/140S-715
| ECG Leadwires | ET-3035-D-A | Compatible with Colin/D-Type/3-leads/AHA/308S-715
| ECG Leadwires | ET-3035-D-I | Compatible with Colin/D-Type/3-leads/IEC/308S-715
| ECG Leadwires | ET-3036-D-A | Compatible with Colin/D-Type/3-leads/AHA/309-715
| ECG Leadwires | ET-3036-D-I | Compatible with Colin/D-Type/3-leads/IEC/309-715
| ECG Leadwires | ET-3040-D-A | Compatible with Schiller/D-Type/3-leads/AHA/166B-715
| ECG Leadwires | ET-3040-D-I | Compatible with Schiller/D-Type/3-leads/IEC/166B-715
| ECG Leadwires | ET-3041R-D-A | Compatible with Schiller/D-Type/3-leads/AHA/166B-715
| ECG Leadwires | ET-3041R-D-I | Compatible with Schiller/D-Type/3-leads/IEC/166B-715
| ECG Leadwires | ET-3042-D-A | Compatible with Creative/D-Type/3-leads/AHA/LP06-0E-715
| ECG Leadwires | ET-3042-D-I | Compatible with Creative/D-Type/3-leads/IEC/LP06-0E-715
| ECG Leadwires | ET-3043-D-A | Compatible with M&B/D-Type/3-leads/AHA/141B-715
| ECG Leadwires | ET-3043-D-I | Compatible with M&B/D-Type/3-leads/IEC/141B-715
| ECG Leadwires | ET-3044R-D-A | Compatible with Bionet/D-Type/3-leads/AHA/307S-715
| ECG Leadwires | ET-3044R-D-I | Compatible with Bionet/D-Type/3-leads/IEC/307S-715
| ECG Leadwires | ET-3045-D-A | Compatible with Bionet/D-Type/3-leads/AHA/364
| ECG Leadwires | ET-3045-D-I | Compatible with Bionet/D-Type/3-leads/IEC/364
| ECG Leadwires | ET-3047-D-A | Compatible with CAS/D-Type/3-leads/AHA/262-715
| ECG Leadwires | ET-3047-D-I | Compatible with CAS/D-Type/3-leads/IEC/262-715
| ECG Leadwires | ET-3048-D-A | Compatible with CAS/D-Type/3-leads/AHA/242-715
| ECG Leadwires | ET-3048-D-I | Compatible with CAS/D-Type/3-leads/IEC/242-715
| ECG Leadwires | ET-3049-D-A | Compatible with Emtel/D-Type/3-leads/AHA/166B-715
| ECG Leadwires | ET-3049-D-I | Compatible with Emtel/D-Type/3-leads/IEC/166B-715
| ECG Leadwires | ET-3050-D-A | Compatible with Mennen/D-Type/3-leads/AHA/304S-715
| ECG Leadwires | ET-3050-D-I | Compatible with Mennen/D-Type/3-leads/IEC/304S-715
| ECG Leadwires | ET-3051R-D-A | Compatible with Mennen/D-Type/3-leads/AHA/181B-715
| ECG Leadwires | ET-3051R-D-I | Compatible with Mennen/D-Type/3-leads/IEC/181B-715
| ECG Leadwires | ET-3052R-D-A | Compatible with Biolight/D-Type/3-leads/AHA/166B-715
| ECG Leadwires | ET-3052R-D-I | Compatible with Biolight/D-Type/3-leads/IEC/166B-715
| ECG Leadwires | ET-3053R-D-A | Compatible with Biolight/D-Type/3-leads/AHA/150S-715
| ECG Leadwires | ET-3053R-D-I | Compatible with Biolight/D-Type/3-leads/IEC/150S-715
| ECG Leadwires | ET-3055-D-A | Compatible with Biosys/D-Type/3-leads/AHA/LP06-0E-715
| ECG Leadwires | ET-3055-D-I | Compatible with Biosys/D-Type/3-leads/IEC/LP06-0E-715
| ECG Leadwires | ET-3056-D-A | Compatible with Comen/D-Type/3-leads/AHA/140B-715
| ECG Leadwires | ET-3056-D-I | Compatible with Comen/D-Type/3-leads/IEC/140B-715
| ECG Leadwires | ET-3057-D-A | Compatible with Comen/D-Type/3-leads/AHA/334S-715
| ECG Leadwires | ET-3057-D-I | Compatible with Comen/D-Type/3-leads/IEC/334S-715
| ECG Leadwires | ET-3067-D-A | Compatible with Huntleigh/D-Type/3-leads/AHA/LP08-0E
| ECG Leadwires | ET-3067-D-I | Compatible with Huntleigh/D-Type/3-leads/IEC/LP08-0E
| ECG Leadwires | ET-3073-MQ-A | Compatible with GE Marquette(MECG)/MQ Type/3-leads/AHA/001-706
| ECG Leadwires | ET-3073-MQ-I | Compatible with GE Marquette(MECG)/MQ Type/3-leads/IEC/001-706
| ECG Leadwires | ET-3073-MF | Compatible with GE Marquette(MECG+FECG)/001-(160F+161F)
| ECG Leadwires | ET-3073-F | Compatible with GE Marquette(FECG)/001-161F
| ECG Leadwires | ET-3008R-MR-A | Compatible with GE Datex/MR-Type/3-leads/AHA/006B-710
| ECG Leadwires | ET-3008R-MR-I | Compatible with GE Datex/MR-Type/3-leads/IEC/006B-710
| ECG Leadwires | ET-3053R-PH-A | Compatible with Biolight/PH Type/3-leads/AHA/150S-703
| ECG Leadwires | ET-3053R-PH-I | Compatible with Biolight/PH Type/3-leads/IEC/150S-703
| ECG Leadwires | ET-3045-BN-A | Compatible with Bionet/BN-Type/3-leads/AHA/364
| ECG Leadwires | ET-3045-BN-I | Compatible with Bionet/BN-Type/3-leads/IEC/364
| ECG Leadwires | ET-3029R-NKB-A | Compatible with Kontron/NKB-Type/3-leads/AHA/166B-719
| ECG Leadwires | ET-3029R-NKB-I | Compatible with Kontron/NKB-Type/3-leads/IEC/166B-719
| ECG Leadwires | ET-3015R(10)-NKB-A | Compatible with Nihon Kohden/NKB-Type/3-leads/AHA/253-719
| ECG Leadwires | ET-3076-AA Type-A | Compatible with FUKUDA//AA Type/3-leads/AHA/379-701
| ECG Leadwires | ET-3076-AA Type-I | Compatible with FUKUDA//AA Type/3-leads/IEC/379-701
| ECG Leadwires | ET-3005R(36)-PH-A | Compatible with Philips/PH Type/3-leads/AHA/051S-703
| ECG Leadwires | ET-5001-AA Type-A | Compatible with AA TypeMI 6P(Elbow)/AA Type/5-leads/AHA/140B-702
| ECG Leadwires | ET-5001-AA Type-I | Compatible with AA TypeMI 6P(Elbow)/AA Type/5-leads/IEC/140B-702
| ECG Leadwires | ET-5001R-AA Type-A | Compatible with AA TypeMI 6P(Elbow)/AA Type/5-leads/AHA/140B-702
| ECG Leadwires | ET-5001R-AA Type-I | Compatible with AA TypeMI 6P(Elbow)/AA Type/5-leads/IEC/140B-702
| ECG Leadwires | ET-5002-AA Type-A | Compatible with AA TypeMI 6P(Straight)/AA Type/5-leads/AHA/140S-702
| ECG Leadwires | ET-5002-AA Type-I | Compatible with AA TypeMI 6P(Straight)/AA Type/5-leads/IEC/140S-702
| ECG Leadwires | ET-5002R-AA Type-A | Compatible with AA TypeMI 6P(Straight)/AA Type/5-leads/AHA/140S-702
| ECG Leadwires | ET-5002R-AA Type-I | Compatible with AA TypeMI 6P(Straight)/AA Type/5-leads/IEC/140S-702
| ECG Leadwires | ET-5005R-AA Type-A | Compatible with Philips/AA Type/5-leads/AHA/051S-702
| ECG Leadwires | ET-5005R-AA Type-I | Compatible with Philips/AA Type/5-leads/IEC/051S-702
| ECG Leadwires | ET-5006R-AA Type-A | Compatible with Philips/AA Type/5-leads/AHA/050S-702
| ECG Leadwires | ET-5006R-AA Type-I | Compatible with Philips/AA Type/5-leads/IEC/050S-702
| ECG Leadwires | ET-5005R-PH-A | Compatible with Philips/PH Type/5-leads/AHA/051S-704
| ECG Leadwires | ET-5005R-PH-I | Compatible with Philips/PH Type/5-leads/IEC/051S-704
| ECG Leadwires | ET-5006R-PH-A | Compatible with Philips/PH Type/5-leads/AHA/050S-704
| ECG Leadwires | ET-5006R-PH-I | Compatible with Philips/PH Type/5-leads/IEC/050S-704
| ECG Leadwires | ET-5001-MQ-A | Compatible with AA TypeMI 6P(Elbow)/MQ Type/5-leads/AHA/140B-706
| ECG Leadwires | ET-5001-MQ-I | Compatible with AA TypeMI 6P(Elbow)/MQ Type/5-leads/IEC/140B-706
| ECG Leadwires | ET-5001R-MQ-A | Compatible with AA TypeMI 6P(Elbow)/MQ Type/5-leads/AHA/140B-706
| ECG Leadwires | ET-5001R-MQ-I | Compatible with AA TypeMI 6P(Elbow)/MQ Type/5-leads/IEC/140B-706
| ECG Leadwires | ET-5004-MQ-A | Compatible with GE Marquette/MQ Type/5-leads/AHA/001-706
| ECG Leadwires | ET-5004-MQ-I | Compatible with GE Marquette/MQ Type/5-leads/IEC/001-706
| ECG Leadwires | ET-5025-MQ-A | Compatible with GE Marquette/MQ Type/5-leads/AHA/024S-706
| ECG Leadwires | ET-5025-MQ-I | Compatible with GE Marquette/MQ Type/5-leads/IEC/024S-706
| ECG Leadwires | ET-5001-DX-A | Compatible with AA TypeMI 6P(Elbow)/DX Type/5-leads/AHA/140B-712
| ECG Leadwires | ET-5001-DX-I | Compatible with AA TypeMI 6P(Elbow)/DX Type/5-leads/IEC/140B-712
| ECG Leadwires | ET-5001R-DX-A | Compatible with AA TypeMI 6P(Elbow)/DX Type/5-leads/AHA/140B-712
| ECG Leadwires | ET-5001R-DX-I | Compatible with AA TypeMI 6P(Elbow)/DX Type/5-leads/IEC/140B-712
| ECG Leadwires | ET-5004-DX-A | Compatible with GE Marquette/DX Type/5-leads/AHA/001-712
| ECG Leadwires | ET-5004-DX-I | Compatible with GE Marquette/DX Type/5-leads/IEC/001-712
| ECG Leadwires | ET-5008R-DX-A | Compatible with GE Datex/DX Type/5-leads/AHA/006B-712
| ECG Leadwires | ET-5008R-DX-I | Compatible with GE Datex/DX Type/5-leads/IEC/006B-712
| ECG Leadwires | ET-5009-DX-A | Compatible with GE Datex/DX Type/5-leads/AHA/009B-712
| ECG Leadwires | ET-5009-DX-I | Compatible with GE Datex/DX Type/5-leads/IEC/009B-712
| ECG Leadwires | ET-5010-DX-A | Compatible with Artema/DX Type/5-leads/AHA/011B-712
| ECG Leadwires | ET-5010-DX-I | Compatible with Artema/DX Type/5-leads/IEC/011B-712
| ECG Leadwires | ET-5021-DX-A | Compatible with GE Hellige/DX Type/5-leads/AHA/020S-712
| ECG Leadwires | ET-5021-DX-I | Compatible with GE Hellige/DX Type/5-leads/IEC/020S-712
| ECG Leadwires | ET-5021R-DX-A | Compatible with GE Hellige/DX Type/5-leads/AHA/020S-712
| ECG Leadwires | ET-5021R-DX-I | Compatible with GE Hellige/DX Type/5-leads/IEC/020S-712
| ECG Leadwires | ET-5001-SM-A | Compatible with AA TypeMI 6P(Elbow)/SM-Type/5-leads/AHA/140B-710
| ECG Leadwires | ET-5001-SM-I | Compatible with AA TypeMI 6P(Elbow)/SM-Type/5-leads/IEC/140B-710
| ECG Leadwires | ET-5001R-SM-A | Compatible with AA TypeMI 6P(Elbow)/SM-Type/5-leads/AHA/140B-710
| ECG Leadwires | ET-5001R-SM-I | Compatible with AA TypeMI 6P(Elbow)/SM-Type/5-leads/IEC/140B-710
| ECG Leadwires | ET-5026-SM-A | Compatible with Siemens/SM-Type/5-leads/AHA/090S-710
| ECG Leadwires | ET-5026-SM-I | Compatible with Siemens/SM-Type/5-leads/IEC/090S-710
| ECG Leadwires | ET-5028-SM-A | Compatible with Draeger/SM-Type/5-leads/AHA/096S-710
| ECG Leadwires | ET-5028-SM-I | Compatible with Draeger/SM-Type/5-leads/IEC/096S-710
| ECG Leadwires | ET-5031R-SM-A | Compatible with Fukuda Denshi/SM-Type/5-leads/AHA/169B-710
| ECG Leadwires | ET-5031R-SM-I | Compatible with Fukuda Denshi/SM-Type/5-leads/IEC/169B-710
| ECG Leadwires | ET-5032-SM-A | Compatible with Fukuda Denshi/SM-Type/5-leads/AHA/319S-710
| ECG Leadwires | ET-5032-SM-I | Compatible with Fukuda Denshi/SM-Type/5-leads/IEC/319S-710
| ECG Leadwires | ET-5001-NKA-A | Compatible with AA TypeMI 6P(Elbow)/NKA-Type/5-leads/AHA/140B-720
| ECG Leadwires | ET-5001-NKA-I | Compatible with AA TypeMI 6P(Elbow)/NKA-Type/5-leads/IEC/140B-720
| ECG Leadwires | ET-5001R-NKA-A | Compatible with AA TypeMI 6P(Elbow)/NKA-Type/5-leads/AHA/140B-720
| ECG Leadwires | ET-5001R-NKA-I | Compatible with AA TypeMI 6P(Elbow)/NKA-Type/5-leads/IEC/140B-720
| ECG Leadwires | ET-5011R-NKA-A | Compatible with Nihon Kohden/NKA-Type/5-leads/AHA/100B-720
| ECG Leadwires | ET-5011R-NKA-I | Compatible with Nihon Kohden/NKA-Type/5-leads/IEC/100B-720
| ECG Leadwires | ET-5012-NKA-A | Compatible with Nihon Kohden/NKA-Type/5-leads/AHA/101B-720
| ECG Leadwires | ET-5012-NKA-I | Compatible with Nihon Kohden/NKA-Type/5-leads/IEC/101B-720
| ECG Leadwires | ET-5001-SL-A | Compatible with AA TypeMI 6P(Elbow)/SL-Type/5-leads/AHA/140B-714
| ECG Leadwires | ET-5001-SL-I | Compatible with AA TypeMI 6P(Elbow)/SL-Type/5-leads/IEC/140B-714
| ECG Leadwires | ET-5001R-SL-A | Compatible with AA TypeMI 6P(Elbow)/SL-Type/5-leads/AHA/140B-714
| ECG Leadwires | ET-5001R-SL-I | Compatible with AA TypeMI 6P(Elbow)/SL-Type/5-leads/IEC/140B-714
| ECG Leadwires | ET-5007R-SL-A | Compatible with Spacelabs/SL-Type/5-leads/AHA/110S-714
| ECG Leadwires | ET-5007R-SL-I | Compatible with Spacelabs/SL-Type/5-leads/IEC/110S-714
| ECG Leadwires | ET-5001-MR-A | Compatible with AA TypeMI 6P(Elbow)/MR-Type/5-leads/AHA/140B-710
| ECG Leadwires | ET-5001-MR-I | Compatible with AA TypeMI 6P(Elbow)/MR-Type/5-leads/IEC/140B-710
| ECG Leadwires | ET-5001R-MR-A | Compatible with AA TypeMI 6P(Elbow)/MR-Type/5-leads/AHA/140B-710
| ECG Leadwires | ET-5001R-MR-I | Compatible with AA TypeMI 6P(Elbow)/MR-Type/5-leads/IEC/140B-710
| ECG Leadwires | ET-5016-MR-A | Compatible with Mindray/MR-Type/5-leads/AHA/120S-710
| ECG Leadwires | ET-5016-MR-I | Compatible with Mindray/MR-Type/5-leads/IEC/120S-710
| ECG Leadwires | ET-5016R-MR-A | Compatible with Mindray/MR-Type/5-leads/AHA/120S-710
| ECG Leadwires | ET-5016R-MR-I | Compatible with Mindray/MR-Type/5-leads/IEC/120S-710
| ECG Leadwires | ET-5001-DT-A | Compatible with AA TypeMI 6P(Elbow)/DT-Type/5-leads/AHA/140B-721
| ECG Leadwires | ET-5001-DT-I | Compatible with AA TypeMI 6P(Elbow)/DT-Type/5-leads/IEC/140B-721
| ECG Leadwires | ET-5001R-DT-A | Compatible with AA TypeMI 6P(Elbow)/DT-Type/5-leads/AHA/140B-721
| ECG Leadwires | ET-5001R-DT-I | Compatible with AA TypeMI 6P(Elbow)/DT-Type/5-leads/IEC/140B-721
| ECG Leadwires | ET-5018R-DT-A | Compatible with Mindray-Datascope/DT-Type/5-leads/AHA/128-721
| ECG Leadwires | ET-5018R-DT-I | Compatible with Mindray-Datascope/DT-Type/5-leads/IEC/128-721
| ECG Leadwires | ET-5035-CL-A | Compatible with Colin/CL-Type/5-leads/AHA/308S-722
| ECG Leadwires | ET-5035-CL-I | Compatible with Colin/CL-Type/5-leads/IEC/308S-722
| ECG Leadwires | ET-5036-CL-A | Compatible with Colin/CL-Type/5-leads/AHA/309-722
| ECG Leadwires | ET-5036-CL-I | Compatible with Colin/CL-Type/5-leads/IEC/309-722
| ECG Leadwires | ET-5050-MN-A | Compatible with Mennen/MN-Type/5-leads/AHA/304S-702
| ECG Leadwires | ET-5050-MN-I | Compatible with Mennen/MN-Type/5-leads/IEC/304S-702
| ECG Leadwires | ET-5051R-MN-A | Compatible with Mennen/MN-Type/5-leads/AHA/181B-702
| ECG Leadwires | ET-5051R-MN-I | Compatible with Mennen/MN-Type/5-leads/IEC/181B-702
| ECG Leadwires | ET-5001-BN-A | Compatible with AA TypeMI 6P(Elbow)/BN-Type/5-leads/AHA/140B-702
| ECG Leadwires | ET-5001-BN-I | Compatible with AA TypeMI 6P(Elbow)/BN-Type/5-leads/IEC/140B-702
| ECG Leadwires | ET-5001R-BN-A | Compatible with AA TypeMI 6P(Elbow)/BN-Type/5-leads/AHA/140B-702
| ECG Leadwires | ET-5001R-BN-I | Compatible with AA TypeMI 6P(Elbow)/BN-Type/5-leads/IEC/140B-702
| ECG Leadwires | ET-5044R-BN-A | Compatible with Bionet/BN-Type/5-leads/AHA/307S-702
| ECG Leadwires | ET-5044R-BN-I | Compatible with Bionet/BN-Type/5-leads/IEC/307S-702
| ECG Leadwires | ET-5001-LL-A | Compatible with AA TypeMI 6P(Elbow)/LL-Type/5-leads/AHA/140B-724
| ECG Leadwires | ET-5001-LL-I | Compatible with AA TypeMI 6P(Elbow)/LL-Type/5-leads/IEC/140B-724
| ECG Leadwires | ET-5001R-LL-A | Compatible with AA TypeMI 6P(Elbow)/LL-Type/5-leads/AHA/140B-724
| ECG Leadwires | ET-5001R-LL-I | Compatible with AA TypeMI 6P(Elbow)/LL-Type/5-leads/IEC/140B-724
| ECG Leadwires | ET-5001-D-A | Compatible with AA TypeMI 6P(Elbow)/D-Type/5-leads/AHA/140B-716
| ECG Leadwires | ET-5001-D-I | Compatible with AA TypeMI 6P(Elbow)/D-Type/5-leads/IEC/140B-716
| ECG Leadwires | ET-5001R-D-A | Compatible with AA TypeMI 6P(Elbow)/D-Type/5-leads/AHA/140B-716
| ECG Leadwires | ET-5001R-D-I | Compatible with AA TypeMI 6P(Elbow)/D-Type/5-leads/IEC/140B-716
| ECG Leadwires | ET-5002-D-A | Compatible with AA TypeMI 6P(Straight)/D-Type/5-leads/AHA/140S-716
| ECG Leadwires | ET-5002-D-I | Compatible with AA TypeMI 6P(Straight)/D-Type/5-leads/IEC/140S-716
| ECG Leadwires | ET-5002R-D-A | Compatible with AA TypeMI 6P(Straight)/D-Type/5-leads/AHA/140S-716
| ECG Leadwires | ET-5002R-D-I | Compatible with AA TypeMI 6P(Straight)/D-Type/5-leads/IEC/140S-716
| ECG Leadwires | ET-5003R-D-A | Compatible with AA TypeMI 5P/D-Type/5-leads/AHA/142S-716
| ECG Leadwires | ET-5003R-D-I | Compatible with AA TypeMI 5P/D-Type/5-leads/IEC/142S-716
| ECG Leadwires | ET-5004-D-A | Compatible with GE Marquette/D-Type/5-leads/AHA/001-716
| ECG Leadwires | ET-5004-D-I | Compatible with GE Marquette/D-Type/5-leads/IEC/001-716
| ECG Leadwires | ET-5005R-D-A | Compatible with Philips/D-Type/5-leads/AHA/051S-716
| ECG Leadwires | ET-5005R-D-I | Compatible with Philips/D-Type/5-leads/IEC/051S-716
| ECG Leadwires | ET-5006R-D-A | Compatible with Philips/D-Type/5-leads/AHA/050S-716
| ECG Leadwires | ET-5006R-D-I | Compatible with Philips/D-Type/5-leads/IEC/050S-716
| ECG Leadwires | ET-5007R-D-A | Compatible with Spacelabs/D-Type/5-leads/AHA/110S-716
| ECG Leadwires | ET-5007R-D-I | Compatible with Spacelabs/D-Type/5-leads/IEC/110S-716
| ECG Leadwires | ET-5008R-D-A | Compatible with GE Datex/D-Type/5-leads/AHA/006B-716
| ECG Leadwires | ET-5008R-D-I | Compatible with GE Datex/D-Type/5-leads/IEC/006B-716
| ECG Leadwires | ET-5009-D-A | Compatible with GE Datex/D-Type/5-leads/AHA/009B-716
| ECG Leadwires | ET-5009-D-I | Compatible with GE Datex/D-Type/5-leads/IEC/009B-716
| ECG Leadwires | ET-5010-D-A | Compatible with Artema/D-Type/5-leads/AHA/011B-716
| ECG Leadwires | ET-5010-D-I | Compatible with Artema/D-Type/5-leads/IEC/011B-716
| ECG Leadwires | ET-5011-D-A | Compatible with Nihon Kohden/D-Type/5-leads/AHA/100B-716
| ECG Leadwires | ET-5011-D-I | Compatible with Nihon Kohden/D-Type/5-leads/IEC/100B-716
| ECG Leadwires | ET-5012-D-A | Compatible with Nihon Kohden/D-Type/5-leads/AHA/101B-716
| ECG Leadwires | ET-5012-D-I | Compatible with Nihon Kohden/D-Type/5-leads/IEC/101B-716
| ECG Leadwires | ET-5016-D-A | Compatible with Mindray/D-Type/5-leads/AHA/120S-716
| ECG Leadwires | ET-5016-D-I | Compatible with Mindray/D-Type/5-leads/IEC/120S-716
| ECG Leadwires | ET-5016R-D-A | Compatible with Mindray/D-Type/5-leads/AHA/120S-716
| ECG Leadwires | ET-5016R-D-I | Compatible with Mindray/D-Type/5-leads/IEC/120S-716
| ECG Leadwires | ET-5018R-D-A | Compatible with Mindray-Datascope/D-Type/5-leads/AHA/128-716
| ECG Leadwires | ET-5018R-D-I | Compatible with Mindray-Datascope/D-Type/5-leads/IEC/128-716
| ECG Leadwires | ET-5020R-D-A | Compatible with Welch Allyn/D-Type/5-leads/AHA/246-716
| ECG Leadwires | ET-5020R-D-I | Compatible with Welch Allyn/D-Type/5-leads/IEC/246-716
| ECG Leadwires | ET-5021-D-A | Compatible with GE Hellige/D-Type/5-leads/AHA/020S-716
| ECG Leadwires | ET-5021-D-I | Compatible with GE Hellige/D-Type/5-leads/IEC/020S-716
| ECG Leadwires | ET-5021R-D-A | Compatible with GE Hellige/D-Type/5-leads/AHA/020S-716
| ECG Leadwires | ET-5021R-D-I | Compatible with GE Hellige/D-Type/5-leads/IEC/020S-716
| ECG Leadwires | ET-5026-D-A | Compatible with Siemens/D-Type/5-leads/AHA/090S-716
| ECG Leadwires | ET-5026-D-I | Compatible with Siemens/D-Type/5-leads/IEC/090S-716
| ECG Leadwires | ET-5029R-D-A | Compatible with Kontron/D-Type/5-leads/AHA/166B-716
| ECG Leadwires | ET-5029R-D-I | Compatible with Kontron/D-Type/5-leads/IEC/166B-716
| ECG Leadwires | ET-5031R-D-A | Compatible with Fukuda Denshi/D-Type/5-leads/AHA/169B-716
| ECG Leadwires | ET-5031R-D-I | Compatible with Fukuda Denshi/D-Type/5-leads/IEC/169B-716
| ECG Leadwires | ET-5032-D-A | Compatible with Fukuda Denshi/D-Type/5-leads/AHA/319S-716
| ECG Leadwires | ET-5032-D-I | Compatible with Fukuda Denshi/D-Type/5-leads/IEC/319S-716
| ECG Leadwires | ET-5033-D-A | Compatible with MEK/D-Type/5-leads/AHA/201-716
| ECG Leadwires | ET-5033-D-I | Compatible with MEK/D-Type/5-leads/IEC/201-716
| ECG Leadwires | ET-5034-D-A | Compatible with MEK/D-Type/5-leads/AHA/140S-716
| ECG Leadwires | ET-5034-D-I | Compatible with MEK/D-Type/5-leads/IEC/140S-716
| ECG Leadwires | ET-5035-D-A | Compatible with Colin/D-Type/5-leads/AHA/308S-716
| ECG Leadwires | ET-5035-D-I | Compatible with Colin/D-Type/5-leads/IEC/308S-716
| ECG Leadwires | ET-5036-D-A | Compatible with Colin/D-Type/5-leads/AHA/309-716
| ECG Leadwires | ET-5036-D-I | Compatible with Colin/D-Type/5-leads/IEC/309-716
| ECG Leadwires | ET-5042-D-A | Compatible with Creative/D-Type/5-leads/AHA/LP06-0E-716
| ECG Leadwires | ET-5042-D-I | Compatible with Creative/D-Type/5-leads/IEC/LP06-0E-716
| ECG Leadwires | ET-5043-D-A | Compatible with M&B/D-Type/5-leads/AHA/141B-716
| ECG Leadwires | ET-5043-D-I | Compatible with M&B/D-Type/5-leads/IEC/141B-716
| ECG Leadwires | ET-5044R-D-A | Compatible with Bionet/D-Type/5-leads/AHA/307-716
| ECG Leadwires | ET-5044R-D-I | Compatible with Bionet/D-Type/5-leads/IEC/307-716
| ECG Leadwires | ET-5045R-D-A | Compatible with Bionet/D-Type/5-leads/AHA
| ECG Leadwires | ET-5045R-D-I | Compatible with Bionet/D-Type/5-leads/IEC
| ECG Leadwires | ET-5049-D-A | Compatible with Emtel/D-Type/5-leads/AHA/166B-716
| ECG Leadwires | ET-5049-D-I | Compatible with Emtel/D-Type/5-leads/IEC/166B-716
| ECG Leadwires | ET-5050-D-A | Compatible with Mennen/D-Type/5-leads/AHA/304S-716
| ECG Leadwires | ET-5050-D-I | Compatible with Mennen/D-Type/5-leads/IEC/304S-716
| ECG Leadwires | ET-5051R-D-A | Compatible with Mennen/D-Type/5-leads/AHA/181B-716
| ECG Leadwires | ET-5051R-D-I | Compatible with Mennen/D-Type/5-leads/IEC/181B-716
| ECG Leadwires | ET-5052R-D-A | Compatible with Biolight/D-Type/5-leads/AHA/166B-716
| ECG Leadwires | ET-5052R-D-I | Compatible with Biolight/D-Type/5-leads/IEC/166B-716
| ECG Leadwires | ET-5053R-D-A | Compatible with Biolight/D-Type/5-leads/AHA/150S-716
| ECG Leadwires | ET-5053R-D-I | Compatible with Biolight/D-Type/5-leads/IEC/150S-716
| ECG Leadwires | ET-5055-D-A | Compatible with Biosys/D-Type/5-leads/AHA/LP06-0E-716
| ECG Leadwires | ET-5055-D-I | Compatible with Biosys/D-Type/5-leads/IEC/LP06-0E-716
| ECG Leadwires | ET-5056-D-A | Compatible with Comen/D-Type/5-leads/AHA/140B-716
| ECG Leadwires | ET-5056-D-I | Compatible with Comen/D-Type/5-leads/IEC/140B-716
| ECG Leadwires | ET-5057-D-A | Compatible with Comen/D-Type/5-leads/AHA/334S-716
| ECG Leadwires | ET-5057-D-I | Compatible with Comen/D-Type/5-leads/IEC/334S-716
| ECG Leadwires | ET-5060-D-A | Compatible with BEXEN/D-Type/5-leads/AHA/180B-716
| ECG Leadwires | ET-5060-D-I | Compatible with BEXEN/D-Type/5-leads/IEC/180B-716
| ECG Leadwires | ET-5061R-D-A | Compatible with Innomed/D-Type/5-leads/AHA/LP06-0B-716
| ECG Leadwires | ET-5061R-D-I | Compatible with Innomed/D-Type/5-leads/IEC/LP06-0B-716
| ECG Leadwires | ET-5065R-D-A | Compatible with ECAFIX/D-Type/5-leads/AHA/261-716
| ECG Leadwires | ET-5065R-D-I | Compatible with ECAFIX/D-Type/5-leads/IEC/261-716
| ECG Leadwires | ET-5016-MQ-A | Compatible with Mindray/MQ Type/5-leads/AHA/120S-706
| ECG Leadwires | ET-5016-MQ-I | Compatible with Mindray/MQ Type/5-leads/IEC/120S-706
| ECG Leadwires | ET-5016-DT-A | Compatible with Mindray/DT-Type/5-leads/AHA/120S-721
| ECG Leadwires | ET-5016-DT-I | Compatible with Mindray/DT-Type/5-leads/IEC/120S-721
| ECG Leadwires | ET-5005R(025)-CV-A | Compatible with Philips/CV-Type/5-leads/AHA/051S-742
| ECG Leadwires | ET-5005R(025)-CV-I | Compatible with Philips/CV-Type/5-leads/IEC/051S-742