## Sheet1
Part Number |  | DescriptionExtra | Original Description | OperaDescription | paperworkdescription & pricedesc | Supplier Description
6017100 | ECG Leadwires | ET-5004(025)-CV-A | Compatible with GE Marquette/CV-Type/5-leads/AHA/001-742 | ECG Leadwires Compatible with GE Marquette - CV-Type - 5-leads - AHA - 001-742 | ECG Leadwires Compatible with GE Marquette - CV-Type{R}5-leads - AHA - 001-742{R}REF: ET-5004(025)-CV-A | ECG Leadwires Compatible with GE Marquette/CV-Type/5-leads/AHA/001-742
6017101 | ECG Leadwires | ET-5004(025)-CV-I | Compatible with GE Marquette/CV-Type/5-leads/IEC/001-742 | ECG Leadwires Compatible with GE Marquette - CV-Type - 5-leads - IEC - 001-742 | ECG Leadwires Compatible with GE Marquette - CV-Type{R}5-leads - IEC - 001-742{R}REF: ET-5004(025)-CV-I | ECG Leadwires Compatible with GE Marquette/CV-Type/5-leads/IEC/001-742
6017102 | ECG Leadwires | ET-5016(025)-CV-A | Compatible with Mindray/CV-Type/5-leads/AHA/120S-742 | ECG Leadwires Compatible with Mindray - CV-Type - 5-leads - AHA - 120S-742 | ECG Leadwires Compatible with Mindray - CV-Type{R}5-leads - AHA - 120S-742{R}REF: ET-5016(025)-CV-A | ECG Leadwires Compatible with Mindray/CV-Type/5-leads/AHA/120S-742
6017103 | ECG Leadwires | ET-5016(025)-CV-I | Compatible with Mindray/CV-Type/5-leads/IEC/120S-742 | ECG Leadwires Compatible with Mindray - CV-Type - 5-leads - IEC - 120S-742 | ECG Leadwires Compatible with Mindray - CV-Type{R}5-leads - IEC - 120S-742{R}REF: ET-5016(025)-CV-I | ECG Leadwires Compatible with Mindray/CV-Type/5-leads/IEC/120S-742
6017104 | ECG Leadwires | ET-5016R(025)-CV-A | Compatible with Mindray/CV-Type/5-leads/AHA/120S-742 | ECG Leadwires Compatible with Mindray - CV-Type - 5-leads - AHA - 120S-742 | ECG Leadwires Compatible with Mindray - CV-Type{R}5-leads - AHA - 120S-742{R}REF: ET-5016R(025)-CV-A | ECG Leadwires Compatible with Mindray/CV-Type/5-leads/AHA/120S-742
6017105 | ECG Leadwires | ET-5016R(025)-CV-I | Compatible with Mindray/CV-Type/5-leads/IEC/120S-742 | ECG Leadwires Compatible with Mindray - CV-Type - 5-leads - IEC - 120S-742 | ECG Leadwires Compatible with Mindray - CV-Type{R}5-leads - IEC - 120S-742{R}REF: ET-5016R(025)-CV-I | ECG Leadwires Compatible with Mindray/CV-Type/5-leads/IEC/120S-742
6017106 | ECG Leadwires | ET-5075R-SH-A | Compatible with SCHILLER/SH-Type/5-leads/AHA/166B-702 | ECG Leadwires Compatible with SCHILLER - SH-Type - 5-leads - AHA - 166B-702 | ECG Leadwires Compatible with SCHILLER - SH-Type{R}5-leads - AHA - 166B-702{R}REF: ET-5075R-SH-A | ECG Leadwires Compatible with SCHILLER/SH-Type/5-leads/AHA/166B-702
6017107 | ECG Leadwires | ET-5075R-SH-I | Compatible with SCHILLER/SH-Type/5-leads/IEC/166B-702 | ECG Leadwires Compatible with SCHILLER - SH-Type - 5-leads - IEC - 166B-702 | ECG Leadwires Compatible with SCHILLER - SH-Type{R}5-leads - IEC - 166B-702{R}REF: ET-5075R-SH-I | ECG Leadwires Compatible with SCHILLER/SH-Type/5-leads/IEC/166B-702
6017108 | ECG Leadwires | ET-5005R-SM-A | Compatible with Philips/SM-Type/5-leads/AHA/051S-710 | ECG Leadwires Compatible with Philips - SM-Type - 5-leads - AHA - 051S-710 | ECG Leadwires Compatible with Philips - SM-Type{R}5-leads - AHA - 051S-710{R}REF: ET-5005R-SM-A | ECG Leadwires Compatible with Philips/SM-Type/5-leads/AHA/051S-710
6017109 | ECG Leadwires | ET-5005R-SM-I | Compatible with Philips/SM-Type/5-leads/IEC/051S-710 | ECG Leadwires Compatible with Philips - SM-Type - 5-leads - IEC - 051S-710 | ECG Leadwires Compatible with Philips - SM-Type{R}5-leads - IEC - 051S-710{R}REF: ET-5005R-SM-I | ECG Leadwires Compatible with Philips/SM-Type/5-leads/IEC/051S-710
6017110 | ECG Leadwires | ET-5038R(025)-CV-A | Compatible with ZOLL/CV-Type/5-leads/AHA/332-742 | ECG Leadwires Compatible with ZOLL - CV-Type - 5-leads - AHA - 332-742 | ECG Leadwires Compatible with ZOLL - CV-Type{R}5-leads - AHA - 332-742{R}REF: ET-5038R(025)-CV-A | ECG Leadwires Compatible with ZOLL/CV-Type/5-leads/AHA/332-742
6017111 | ECG Leadwires | ET-5038R(025)-CV-I | Compatible with ZOLL/CV-Type/5-leads/IEC/332-742 | ECG Leadwires Compatible with ZOLL - CV-Type - 5-leads - IEC - 332-742 | ECG Leadwires Compatible with ZOLL - CV-Type{R}5-leads - IEC - 332-742{R}REF: ET-5038R(025)-CV-I | ECG Leadwires Compatible with ZOLL/CV-Type/5-leads/IEC/332-742
6017112 | ECG Leadwires | ET-5001-PH-A | Compatible with AA TypeMI 6P(Elbow)/PH Type/5-leads/AHA/140B-704 | ECG Leadwires Compatible with AA TypeMI 6P (Elbow) - PH-Type - 5-leads - AHA - 140B-704 | ECG Leadwires Compatible with AA TypeMI 6P (Elbow) - PH-Type{R}5-leads - AHA - 140B-704{R}REF: ET-5001-PH-A | ECG Leadwires Compatible with AA TypeMI 6P(Elbow)/PH Type/5-leads/AHA/140B-704
6017113 | ECG Leadwires | ET-5001-PH-I | Compatible with AA TypeMI 6P(Elbow)/PH Type/5-leads/IEC/140B-704 | ECG Leadwires Compatible with AA TypeMI 6P (Elbow) - PH-Type - 5-leads - IEC - 140B-704 | ECG Leadwires Compatible with AA TypeMI 6P (Elbow) - PH-Type{R}5-leads - IEC - 140B-704{R}REF: ET-5001-PH-I | ECG Leadwires Compatible with AA TypeMI 6P(Elbow)/PH Type/5-leads/IEC/140B-704
6017114 | ECG Leadwires | ET-5076-AA Type-A | Compatible with FUKUDA/AA Type/5-leads/AHA/379-702 | ECG Leadwires Compatible with FUKUDA - AA-Type - 5-leads - AHA - 379-702 | ECG Leadwires Compatible with FUKUDA - AA-Type{R}5-leads - AHA - 379-702{R}REF: ET-5076-AA Type-A | ECG Leadwires Compatible with FUKUDA/AA Type/5-leads/AHA/379-702
6017115 | ECG Leadwires | ET-5076-AA Type-I | Compatible with FUKUDA/AA Type/5-leads/IEC/379-702 | ECG Leadwires Compatible with FUKUDA - AA-Type - 5-leads - IEC - 379-702 | ECG Leadwires Compatible with FUKUDA - AA-Type{R}5-leads - IEC - 379-702{R}REF: ET-5076-AA Type-I | ECG Leadwires Compatible with FUKUDA/AA Type/5-leads/IEC/379-702
6017116 | ECG Leadwires | ET-5060-PH-A | Compatible with BEXEN/PH Type/5-leads/AHA/180B-704 | ECG Leadwires Compatible with BEXEN - PH-Type - 5-leads - AHA - 180B-704 | ECG Leadwires Compatible with BEXEN - PH-Type{R}5-leads - AHA - 180B-704{R}REF: ET-5060-PH-A | ECG Leadwires Compatible with BEXEN/PH Type/5-leads/AHA/180B-704
6017117 | ECG Leadwires | ET-5060-PH-I | Compatible with BEXEN/PH Type/5-leads/IEC/180B-704 | ECG Leadwires Compatible with BEXEN - PH-Type - 5-leads - IEC - 180B-704 | ECG Leadwires Compatible with BEXEN - PH-Type{R}5-leads - IEC - 180B-704{R}REF: ET-5060-PH-I | ECG Leadwires Compatible with BEXEN/PH Type/5-leads/IEC/180B-704
6017118 | ECG Leadwires | ET-5004(50)-DX-I | Compatible with GE Marquette/DX Type/5-leads/IEC/001-712 | ECG Leadwires Compatible with GE Marquette - DX Type - 5-leads - IEC - 001-712 | ECG Leadwires Compatible with GE Marquette - DX Type{R}5-leads - IEC - 001-712{R}REF: ET-5004(50)-DX-I | ECG Leadwires Compatible with GE Marquette/DX Type/5-leads/IEC/001-712
6017119 | ECG Leadwires | ET-5001R-PH-A | Compatible with AA TypeMI 6P(Elbow)/PH Type/5-leads/AHA/140B-704 | ECG Leadwires Compatible with AA TypeMI 6P (Elbow) - PH-Type - 5-leads - AHA - 140B-704 | ECG Leadwires Compatible with AA TypeMI 6P (Elbow) - PH-Type{R}5-leads - AHA - 140B-704{R}REF: ET-5001R-PH-A | ECG Leadwires Compatible with AA TypeMI 6P(Elbow)/PH Type/5-leads/AHA/140B-704
6017120 | ECG Leadwires | ET-5001R-PH-I | Compatible with AA TypeMI 6P(Elbow)/PH Type/5-leads/IEC/140B-704 | ECG Leadwires Compatible with AA TypeMI 6P (Elbow) - PH-Type - 5-leads - IEC - 140B-704 | ECG Leadwires Compatible with AA TypeMI 6P (Elbow) - PH-Type{R}5-leads - IEC - 140B-704{R}REF: ET-5001R-PH-I | ECG Leadwires Compatible with AA TypeMI 6P(Elbow)/PH Type/5-leads/IEC/140B-704
6017121 | ECG Leadwires | ET-5007R-PH-A | Compatible with Spacelabs/PH Type/5-leads/AHA/110S-704 | ECG Leadwires Compatible with Spacelabs - PH-Type - 5-leads - AHA - 110S-704 | ECG Leadwires Compatible with Spacelabs - PH-Type{R}5-leads - AHA - 110S-704{R}REF: ET-5007R-PH-A | ECG Leadwires Compatible with Spacelabs/PH Type/5-leads/AHA/110S-704
6017122 | ECG Leadwires | ET-5007R-PH-I | Compatible with Spacelabs/PH Type/5-leads/IEC/110S-704 | ECG Leadwires Compatible with Spacelabs - PH-Type - 5-leads - IEC - 110S-704 | ECG Leadwires Compatible with Spacelabs - PH-Type{R}5-leads - IEC - 110S-704{R}REF: ET-5007R-PH-I | ECG Leadwires Compatible with Spacelabs/PH Type/5-leads/IEC/110S-704
6017123 | ECG Leadwires | ET-5004(36)-MQ-A | Compatible with GE Marquette/MQ Type/5-leads/AHA/001-706 | ECG Leadwires Compatible with GE Marquette - MQ-Type - 5-leads - AHA - 001-706 | ECG Leadwires Compatible with GE Marquette - MQ-Type{R}5-leads - AHA - 001-706{R}REF: ET-5004(36)-MQ-A | ECG Leadwires Compatible with GE Marquette/MQ Type/5-leads/AHA/001-706
6017124 | ECG Leadwires | ET-5002-CSI-A | Compatible with AA TypeMI 6P(Straight)/CSI-Type/5-leads/AHA/140S-704 | ECG Leadwires Compatible with AA TypeMI 6P(Straight) - CSI-Type - 5-leads - AHA - 140S-704 | ECG Leadwires Compatible with AA TypeMI 6P(Straight) - CSI-Type{R}5-leads - AHA - 140S-704{R}REF: ET-5002-CSI-A | ECG Leadwires Compatible with AA TypeMI 6P(Straight)/CSI-Type/5-leads/AHA/140S-704
6017125 | ECG Leadwires | ET-5002-CSI-I | Compatible with AA TypeMI 6P(Straight)/CSI-Type/5-leads/IEC/140S-704 | ECG Leadwires Compatible with AA TypeMI 6P(Straight) - CSI-Type - 5-leads - IEC - 140S-704 | ECG Leadwires Compatible with AA TypeMI 6P(Straight) - CSI-Type{R}5-leads - IEC - 140S-704{R}REF: ET-5002-CSI-I | ECG Leadwires Compatible with AA TypeMI 6P(Straight)/CSI-Type/5-leads/IEC/140S-704
6017126 | ECG Leadwires | ET-5007R(025)-CV-A | Compatible with Spacelabs/SL-Type/5-leads/AHA/110S-742 | ECG Leadwires Compatible with Spacelabs - SL-Type - 5-leads - AHA - 110S-742 | ECG Leadwires Compatible with Spacelabs - SL-Type{R}5-leads - AHA - 110S-742{R}REF: ET-5007R(025)-CV-A | ECG Leadwires Compatible with Spacelabs/SL-Type/5-leads/AHA/110S-742
6017127 | ECG Leadwires | ET-5007R(025)-CV-I | Compatible with Spacelabs/SL-Type/5-leads/IEC/110S-742 | ECG Leadwires Compatible with Spacelabs - SL-Type - 5-leads - IEC - 110S-742 | ECG Leadwires Compatible with Spacelabs - SL-Type{R}5-leads - IEC - 110S-742{R}REF: ET-5007R(025)-CV-I | ECG Leadwires Compatible with Spacelabs/SL-Type/5-leads/IEC/110S-742
6017128 | ECG Leadwires | ET-5012R-NKA-A | Compatible with Nihon Kohden/NKA-Type/5-leads/AHA/101B-720 | ECG Leadwires Compatible with Nihon Kohden - NKA-Type - 5-leads - AHA - 101B-720 | ECG Leadwires Compatible with Nihon Kohden - NKA-Type{R}5-leads - AHA - 101B-720{R}REF: ET-5012R-NKA-A | ECG Leadwires Compatible with Nihon Kohden/NKA-Type/5-leads/AHA/101B-720
6017129 | ECG Leadwires | ET-5012R-NKA-I | Compatible with Nihon Kohden/NKA-Type/5-leads/IEC/101B-720 | ECG Leadwires Compatible with Nihon Kohden - NKA-Type - 5-leads - IEC - 101B-720 | ECG Leadwires Compatible with Nihon Kohden - NKA-Type{R}5-leads - IEC - 101B-720{R}REF: ET-5012R-NKA-I | ECG Leadwires Compatible with Nihon Kohden/NKA-Type/5-leads/IEC/101B-720
6017130 | ECG Leadwires | ET-5018-DT-A | Compatible with Mindray-Datascope/DT-Type/5-leads/AHA/128-721 | ECG Leadwires Compatible with Mindray-Datascope - DT-Type - 5-leads - AHA - 128-721 | ECG Leadwires Compatible with Mindray-Datascope - DT-Type{R}5-leads - AHA - 128-721{R}REF: ET-5018-DT-A | ECG Leadwires Compatible with Mindray-Datascope/DT-Type/5-leads/AHA/128-721
6017131 | ECG Leadwires | ET-5018-DT-I | Compatible with Mindray-Datascope/DT-Type/5-leads/IEC/128-721 | ECG Leadwires Compatible with Mindray-Datascope - DT-Type - 5-leads - IEC - 128-721 | ECG Leadwires Compatible with Mindray-Datascope - DT-Type{R}5-leads - IEC - 128-721{R}REF: ET-5018-DT-I | ECG Leadwires Compatible with Mindray-Datascope/DT-Type/5-leads/IEC/128-721
6017132 | ECG Leadwires | ET-5045-BN-A | Compatible with Bionet/BN-Type/5-leads/AHA/364-702 | ECG Leadwires Compatible with Bionet - BN-Type - 5-leads - AHA - 364-702 | ECG Leadwires Compatible with Bionet - BN-Type{R}5-leads - AHA - 364-702{R}REF: ET-5045-BN-A | ECG Leadwires Compatible with Bionet/BN-Type/5-leads/AHA/364-702
6017133 | ECG Leadwires | ET-5045-BN-I | Compatible with Bionet/BN-Type/5-leads/IEC/364-702 | ECG Leadwires Compatible with Bionet - BN-Type - 5-leads - IEC - 364-702 | ECG Leadwires Compatible with Bionet - BN-Type{R}5-leads - IEC - 364-702{R}REF: ET-5045-BN-I | ECG Leadwires Compatible with Bionet/BN-Type/5-leads/IEC/364-702
6017134 | ECG Leadwires | ET-5076-SM-A | Compatible with FUKUDA/SM-Type/5-leads/AHA/379-710 | ECG Leadwires Compatible with FUKUDA - SM-Type - 5-leads - AHA - 379-710 | ECG Leadwires Compatible with FUKUDA - SM-Type{R}5-leads - AHA - 379-710{R}REF: ET-5076-SM-A | ECG Leadwires Compatible with FUKUDA/SM-Type/5-leads/AHA/379-710
6017135 | ECG Leadwires | ET-5076-SM-I | Compatible with FUKUDA/SM-Type/5-leads/IEC/379-710 | ECG Leadwires Compatible with FUKUDA - SM-Type - 5-leads - IEC - 379-710 | ECG Leadwires Compatible with FUKUDA - SM-Type{R}5-leads - IEC - 379-710{R}REF: ET-5076-SM-I | ECG Leadwires Compatible with FUKUDA/SM-Type/5-leads/IEC/379-710
6017136 | ECG Leadwires | ET-5016(60)-DT-A | Compatible with Mindray/DT-Type/5-leads/AHA/120S-721 | ECG Leadwires Compatible with Mindray - DT-Type - 5-leads - AHA - 120S-721 | ECG Leadwires Compatible with Mindray - DT-Type{R}5-leads - AHA - 120S-721{R}REF: ET-5016(60)-DT-A | ECG Leadwires Compatible with Mindray/DT-Type/5-leads/AHA/120S-721
6017137 | ECG Leadwires | ET-5016(60)-DT-I | Compatible with Mindray/DT-Type/5-leads/IEC/120S-721 | ECG Leadwires Compatible with Mindray - DT-Type - 5-leads - IEC - 120S-721 | ECG Leadwires Compatible with Mindray - DT-Type{R}5-leads - IEC - 120S-721{R}REF: ET-5016(60)-DT-I | ECG Leadwires Compatible with Mindray/DT-Type/5-leads/IEC/120S-721
6017138 | ECG Leadwires | ET-6004-MQ-A | Compatible with GE Marquette/MQ Type/6-leads/AHA/001-707 | ECG Leadwires Compatible with GE Marquette - MQ-Type - 6-leads - AHA - 001-707 | ECG Leadwires Compatible with GE Marquette - MQ-Type{R}6-leads - AHA - 001-707{R}REF: ET-6004-MQ-A | ECG Leadwires Compatible with GE Marquette/MQ Type/6-leads/AHA/001-707
6017139 | ECG Leadwires | ET-6004-MQ-I | Compatible with GE Marquette/MQ Type/6-leads/IEC/001-707 | ECG Leadwires Compatible with GE Marquette - MQ-Type - 6-leads - IEC - 001-707 | ECG Leadwires Compatible with GE Marquette - MQ-Type{R}6-leads - IEC - 001-707{R}REF: ET-6004-MQ-I | ECG Leadwires Compatible with GE Marquette/MQ Type/6-leads/IEC/001-707
6017140 | ECG Leadwires | ET-6013-NKB-A | Compatible with Nihon Kohden/NKB-Type/6-leads/AHA/103-719 | ECG Leadwires Compatible with Nihon Kohden - NKB-Type - 6-leads - AHA - 103-719 | ECG Leadwires Compatible with Nihon Kohden - NKB-Type{R}6-leads - AHA - 103-719{R}REF: ET-6013-NKB-A | ECG Leadwires Compatible with Nihon Kohden/NKB-Type/6-leads/AHA/103-719
6017141 | ECG Leadwires | ET-6013-NKB-I | Compatible with Nihon Kohden/NKB-Type/6-leads/IEC/103-719 | ECG Leadwires Compatible with Nihon Kohden - NKB-Type - 6-leads - IEC - 103-719 | ECG Leadwires Compatible with Nihon Kohden - NKB-Type{R}6-leads - IEC - 103-719{R}REF: ET-6013-NKB-I | ECG Leadwires Compatible with Nihon Kohden/NKB-Type/6-leads/IEC/103-719
6017142 | ECG Leadwires | ET-DG6-DG-A | Compatible with Draeger/心电监护延长线/DG-Type/6-leads/AHA/858-743 | ECG Leadwires Compatible with Draeger – DG-Type - 6-leads - AHA - 858-743 | ECG Leadwires Compatible with Draeger – DG-Type{R}6-leads - AHA - 858-743{R}REF: ET-DG6-DG-A | ECG Leadwires Compatible with Draeger/心电监护延长线/DG-Type/6-leads/AHA/858-743
6017143 | ECG Leadwires | ET-DG6-DG-I | Compatible with Draeger/心电监护延长线/DG-Type/6-leads/IEC/858-743 | ECG Leadwires Compatible with Draeger – DG-Type - 6-leads - IEC - 858-743 | ECG Leadwires Compatible with Draeger – DG-Type{R}6-leads - IEC - 858-743{R}REF: ET-DG6-DG-I | ECG Leadwires Compatible with Draeger/心电监护延长线/DG-Type/6-leads/IEC/858-743
6017144 | ECG Leadwires | ET-10005R-PH-A | Compatible with Philips/PH Type/10-leads/AHA/051S-705 | ECG Leadwires Compatible with Philips - PH-Type - 10-leads - AHA - 051S-705 | ECG Leadwires Compatible with Philips - PH-Type{R}10-leads - AHA - 051S-705{R}REF: ET-10005R-PH-A | ECG Leadwires Compatible with Philips/PH Type/10-leads/AHA/051S-705
6017145 | ECG Leadwires | ET-10005R-PH-I | Compatible with Philips/PH Type/10-leads/IEC/051S-705 | ECG Leadwires Compatible with Philips - PH-Type - 10-leads - IEC - 051S-705 | ECG Leadwires Compatible with Philips - PH-Type{R}10-leads - IEC - 051S-705{R}REF: ET-10005R-PH-I | ECG Leadwires Compatible with Philips/PH Type/10-leads/IEC/051S-705
6017146 | ECG Leadwires | ET-10004-MQ-A | Compatible with GE Marquette/MQ Type/10-leads/AHA/001-708 | ECG Leadwires Compatible with GE Marquette - MQ-Type - 10-leads - AHA - 001-708 | ECG Leadwires Compatible with GE Marquette - MQ-Type{R}10-leads - AHA - 001-708{R}REF: ET-10004-MQ-A | ECG Leadwires Compatible with GE Marquette/MQ Type/10-leads/AHA/001-708
6017147 | ECG Leadwires | ET-10004-MQ-I | Compatible with GE Marquette/MQ Type/10-leads/IEC/001-708 | ECG Leadwires Compatible with GE Marquette - MQ-Type - 10-leads - IEC - 001-708 | ECG Leadwires Compatible with GE Marquette - MQ-Type{R}10-leads - IEC - 001-708{R}REF: ET-10004-MQ-I | ECG Leadwires Compatible with GE Marquette/MQ Type/10-leads/IEC/001-708
6017148 | ECG Leadwires | ET-10039R-MD-A | Compatible with Medtronic/MQ Type/10-leads/AHA/317-725 | ECG Leadwires Compatible with Medtronic - MQ-Type - 10-leads - AHA - 317-725 | ECG Leadwires Compatible with Medtronic - MQ-Type{R}10-leads - AHA - 317-725{R}REF: ET-10039R-MD-A | ECG Leadwires Compatible with Medtronic/MQ Type/10-leads/AHA/317-725
6017149 | ECG Leadwires | ET-10039R-MD-I | Compatible with Medtronic/MQ Type/10-leads/IEC/317-725 | ECG Leadwires Compatible with Medtronic - MQ-Type - 10-leads - IEC - 317-725 | ECG Leadwires Compatible with Medtronic - MQ-Type{R}10-leads - IEC - 317-725{R}REF: ET-10039R-MD-I | ECG Leadwires Compatible with Medtronic/MQ Type/10-leads/IEC/317-725
6017150 | ECG Leadwires | ET-10046-SMCT-A | Compatible with Siemens CT/SMCT-Type/10-leads/AHA/LP16-705 | ECG Leadwires Compatible with Siemens CT - SMCT-Type - 10-leads - AHA - LP16-705 | ECG Leadwires Compatible with Siemens CT - SMCT-Type{R}10-leads - AHA - LP16-705{R}REF: ET-10046-SMCT-A | ECG Leadwires Compatible with Siemens CT/SMCT-Type/10-leads/AHA/LP16-705
6017151 | ECG Leadwires | ET-10046-SMCT-I | Compatible with Siemens CT/SMCT-Type/10-leads/IEC/LP16-705 | ECG Leadwires Compatible with Siemens CT - SMCT-Type - 10-leads - IEC - LP16-705 | ECG Leadwires Compatible with Siemens CT - SMCT-Type{R}10-leads - IEC - LP16-705{R}REF: ET-10046-SMCT-I | ECG Leadwires Compatible with Siemens CT/SMCT-Type/10-leads/IEC/LP16-705
6017152 | ECG Leadwires | ET-10016R-MRA-A | Compatible with Mindray/MRA-Type/10-leads/AHA/120S-740 | ECG Leadwires Compatible with Mindray - MRA-Type - 10-leads - AHA - 120S-740 | ECG Leadwires Compatible with Mindray - MRA-Type{R}10-leads - AHA - 120S-740{R}REF: ET-10016R-MRA-A | ECG Leadwires Compatible with Mindray/MRA-Type/10-leads/AHA/120S-740
6017153 | ECG Leadwires | ET-10016R-MRA-I | Compatible with Mindray/MRA-Type/10-leads/IEC/120S-740 | ECG Leadwires Compatible with Mindray - MRA-Type - 10-leads - IEC - 120S-740 | ECG Leadwires Compatible with Mindray - MRA-Type{R}10-leads - IEC - 120S-740{R}REF: ET-10016R-MRA-I | ECG Leadwires Compatible with Mindray/MRA-Type/10-leads/IEC/120S-740
6017154 | ECG Leadwires | ET-10016R-MQ-A | Compatible with Mindray/MQ Type/10-leads/AHA/120S-708 | ECG Leadwires Compatible with Mindray - MQ-Type - 10-leads - AHA - 120S-708 | ECG Leadwires Compatible with Mindray - MQ-Type{R}10-leads - AHA - 120S-708{R}REF: ET-10016R-MQ-A | ECG Leadwires Compatible with Mindray/MQ Type/10-leads/AHA/120S-708
6017155 | ECG Leadwires | ET-10016R-MQ-I | Compatible with Mindray/MQ Type/10-leads/IEC/120S-708 | ECG Leadwires Compatible with Mindray - MQ-Type - 10-leads - IEC - 120S-708 | ECG Leadwires Compatible with Mindray - MQ-Type{R}10-leads - IEC - 120S-708{R}REF: ET-10016R-MQ-I | ECG Leadwires Compatible with Mindray/MQ Type/10-leads/IEC/120S-708
6017156 | ECG Leadwires | ET-10005R(75)-PH-A | Compatible with Philips/PH Type/10-leads/AHA/051S-705 | ECG Leadwires Compatible with Philips - PH-Type - 10-leads - AHA - 051S-705 | ECG Leadwires Compatible with Philips - PH-Type{R}10-leads - AHA - 051S-705{R}REF: ET-10005R(75)-PH-A | ECG Leadwires Compatible with Philips/PH Type/10-leads/AHA/051S-705
6017157 | ECG Leadwires | EL-MPH2-60G-N | Philips-MECG-Type/2-leads/knot-Type/066 | ECG Leadwires Philips-MECG-Type - 2-leads - Knot-Type - 066 | ECG Leadwires Philips-MECG-Type - 2-leads - Knot-Type - 066{R}REF: EL-MPH2-60G-N | ECG Leadwires Philips-MECG-Type/2-leads/knot-Type/066
6017158 | ECG Leadwires | EL-MPH2-60S-N | Philips-MECG-Type/2-leads/Clamp-Type/066 | ECG Leadwires Philips-MECG-Type - 2-leads - Clamp-Type - 066 | ECG Leadwires Philips-MECG-Type - 2-leads - Clamp-Type - 066{R}REF: EL-MPH2-60S-N | ECG Leadwires Philips-MECG-Type/2-leads/Clamp-Type/066
6017159 | ECG Leadwires | EL-AA Type3-90G-A | AA Type-Type/3-leads/Clamp-Type/AHA/801 | ECG Leadwires AA Type-Type - 3-leads - Clamp-Type - AHA - 801 | ECG Leadwires AA Type-Type{R}3-leads - Clamp-Type - AHA - 801{R}REF: EL-AA Type3-90G-A | ECG Leadwires AA Type-Type/3-leads/Clamp-Type/AHA/801
6017160 | ECG Leadwires | EL-AA Type3-90G-I | AA Type-Type/3-leads/Clamp-Type/IEC/801 | ECG Leadwires AA Type-Type - 3-leads - Clamp-Type - IEC - 801 | ECG Leadwires AA Type-Type{R}3-leads - Clamp-Type - IEC - 801{R}REF: EL-AA Type3-90G-I | ECG Leadwires AA Type-Type/3-leads/Clamp-Type/IEC/801
6017161 | ECG Leadwires | EL-AA Type3-90S-A | AA Type-Type/3-leads/knot-Type/AHA/801 | ECG Leadwires AA Type-Type - 3-leads - Knot-Type - AHA - 801 | ECG Leadwires AA Type-Type{R}3-leads - Knot-Type - AHA - 801{R}REF: EL-AA Type3-90S-A | ECG Leadwires AA Type-Type/3-leads/knot-Type/AHA/801
6017162 | ECG Leadwires | EL-AA Type3-90S-I | AA Type-Type/3-leads/knot-Type/IEC/801 | ECG Leadwires AA Type-Type - 3-leads - Knot-Type - IEC - 801 | ECG Leadwires AA Type-Type{R}3-leads - Knot-Type - IEC - 801{R}REF: EL-AA Type3-90S-I | ECG Leadwires AA Type-Type/3-leads/knot-Type/IEC/801
6017163 | ECG Leadwires | EL-AA TypeS3-90G-A | AA Type-dissociate/3-leads/Clamp-Type/AHA/801L | ECG Leadwires AA Type-dissociate - 3-leads - Clamp-Type - AHA - 801L | ECG Leadwires AA Type-dissociate{R}3-leads - Clamp-Type - AHA - 801L{R}REF: EL-AA TypeS3-90G-A | ECG Leadwires AA Type-dissociate/3-leads/Clamp-Type/AHA/801L
6017164 | ECG Leadwires | EL-AA TypeS3-90G-I | AA Type-dissociate/3-leads/Clamp-Type/IEC/801L | ECG Leadwires AA Type-dissociate - 3-leads - Clamp-Type - IEC - 801L | ECG Leadwires AA Type-dissociate{R}3-leads - Clamp-Type - IEC - 801L{R}REF: EL-AA TypeS3-90G-I | ECG Leadwires AA Type-dissociate/3-leads/Clamp-Type/IEC/801L
6017165 | ECG Leadwires | EL-AA TypeS3-90S-A | AA Type-dissociate/3-leads/knot-Type/AHA/801L | ECG Leadwires AA Type-dissociate - 3-leads - Knot-Type - AHA - 801L | ECG Leadwires AA Type-dissociate{R}3-leads - Knot-Type - AHA - 801L{R}REF: EL-AA TypeS3-90S-A | ECG Leadwires AA Type-dissociate/3-leads/knot-Type/AHA/801L
6017166 | ECG Leadwires | EL-AA TypeS3-90S-I | AA Type-dissociate/3-leads/knot-Type/IEC/801L | ECG Leadwires AA Type-dissociate - 3-leads - Knot-Type - IEC - 801L | ECG Leadwires AA Type-dissociate{R}3-leads - Knot-Type - IEC - 801L{R}REF: EL-AA TypeS3-90S-I | ECG Leadwires AA Type-dissociate/3-leads/knot-Type/IEC/801L
6017167 | ECG Leadwires | EL-PH3-90G-A | PH Type/3-leads/Clamp-Type/AHA/803 | ECG Leadwires PH Type - 3-leads - Clamp-Type - AHA - 803 | ECG Leadwires PH Type{R}3-leads - Clamp-Type - AHA - 803{R}REF: EL-PH3-90G-A | ECG Leadwires PH Type/3-leads/Clamp-Type/AHA/803
6017168 | ECG Leadwires | EL-PH3-90G-I | PH Type/3-leads/Clamp-Type/IEC/803 | ECG Leadwires PH Type - 3-leads - Clamp-Type - IEC - 803 | ECG Leadwires PH Type{R}3-leads - Clamp-Type - IEC - 803{R}REF: EL-PH3-90G-I | ECG Leadwires PH Type/3-leads/Clamp-Type/IEC/803
6017169 | ECG Leadwires | EL-PH3-90S-A | PH Type/3-leads/knot-Type/AHA/803 | ECG Leadwires PH Type - 3-leads - Knot-Type - AHA - 803 | ECG Leadwires PH Type{R}3-leads - Knot-Type - AHA - 803{R}REF: EL-PH3-90S-A | ECG Leadwires PH Type/3-leads/knot-Type/AHA/803
6017170 | ECG Leadwires | EL-PH3-90S-I | PH Type/3-leads/knot-Type/IEC/803 | ECG Leadwires PH Type - 3-leads - Knot-Type - IEC - 803 | ECG Leadwires PH Type{R}3-leads - Knot-Type - IEC - 803{R}REF: EL-PH3-90S-I | ECG Leadwires PH Type/3-leads/knot-Type/IEC/803
6017171 | ECG Leadwires | EL-MQ3-90G-A | MQ Type/3-leads/Clamp-Type/AHA/806 | ECG Leadwires MQ Type - 3-leads - Clamp-Type - AHA - 806 | ECG Leadwires MQ Type{R}3-leads - Clamp-Type - AHA - 806{R}REF: EL-MQ3-90G-A | ECG Leadwires MQ Type/3-leads/Clamp-Type/AHA/806
6017172 | ECG Leadwires | EL-MQ3-90G-I | MQ Type/3-leads/Clamp-Type/IEC/806 | ECG Leadwires MQ Type - 3-leads - Clamp-Type - IEC - 806 | ECG Leadwires MQ Type{R}3-leads - Clamp-Type - IEC - 806{R}REF: EL-MQ3-90G-I | ECG Leadwires MQ Type/3-leads/Clamp-Type/IEC/806
6017173 | ECG Leadwires | EL-MQ3-90S-A | MQ Type/3-leads/knot-Type/AHA/806 | ECG Leadwires MQ Type - 3-leads - Knot-Type - AHA - 806 | ECG Leadwires MQ Type{R}3-leads - Knot-Type - AHA - 806{R}REF: EL-MQ3-90S-A | ECG Leadwires MQ Type/3-leads/knot-Type/AHA/806
6017174 | ECG Leadwires | EL-MQ3-90S-I | MQ Type/3-leads/knot-Type/IEC/806 | ECG Leadwires MQ Type - 3-leads - Knot-Type - IEC - 806 | ECG Leadwires MQ Type{R}3-leads - Knot-Type - IEC - 806{R}REF: EL-MQ3-90S-I | ECG Leadwires MQ Type/3-leads/knot-Type/IEC/806
6017175 | ECG Leadwires | EL-DX3-90G-A | DX Type/3-leads/Clamp-Type/AHA/818 | ECG Leadwires DX Type - 3-leads - Clamp-Type - AHA - 818 | ECG Leadwires DX Type{R}3-leads - Clamp-Type - AHA - 818{R}REF: EL-DX3-90G-A | ECG Leadwires DX Type/3-leads/Clamp-Type/AHA/818
6017176 | ECG Leadwires | EL-DX3-90G-I | DX Type/3-leads/Clamp-Type/IEC/818 | ECG Leadwires DX Type - 3-leads - Clamp-Type - IEC - 818 | ECG Leadwires DX Type{R}3-leads - Clamp-Type - IEC - 818{R}REF: EL-DX3-90G-I | ECG Leadwires DX Type/3-leads/Clamp-Type/IEC/818
6017177 | ECG Leadwires | EL-DX3-90S-A | DX Type/3-leads/knot-Type/AHA/818 | ECG Leadwires DX Type - 3-leads - Knot-Type - AHA - 818 | ECG Leadwires DX Type{R}3-leads - Knot-Type - AHA - 818{R}REF: EL-DX3-90S-A | ECG Leadwires DX Type/3-leads/knot-Type/AHA/818
6017178 | ECG Leadwires | EL-DX3-90S-I | DX Type/3-leads/knot-Type/IEC/818 | ECG Leadwires DX Type - 3-leads - Knot-Type - IEC - 818 | ECG Leadwires DX Type{R}3-leads - Knot-Type - IEC - 818{R}REF: EL-DX3-90S-I | ECG Leadwires DX Type/3-leads/knot-Type/IEC/818
6017179 | ECG Leadwires | EL-DXS3-90G-A | DX dissociate/3-leads/Clamp-Type/AHA/818L | ECG Leadwires DX dissociate - 3-leads - Clamp-Type - AHA - 818L | ECG Leadwires DX dissociate{R}3-leads - Clamp-Type - AHA - 818L{R}REF: EL-DXS3-90G-A | ECG Leadwires DX dissociate/3-leads/Clamp-Type/AHA/818L
6017180 | ECG Leadwires | EL-DXS3-90G-I | DX dissociate/3-leads/Clamp-Type/IEC/818L | ECG Leadwires DX dissociate - 3-leads - Clamp-Type - IEC - 818L | ECG Leadwires DX dissociate{R}3-leads - Clamp-Type - IEC - 818L{R}REF: EL-DXS3-90G-I | ECG Leadwires DX dissociate/3-leads/Clamp-Type/IEC/818L
6017181 | ECG Leadwires | EL-DXS3-90S-A | DX dissociate/3-leads/knot-Type/AHA/818L | ECG Leadwires DX dissociate - 3-leads - Knot-Type - AHA - 818L | ECG Leadwires DX dissociate{R}3-leads - Knot-Type - AHA - 818L{R}REF: EL-DXS3-90S-A | ECG Leadwires DX dissociate/3-leads/knot-Type/AHA/818L
6017182 | ECG Leadwires | EL-DXS3-90S-I | DX dissociate/3-leads/knot-Type/IEC/818L | ECG Leadwires DX dissociate - 3-leads - Knot-Type - IEC - 818L | ECG Leadwires DX dissociate{R}3-leads - Knot-Type - IEC - 818L{R}REF: EL-DXS3-90S-I | ECG Leadwires DX dissociate/3-leads/knot-Type/IEC/818L
6017183 | ECG Leadwires | EL-SM3-90G-A | SM-Type/3-leads/Clamp-Type/AHA/812 | ECG Leadwires SM-Type - 3-leads - Clamp-Type - AHA - 812 | ECG Leadwires SM-Type{R}3-leads - Clamp-Type - AHA - 812{R}REF: EL-SM3-90G-A | ECG Leadwires SM-Type/3-leads/Clamp-Type/AHA/812
6017184 | ECG Leadwires | EL-SM3-90G-I | SM-Type/3-leads/Clamp-Type/IEC/812 | ECG Leadwires SM-Type - 3-leads - Clamp-Type - IEC - 812 | ECG Leadwires SM-Type{R}3-leads - Clamp-Type - IEC - 812{R}REF: EL-SM3-90G-I | ECG Leadwires SM-Type/3-leads/Clamp-Type/IEC/812
6017185 | ECG Leadwires | EL-SM3-90S-A | SM-Type/3-leads/knot-Type/AHA/812 | ECG Leadwires SM-Type - 3-leads - Knot-Type - AHA - 812 | ECG Leadwires SM-Type{R}3-leads - Knot-Type - AHA - 812{R}REF: EL-SM3-90S-A | ECG Leadwires SM-Type/3-leads/knot-Type/AHA/812
6017186 | ECG Leadwires | EL-SM3-90S-I | SM-Type/3-leads/knot-Type/IEC/812 | ECG Leadwires SM-Type - 3-leads - Knot-Type - IEC - 812 | ECG Leadwires SM-Type{R}3-leads - Knot-Type - IEC - 812{R}REF: EL-SM3-90S-I | ECG Leadwires SM-Type/3-leads/knot-Type/IEC/812
6017187 | ECG Leadwires | EL-SMB3-90G-A | SM-Type/3-leads/Clamp-Type/AHA/814 | ECG Leadwires SM-Type - 3-leads - Clamp-Type - AHA - 814 | ECG Leadwires SM-Type{R}3-leads - Clamp-Type - AHA - 814{R}REF: EL-SMB3-90G-A | ECG Leadwires SM-Type/3-leads/Clamp-Type/AHA/814
6017188 | ECG Leadwires | EL-SMB3-90G-I | SM-Type/3-leads/Clamp-Type/IEC/814 | ECG Leadwires SM-Type - 3-leads - Clamp-Type - IEC - 814 | ECG Leadwires SM-Type{R}3-leads - Clamp-Type - IEC - 814{R}REF: EL-SMB3-90G-I | ECG Leadwires SM-Type/3-leads/Clamp-Type/IEC/814
6017189 | ECG Leadwires | EL-SMB3-90S-A | SM-Type/3-leads/knot-Type/AHA/814 | ECG Leadwires SM-Type - 3-leads - Knot-Type - AHA - 814 | ECG Leadwires SM-Type{R}3-leads - Knot-Type - AHA - 814{R}REF: EL-SMB3-90S-A | ECG Leadwires SM-Type/3-leads/knot-Type/AHA/814
6017190 | ECG Leadwires | EL-SMB3-90S-I | SM-Type/3-leads/knot-Type/IEC/814 | ECG Leadwires SM-Type - 3-leads - Knot-Type - IEC - 814 | ECG Leadwires SM-Type{R}3-leads - Knot-Type - IEC - 814{R}REF: EL-SMB3-90S-I | ECG Leadwires SM-Type/3-leads/knot-Type/IEC/814
6017191 | ECG Leadwires | EL-SMS3-90G-A | SM-dissociate/3-leads/Clamp-Type/AHA/812L | ECG Leadwires SM-dissociate - 3-leads - Clamp-Type - AHA - 812L | ECG Leadwires SM-dissociate{R}3-leads - Clamp-Type - AHA - 812L{R}REF: EL-SMS3-90G-A | ECG Leadwires SM-dissociate/3-leads/Clamp-Type/AHA/812L
6017192 | ECG Leadwires | EL-SMS3-90G-I | SM-dissociate/3-leads/Clamp-Type/IEC/812L | ECG Leadwires SM-dissociate - 3-leads - Clamp-Type - IEC - 812L | ECG Leadwires SM-dissociate{R}3-leads - Clamp-Type - IEC - 812L{R}REF: EL-SMS3-90G-I | ECG Leadwires SM-dissociate/3-leads/Clamp-Type/IEC/812L
6017193 | ECG Leadwires | EL-SMS3-90S-A | SM-dissociate/3-leads/knot-Type/AHA/812L | ECG Leadwires SM-dissociate - 3-leads - Knot-Type - AHA - 812L | ECG Leadwires SM-dissociate{R}3-leads - Knot-Type - AHA - 812L{R}REF: EL-SMS3-90S-A | ECG Leadwires SM-dissociate/3-leads/knot-Type/AHA/812L
6017194 | ECG Leadwires | EL-SMS3-90S-I | SM-dissociate/3-leads/knot-Type/IEC/812L | ECG Leadwires SM-dissociate - 3-leads - Knot-Type - IEC - 812L | ECG Leadwires SM-dissociate{R}3-leads - Knot-Type - IEC - 812L{R}REF: EL-SMS3-90S-I | ECG Leadwires SM-dissociate/3-leads/knot-Type/IEC/812L
6017195 | ECG Leadwires | EL-SMBS3-90G-A | SM-Type/dissociate/3-leads/Clamp-Type/AHA/814L | ECG Leadwires SM-Type - dissociate - 3-leads - Clamp-Type - AHA - 814L | ECG Leadwires SM-Type - dissociate{R}3-leads - Clamp-Type - AHA - 814L{R}REF: EL-SMBS3-90G-A | ECG Leadwires SM-Type/dissociate/3-leads/Clamp-Type/AHA/814L
6017196 | ECG Leadwires | EL-SMBS3-90G-I | SM-Type/dissociate/3-leads/Clamp-Type/IEC/814L | ECG Leadwires SM-Type - dissociate - 3-leads - Clamp-Type - IEC - 814L | ECG Leadwires SM-Type - dissociate{R}3-leads - Clamp-Type - IEC - 814L{R}REF: EL-SMBS3-90G-I | ECG Leadwires SM-Type/dissociate/3-leads/Clamp-Type/IEC/814L
6017197 | ECG Leadwires | EL-SMBS3-90S-A | SM-Type/dissociate/3-leads/knot-Type/AHA/814L | ECG Leadwires SM-Type - dissociate - 3-leads - Knot-Type - AHA - 814L | ECG Leadwires SM-Type - dissociate{R}3-leads - Knot-Type - AHA - 814L{R}REF: EL-SMBS3-90S-A | ECG Leadwires SM-Type/dissociate/3-leads/knot-Type/AHA/814L
6017198 | ECG Leadwires | EL-SMBS3-90S-I | SM-Type/dissociate/3-leads/knot-Type/IEC/814L | ECG Leadwires SM-Type - dissociate - 3-leads - Knot-Type - IEC - 814L | ECG Leadwires SM-Type - dissociate{R}3-leads - Knot-Type - IEC - 814L{R}REF: EL-SMBS3-90S-I | ECG Leadwires SM-Type/dissociate/3-leads/knot-Type/IEC/814L
6017199 | ECG Leadwires | EL-NKA3-90G-A | NKA-Type/3-leads/Clamp-Type/AHA/822 | ECG Leadwires NKA-Type - 3-leads - Clamp-Type - AHA - 822 | ECG Leadwires NKA-Type{R}3-leads - Clamp-Type - AHA - 822{R}REF: EL-NKA3-90G-A | ECG Leadwires NKA-Type/3-leads/Clamp-Type/AHA/822
6017200 | ECG Leadwires | EL-NKA3-90G-I | NKA-Type/3-leads/Clamp-Type/IEC/822 | ECG Leadwires NKA-Type - 3-leads - Clamp-Type - IEC - 822 | ECG Leadwires NKA-Type{R}3-leads - Clamp-Type - IEC - 822{R}REF: EL-NKA3-90G-I | ECG Leadwires NKA-Type/3-leads/Clamp-Type/IEC/822
6017201 | ECG Leadwires | EL-NKA3-90S-A | NKA-Type/3-leads/knot-Type/AHA/822 | ECG Leadwires NKA-Type - 3-leads - Knot-Type - AHA - 822 | ECG Leadwires NKA-Type{R}3-leads - Knot-Type - AHA - 822{R}REF: EL-NKA3-90S-A | ECG Leadwires NKA-Type/3-leads/knot-Type/AHA/822
6017202 | ECG Leadwires | EL-NKA3-90S-I | NKA-Type/3-leads/knot-Type/IEC/822 | ECG Leadwires NKA-Type - 3-leads - Knot-Type - IEC - 822 | ECG Leadwires NKA-Type{R}3-leads - Knot-Type - IEC - 822{R}REF: EL-NKA3-90S-I | ECG Leadwires NKA-Type/3-leads/knot-Type/IEC/822
6017203 | ECG Leadwires | EL-NKB3-90G-A | NKB-Type/3-leads/Clamp-Type/AHA/824 | ECG Leadwires NKB-Type - 3-leads - Clamp-Type - AHA - 824 | ECG Leadwires NKB-Type{R}3-leads - Clamp-Type - AHA - 824{R}REF: EL-NKB3-90G-A | ECG Leadwires NKB-Type/3-leads/Clamp-Type/AHA/824
6017204 | ECG Leadwires | EL-NKB3-90G-I | NKB-Type/3-leads/Clamp-Type/IEC/824 | ECG Leadwires NKB-Type - 3-leads - Clamp-Type - IEC - 824 | ECG Leadwires NKB-Type{R}3-leads - Clamp-Type - IEC - 824{R}REF: EL-NKB3-90G-I | ECG Leadwires NKB-Type/3-leads/Clamp-Type/IEC/824
6017205 | ECG Leadwires | EL-NKB3-90S-A | NKB-Type/3-leads/knot-Type/AHA/824 | ECG Leadwires NKB-Type - 3-leads - Knot-Type - AHA - 824 | ECG Leadwires NKB-Type{R}3-leads - Knot-Type - AHA - 824{R}REF: EL-NKB3-90S-A | ECG Leadwires NKB-Type/3-leads/knot-Type/AHA/824
6017206 | ECG Leadwires | EL-NKB3-90S-I | NKB-Type/3-leads/knot-Type/IEC/824 | ECG Leadwires NKB-Type - 3-leads - Knot-Type - IEC - 824 | ECG Leadwires NKB-Type{R}3-leads - Knot-Type - IEC - 824{R}REF: EL-NKB3-90S-I | ECG Leadwires NKB-Type/3-leads/knot-Type/IEC/824
6017207 | ECG Leadwires | EL-SL3-90G-A | SL-Type/3-leads/Clamp-Type/AHA/820 | ECG Leadwires SL-Type - 3-leads - Clamp-Type - AHA - 820 | ECG Leadwires SL-Type{R}3-leads - Clamp-Type - AHA - 820{R}REF: EL-SL3-90G-A | ECG Leadwires SL-Type/3-leads/Clamp-Type/AHA/820
6017208 | ECG Leadwires | EL-SL3-90G-I | SL-Type/3-leads/Clamp-Type/IEC/820 | ECG Leadwires SL-Type - 3-leads - Clamp-Type - IEC - 820 | ECG Leadwires SL-Type{R}3-leads - Clamp-Type - IEC - 820{R}REF: EL-SL3-90G-I | ECG Leadwires SL-Type/3-leads/Clamp-Type/IEC/820
6017209 | ECG Leadwires | EL-SL3-90S-A | SL-Type/3-leads/knot-Type/AHA/820 | ECG Leadwires SL-Type - 3-leads - Knot-Type - AHA - 820 | ECG Leadwires SL-Type{R}3-leads - Knot-Type - AHA - 820{R}REF: EL-SL3-90S-A | ECG Leadwires SL-Type/3-leads/knot-Type/AHA/820
6017210 | ECG Leadwires | EL-SL3-90S-I | SL-Type/3-leads/knot-Type/IEC/820 | ECG Leadwires SL-Type - 3-leads - Knot-Type - IEC - 820 | ECG Leadwires SL-Type{R}3-leads - Knot-Type - IEC - 820{R}REF: EL-SL3-90S-I | ECG Leadwires SL-Type/3-leads/knot-Type/IEC/820
6017211 | ECG Leadwires | EL-SLS3-90G-A | SL-dissociate/3-leads/Clamp-Type/AHA/820L | ECG Leadwires SL-dissociate - 3-leads - Clamp-Type - AHA - 820L | ECG Leadwires SL-dissociate{R}3-leads - Clamp-Type - AHA - 820L{R}REF: EL-SLS3-90G-A | ECG Leadwires SL-dissociate/3-leads/Clamp-Type/AHA/820L
6017212 | ECG Leadwires | EL-SLS3-90G-I | SL-dissociate/3-leads/Clamp-Type/IEC/820L | ECG Leadwires SL-dissociate - 3-leads - Clamp-Type - IEC - 820L | ECG Leadwires SL-dissociate{R}3-leads - Clamp-Type - IEC - 820L{R}REF: EL-SLS3-90G-I | ECG Leadwires SL-dissociate/3-leads/Clamp-Type/IEC/820L
6017213 | ECG Leadwires | EL-SLS3-90S-A | SL-dissociate/3-leads/knot-Type/AHA/820L | ECG Leadwires SL-dissociate - 3-leads - Knot-Type - AHA - 820L | ECG Leadwires SL-dissociate{R}3-leads - Knot-Type - AHA - 820L{R}REF: EL-SLS3-90S-A | ECG Leadwires SL-dissociate/3-leads/knot-Type/AHA/820L
6017214 | ECG Leadwires | EL-SLS3-90S-I | SL-dissociate/3-leads/knot-Type/IEC/820L | ECG Leadwires SL-dissociate - 3-leads - Knot-Type - IEC - 820L | ECG Leadwires SL-dissociate{R}3-leads - Knot-Type - IEC - 820L{R}REF: EL-SLS3-90S-I | ECG Leadwires SL-dissociate/3-leads/knot-Type/IEC/820L
6017215 | ECG Leadwires | EL-MR3-90G-A | MR-Type/3-leads/Clamp-Type/AHA/812 | ECG Leadwires MR-Type - 3-leads - Clamp-Type - AHA - 812 | ECG Leadwires MR-Type{R}3-leads - Clamp-Type - AHA - 812{R}REF: EL-MR3-90G-A | ECG Leadwires MR-Type/3-leads/Clamp-Type/AHA/812
6017216 | ECG Leadwires | EL-MR3-90G-I | MR-Type/3-leads/Clamp-Type/IEC/812 | ECG Leadwires MR-Type - 3-leads - Clamp-Type - IEC - 812 | ECG Leadwires MR-Type{R}3-leads - Clamp-Type - IEC - 812{R}REF: EL-MR3-90G-I | ECG Leadwires MR-Type/3-leads/Clamp-Type/IEC/812
6017217 | ECG Leadwires | EL-MR3-90S-A | MR-Type/3-leads/knot-Type/AHA/812 | ECG Leadwires MR-Type - 3-leads - Knot-Type - AHA - 812 | ECG Leadwires MR-Type{R}3-leads - Knot-Type - AHA - 812{R}REF: EL-MR3-90S-A | ECG Leadwires MR-Type/3-leads/knot-Type/AHA/812
6017218 | ECG Leadwires | EL-MR3-90S-I | MR-Type/3-leads/knot-Type/IEC/812 | ECG Leadwires MR-Type - 3-leads - Knot-Type - IEC - 812 | ECG Leadwires MR-Type{R}3-leads - Knot-Type - IEC - 812{R}REF: EL-MR3-90S-I | ECG Leadwires MR-Type/3-leads/knot-Type/IEC/812
6017219 | ECG Leadwires | EL-MRB3-90G-A | MR-Type/3-leads/Clamp-Type/AHA/814 | ECG Leadwires MR-Type - 3-leads - Clamp-Type - AHA - 814 | ECG Leadwires MR-Type{R}3-leads - Clamp-Type - AHA - 814{R}REF: EL-MRB3-90G-A | ECG Leadwires MR-Type/3-leads/Clamp-Type/AHA/814
6017220 | ECG Leadwires | EL-MRB3-90G-I | MR-Type/3-leads/Clamp-Type/IEC/814 | ECG Leadwires MR-Type - 3-leads - Clamp-Type - IEC - 814 | ECG Leadwires MR-Type{R}3-leads - Clamp-Type - IEC - 814{R}REF: EL-MRB3-90G-I | ECG Leadwires MR-Type/3-leads/Clamp-Type/IEC/814
6017221 | ECG Leadwires | EL-MRB3-90S-A | MR-Type/3-leads/knot-Type/AHA/814 | ECG Leadwires MR-Type - 3-leads - Knot-Type - AHA - 814 | ECG Leadwires MR-Type{R}3-leads - Knot-Type - AHA - 814{R}REF: EL-MRB3-90S-A | ECG Leadwires MR-Type/3-leads/knot-Type/AHA/814
6017222 | ECG Leadwires | EL-MRB3-90S-I | MR-Type/3-leads/knot-Type/IEC/814 | ECG Leadwires MR-Type - 3-leads - Knot-Type - IEC - 814 | ECG Leadwires MR-Type{R}3-leads - Knot-Type - IEC - 814{R}REF: EL-MRB3-90S-I | ECG Leadwires MR-Type/3-leads/knot-Type/IEC/814
6017223 | ECG Leadwires | EL-MRS3-90G-A | MR-dissociate/3-leads/Clamp-Type/AHA/812L | ECG Leadwires MR-dissociate - 3-leads - Clamp-Type - AHA - 812L | ECG Leadwires MR-dissociate{R}3-leads - Clamp-Type - AHA - 812L{R}REF: EL-MRS3-90G-A | ECG Leadwires MR-dissociate/3-leads/Clamp-Type/AHA/812L
6017224 | ECG Leadwires | EL-MRS3-90G-I | MR-dissociate/3-leads/Clamp-Type/IEC/812L | ECG Leadwires MR-dissociate - 3-leads - Clamp-Type - IEC - 812L | ECG Leadwires MR-dissociate{R}3-leads - Clamp-Type - IEC - 812L{R}REF: EL-MRS3-90G-I | ECG Leadwires MR-dissociate/3-leads/Clamp-Type/IEC/812L
6017225 | ECG Leadwires | EL-MRS3-90S-A | MR-dissociate/3-leads/knot-Type/AHA/812L | ECG Leadwires MR-dissociate - 3-leads - Knot-Type - AHA - 812L | ECG Leadwires MR-dissociate{R}3-leads - Knot-Type - AHA - 812L{R}REF: EL-MRS3-90S-A | ECG Leadwires MR-dissociate/3-leads/knot-Type/AHA/812L
6017226 | ECG Leadwires | EL-MRS3-90S-I | MR-dissociate/3-leads/knot-Type/IEC/812L | ECG Leadwires MR-dissociate - 3-leads - Knot-Type - IEC - 812L | ECG Leadwires MR-dissociate{R}3-leads - Knot-Type - IEC - 812L{R}REF: EL-MRS3-90S-I | ECG Leadwires MR-dissociate/3-leads/knot-Type/IEC/812L
6017227 | ECG Leadwires | EL-MRBS3-90G-A | SM-Type/dissociate/3-leads/Clamp-Type/AHA/814L-A | ECG Leadwires SM-Type - dissociate - 3-leads - Clamp-Type - AHA - 814L-A | ECG Leadwires SM-Type - dissociate{R}3-leads - Clamp-Type - AHA - 814L-A{R}REF: EL-MRBS3-90G-A | ECG Leadwires SM-Type/dissociate/3-leads/Clamp-Type/AHA/814L-A
6017228 | ECG Leadwires | EL-MRBS3-90G-I | SM-Type/dissociate/3-leads/Clamp-Type/IEC/814L-A | ECG Leadwires SM-Type - dissociate - 3-leads - Clamp-Type - IEC - 814L-A | ECG Leadwires SM-Type - dissociate{R}3-leads - Clamp-Type - IEC - 814L-A{R}REF: EL-MRBS3-90G-I | ECG Leadwires SM-Type/dissociate/3-leads/Clamp-Type/IEC/814L-A
6017229 | ECG Leadwires | EL-MRBS3-90S-A | SM-Type/dissociate/3-leads/knot-Type/AHA/814L-A | ECG Leadwires SM-Type - dissociate - 3-leads - Knot-Type - AHA - 814L-A | ECG Leadwires SM-Type - dissociate{R}3-leads - Knot-Type - AHA - 814L-A{R}REF: EL-MRBS3-90S-A | ECG Leadwires SM-Type/dissociate/3-leads/knot-Type/AHA/814L-A
6017230 | ECG Leadwires | EL-MRBS3-90S-I | SM-Type/dissociate/3-leads/knot-Type/IEC/814L-A | ECG Leadwires SM-Type - dissociate - 3-leads - Knot-Type - IEC - 814L-A | ECG Leadwires SM-Type - dissociate{R}3-leads - Knot-Type - IEC - 814L-A{R}REF: EL-MRBS3-90S-I | ECG Leadwires SM-Type/dissociate/3-leads/knot-Type/IEC/814L-A
6017231 | ECG Leadwires | EL-DT3-90G-A | DT-Type/3-leads/Clamp-Type/AHA/826 | ECG Leadwires DT-Type - 3-leads - Clamp-Type - AHA - 826 | ECG Leadwires DT-Type{R}3-leads - Clamp-Type - AHA - 826{R}REF: EL-DT3-90G-A | ECG Leadwires DT-Type/3-leads/Clamp-Type/AHA/826
6017232 | ECG Leadwires | EL-DT3-90G-I | DT-Type/3-leads/Clamp-Type/IEC/826 | ECG Leadwires DT-Type - 3-leads - Clamp-Type - IEC - 826 | ECG Leadwires DT-Type{R}3-leads - Clamp-Type - IEC - 826{R}REF: EL-DT3-90G-I | ECG Leadwires DT-Type/3-leads/Clamp-Type/IEC/826
6017233 | ECG Leadwires | EL-DT3-90S-A | DT-Type/3-leads/knot-Type/AHA/826 | ECG Leadwires DT-Type - 3-leads - Knot-Type - AHA - 826 | ECG Leadwires DT-Type{R}3-leads - Knot-Type - AHA - 826{R}REF: EL-DT3-90S-A | ECG Leadwires DT-Type/3-leads/knot-Type/AHA/826
6017234 | ECG Leadwires | EL-DT3-90S-I | DT-Type/3-leads/knot-Type/IEC/826 | ECG Leadwires DT-Type - 3-leads - Knot-Type - IEC - 826 | ECG Leadwires DT-Type{R}3-leads - Knot-Type - IEC - 826{R}REF: EL-DT3-90S-I | ECG Leadwires DT-Type/3-leads/knot-Type/IEC/826
6017235 | ECG Leadwires | EL-D3-90G-A | D-Type/3-leads/Clamp-Type/AHA/841L-3 | ECG Leadwires D-Type - 3-leads - Clamp-Type - AHA - 841L-3 | ECG Leadwires D-Type{R}3-leads - Clamp-Type - AHA - 841L-3{R}REF: EL-D3-90G-A | ECG Leadwires D-Type/3-leads/Clamp-Type/AHA/841L-3
6017236 | ECG Leadwires | EL-D3-90G-I | D-Type/3-leads/Clamp-Type/IEC/841L-3 | ECG Leadwires D-Type - 3-leads - Clamp-Type - IEC - 841L-3 | ECG Leadwires D-Type{R}3-leads - Clamp-Type - IEC - 841L-3{R}REF: EL-D3-90G-I | ECG Leadwires D-Type/3-leads/Clamp-Type/IEC/841L-3
6017237 | ECG Leadwires | EL-D3-90S-A | D-Type/3-leads/knot-Type/AHA/841L-3 | ECG Leadwires D-Type - 3-leads - Knot-Type - AHA - 841L-3 | ECG Leadwires D-Type{R}3-leads - Knot-Type - AHA - 841L-3{R}REF: EL-D3-90S-A | ECG Leadwires D-Type/3-leads/knot-Type/AHA/841L-3
6017238 | ECG Leadwires | EL-D3-90S-I | D-Type/3-leads/knot-Type/IEC/841L-3 | ECG Leadwires D-Type - 3-leads - Knot-Type - IEC - 841L-3 | ECG Leadwires D-Type{R}3-leads - Knot-Type - IEC - 841L-3{R}REF: EL-D3-90S-I | ECG Leadwires D-Type/3-leads/knot-Type/IEC/841L-3
6017239 | ECG Leadwires | EL-CL3-90G-A | CL-Type/3-leads/Clamp-Type/AHA/832 | ECG Leadwires CL-Type - 3-leads - Clamp-Type - AHA - 832 | ECG Leadwires CL-Type{R}3-leads - Clamp-Type - AHA - 832{R}REF: EL-CL3-90G-A | ECG Leadwires CL-Type/3-leads/Clamp-Type/AHA/832
6017240 | ECG Leadwires | EL-CL3-90G-I | CL-Type/3-leads/Clamp-Type/IEC/832 | ECG Leadwires CL-Type - 3-leads - Clamp-Type - IEC - 832 | ECG Leadwires CL-Type{R}3-leads - Clamp-Type - IEC - 832{R}REF: EL-CL3-90G-I | ECG Leadwires CL-Type/3-leads/Clamp-Type/IEC/832
6017241 | ECG Leadwires | EL-CL3-90S-A | CL-Type/3-leads/knot-Type/AHA/832 | ECG Leadwires CL-Type - 3-leads - Knot-Type - AHA - 832 | ECG Leadwires CL-Type{R}3-leads - Knot-Type - AHA - 832{R}REF: EL-CL3-90S-A | ECG Leadwires CL-Type/3-leads/knot-Type/AHA/832
6017242 | ECG Leadwires | EL-CL3-90S-I | CL-Type/3-leads/knot-Type/IEC/832 | ECG Leadwires CL-Type - 3-leads - Knot-Type - IEC - 832 | ECG Leadwires CL-Type{R}3-leads - Knot-Type - IEC - 832{R}REF: EL-CL3-90S-I | ECG Leadwires CL-Type/3-leads/knot-Type/IEC/832
6017243 | ECG Leadwires | EL-MN3-90G-A | MN-Type/3-leads/Clamp-Type/AHA/801 | ECG Leadwires MN-Type - 3-leads - Clamp-Type - AHA - 801 | ECG Leadwires MN-Type{R}3-leads - Clamp-Type - AHA - 801{R}REF: EL-MN3-90G-A | ECG Leadwires MN-Type/3-leads/Clamp-Type/AHA/801
6017244 | ECG Leadwires | EL-MN3-90G-I | MN-Type/3-leads/Clamp-Type/IEC/801 | ECG Leadwires MN-Type - 3-leads - Clamp-Type - IEC - 801 | ECG Leadwires MN-Type{R}3-leads - Clamp-Type - IEC - 801{R}REF: EL-MN3-90G-I | ECG Leadwires MN-Type/3-leads/Clamp-Type/IEC/801
6017245 | ECG Leadwires | EL-MN3-90S-A | MN-Type/3-leads/knot-Type/AHA/801 | ECG Leadwires MN-Type - 3-leads - Knot-Type - AHA - 801 | ECG Leadwires MN-Type{R}3-leads - Knot-Type - AHA - 801{R}REF: EL-MN3-90S-A | ECG Leadwires MN-Type/3-leads/knot-Type/AHA/801
6017246 | ECG Leadwires | EL-MN3-90S-I | MN-Type/3-leads/knot-Type/IEC/801 | ECG Leadwires MN-Type - 3-leads - Knot-Type - IEC - 801 | ECG Leadwires MN-Type{R}3-leads - Knot-Type - IEC - 801{R}REF: EL-MN3-90S-I | ECG Leadwires MN-Type/3-leads/knot-Type/IEC/801
6017247 | ECG Leadwires | EL-BN3-90G-A | BN-Type/3-leads/Clamp-Type/AHA/801 | ECG Leadwires BN-Type - 3-leads - Clamp-Type - AHA - 801 | ECG Leadwires BN-Type{R}3-leads - Clamp-Type - AHA - 801{R}REF: EL-BN3-90G-A | ECG Leadwires BN-Type/3-leads/Clamp-Type/AHA/801
6017248 | ECG Leadwires | EL-BN3-90G-I | BN-Type/3-leads/Clamp-Type/IEC/801 | ECG Leadwires BN-Type - 3-leads - Clamp-Type - IEC - 801 | ECG Leadwires BN-Type{R}3-leads - Clamp-Type - IEC - 801{R}REF: EL-BN3-90G-I | ECG Leadwires BN-Type/3-leads/Clamp-Type/IEC/801
6017249 | ECG Leadwires | EL-BN3-90S-A | BN-Type/3-leads/knot-Type/AHA/801 | ECG Leadwires BN-Type - 3-leads - Knot-Type - AHA - 801 | ECG Leadwires BN-Type{R}3-leads - Knot-Type - AHA - 801{R}REF: EL-BN3-90S-A | ECG Leadwires BN-Type/3-leads/knot-Type/AHA/801
6017250 | ECG Leadwires | EL-BN3-90S-I | BN-Type/3-leads/knot-Type/IEC/801 | ECG Leadwires BN-Type - 3-leads - Knot-Type - IEC - 801 | ECG Leadwires BN-Type{R}3-leads - Knot-Type - IEC - 801{R}REF: EL-BN3-90S-I | ECG Leadwires BN-Type/3-leads/knot-Type/IEC/801
6017251 | ECG Leadwires | EL-LL3-90G-A | LL-Type/3-leads/Clamp-Type/AHA/842L-3 | ECG Leadwires LL-Type - 3-leads - Clamp-Type - AHA - 842L-3 | ECG Leadwires LL-Type{R}3-leads - Clamp-Type - AHA - 842L-3{R}REF: EL-LL3-90G-A | ECG Leadwires LL-Type/3-leads/Clamp-Type/AHA/842L-3
6017252 | ECG Leadwires | EL-LL3-90G-I | LL-Type/3-leads/Clamp-Type/IEC/842L-3 | ECG Leadwires LL-Type - 3-leads - Clamp-Type - IEC - 842L-3 | ECG Leadwires LL-Type{R}3-leads - Clamp-Type - IEC - 842L-3{R}REF: EL-LL3-90G-I | ECG Leadwires LL-Type/3-leads/Clamp-Type/IEC/842L-3
6017253 | ECG Leadwires | EL-LL3-90S-A | LL-Type/3-leads/knot-Type/AHA/842L-3 | ECG Leadwires LL-Type - 3-leads - Knot-Type - AHA - 842L-3 | ECG Leadwires LL-Type{R}3-leads - Knot-Type - AHA - 842L-3{R}REF: EL-LL3-90S-A | ECG Leadwires LL-Type/3-leads/knot-Type/AHA/842L-3
6017254 | ECG Leadwires | EL-LL3-90S-I | LL-Type/3-leads/knot-Type/IEC/842L-3 | ECG Leadwires LL-Type - 3-leads - Knot-Type - IEC - 842L-3 | ECG Leadwires LL-Type{R}3-leads - Knot-Type - IEC - 842L-3{R}REF: EL-LL3-90S-I | ECG Leadwires LL-Type/3-leads/knot-Type/IEC/842L-3
6017255 | ECG Leadwires | EL-DG3-90G-A | DG-Type/3-leads/Clamp-Type/AHA/815 | ECG Leadwires DG-Type - 3-leads - Clamp-Type - AHA - 815 | ECG Leadwires DG-Type{R}3-leads - Clamp-Type - AHA - 815{R}REF: EL-DG3-90G-A | ECG Leadwires DG-Type/3-leads/Clamp-Type/AHA/815
6017256 | ECG Leadwires | EL-DG3-90G-I | DG-Type/3-leads/Clamp-Type/IEC/815 | ECG Leadwires DG-Type - 3-leads - Clamp-Type - IEC - 815 | ECG Leadwires DG-Type{R}3-leads - Clamp-Type - IEC - 815{R}REF: EL-DG3-90G-I | ECG Leadwires DG-Type/3-leads/Clamp-Type/IEC/815
6017257 | ECG Leadwires | EL-DG3-90S-A | DG-Type/3-leads/knot-Type/AHA/815 | ECG Leadwires DG-Type - 3-leads - Knot-Type - AHA - 815 | ECG Leadwires DG-Type{R}3-leads - Knot-Type - AHA - 815{R}REF: EL-DG3-90S-A | ECG Leadwires DG-Type/3-leads/knot-Type/AHA/815
6017258 | ECG Leadwires | EL-DG3-90S-I | DG-Type/3-leads/knot-Type/IEC/815 | ECG Leadwires DG-Type - 3-leads - Knot-Type - IEC - 815 | ECG Leadwires DG-Type{R}3-leads - Knot-Type - IEC - 815{R}REF: EL-DG3-90S-I | ECG Leadwires DG-Type/3-leads/knot-Type/IEC/815
6017259 | ECG Leadwires | EL-LQ3-90G-A | LQ Type/3-leads/Clamp-Type/AHA/806 | ECG Leadwires LQ Type - 3-leads - Clamp-Type - AHA - 806 | ECG Leadwires LQ Type{R}3-leads - Clamp-Type - AHA - 806{R}REF: EL-LQ3-90G-A | ECG Leadwires LQ Type/3-leads/Clamp-Type/AHA/806
6017260 | ECG Leadwires | EL-LQ3-90G-I | LQ Type/3-leads/Clamp-Type/IEC/806 | ECG Leadwires LQ Type - 3-leads - Clamp-Type - IEC - 806 | ECG Leadwires LQ Type{R}3-leads - Clamp-Type - IEC - 806{R}REF: EL-LQ3-90G-I | ECG Leadwires LQ Type/3-leads/Clamp-Type/IEC/806
6017261 | ECG Leadwires | EL-LQ3-90S-A | LQ Type/3-leads/knot-Type/AHA/806 | ECG Leadwires LQ Type - 3-leads - Knot-Type - AHA - 806 | ECG Leadwires LQ Type{R}3-leads - Knot-Type - AHA - 806{R}REF: EL-LQ3-90S-A | ECG Leadwires LQ Type/3-leads/knot-Type/AHA/806
6017262 | ECG Leadwires | EL-LQ3-90S-I | LQ Type/3-leads/knot-Type/IEC/806 | ECG Leadwires LQ Type - 3-leads - Knot-Type - IEC - 806 | ECG Leadwires LQ Type{R}3-leads - Knot-Type - IEC - 806{R}REF: EL-LQ3-90S-I | ECG Leadwires LQ Type/3-leads/knot-Type/IEC/806
6017263 | ECG Leadwires | EL-VD3-90G-A | VD Type/3-leads/Clamp-Type/AHA/806 | ECG Leadwires VD Type - 3-leads - Clamp-Type - AHA - 806 | ECG Leadwires VD Type{R}3-leads - Clamp-Type - AHA - 806{R}REF: EL-VD3-90G-A | ECG Leadwires VD Type/3-leads/Clamp-Type/AHA/806
6017264 | ECG Leadwires | EL-VD3-90G-I | VD Type/3-leads/Clamp-Type/IEC/806 | ECG Leadwires VD Type - 3-leads - Clamp-Type - IEC - 806 | ECG Leadwires VD Type{R}3-leads - Clamp-Type - IEC - 806{R}REF: EL-VD3-90G-I | ECG Leadwires VD Type/3-leads/Clamp-Type/IEC/806
6017265 | ECG Leadwires | EL-VD3-90S-A | VD Type/3-leads/knot-Type/AHA/806 | ECG Leadwires VD Type - 3-leads - Knot-Type - AHA - 806 | ECG Leadwires VD Type{R}3-leads - Knot-Type - AHA - 806{R}REF: EL-VD3-90S-A | ECG Leadwires VD Type/3-leads/knot-Type/AHA/806
6017266 | ECG Leadwires | EL-VD3-90S-I | VD Type/3-leads/knot-Type/IEC/806 | ECG Leadwires VD Type - 3-leads - Knot-Type - IEC - 806 | ECG Leadwires VD Type{R}3-leads - Knot-Type - IEC - 806{R}REF: EL-VD3-90S-I | ECG Leadwires VD Type/3-leads/knot-Type/IEC/806
6017267 | ECG Leadwires | EL-TAA Type3-90G-A | AA Type-Type/3-leads/Clamp-Type/AHA/801T | ECG Leadwires AA Type-Type - 3-leads - Clamp-Type - AHA - 801T | ECG Leadwires AA Type-Type{R}3-leads - Clamp-Type - AHA - 801T{R}REF: EL-TAA Type3-90G-A | ECG Leadwires AA Type-Type/3-leads/Clamp-Type/AHA/801T
6017268 | ECG Leadwires | EL-TAA Type3-90G-I | AA Type-Type/3-leads/Clamp-Type/IEC/801T | ECG Leadwires AA Type-Type - 3-leads - Clamp-Type - IEC - 801T | ECG Leadwires AA Type-Type{R}3-leads - Clamp-Type - IEC - 801T{R}REF: EL-TAA Type3-90G-I | ECG Leadwires AA Type-Type/3-leads/Clamp-Type/IEC/801T
6017269 | ECG Leadwires | EL-TAA Type3-90S-A | AA Type-Type/3-leads/knot-Type/AHA/801T | ECG Leadwires AA Type-Type - 3-leads - Knot-Type - AHA - 801T | ECG Leadwires AA Type-Type{R}3-leads - Knot-Type - AHA - 801T{R}REF: EL-TAA Type3-90S-A | ECG Leadwires AA Type-Type/3-leads/knot-Type/AHA/801T
6017270 | ECG Leadwires | EL-TAA Type3-90S-I | AA Type-Type/3-leads/knot-Type/IEC/801T | ECG Leadwires AA Type-Type - 3-leads - Knot-Type - IEC - 801T | ECG Leadwires AA Type-Type{R}3-leads - Knot-Type - IEC - 801T{R}REF: EL-TAA Type3-90S-I | ECG Leadwires AA Type-Type/3-leads/knot-Type/IEC/801T
6017271 | ECG Leadwires | EL-TPH3-90G-A | PH Type/3-leads/Clamp-Type/AHA/803T | ECG Leadwires PH Type - 3-leads - Clamp-Type - AHA - 803T | ECG Leadwires PH Type{R}3-leads - Clamp-Type - AHA - 803T{R}REF: EL-TPH3-90G-A | ECG Leadwires PH Type/3-leads/Clamp-Type/AHA/803T
6017272 | ECG Leadwires | EL-TPH3-90G-I | PH Type/3-leads/Clamp-Type/IEC/803T | ECG Leadwires PH Type - 3-leads - Clamp-Type - IEC - 803T | ECG Leadwires PH Type{R}3-leads - Clamp-Type - IEC - 803T{R}REF: EL-TPH3-90G-I | ECG Leadwires PH Type/3-leads/Clamp-Type/IEC/803T
6017273 | ECG Leadwires | EL-TPH3-90S-A | PH Type/3-leads/knot-Type/AHA/803T | ECG Leadwires PH Type - 3-leads - Knot-Type - AHA - 803T | ECG Leadwires PH Type{R}3-leads - Knot-Type - AHA - 803T{R}REF: EL-TPH3-90S-A | ECG Leadwires PH Type/3-leads/knot-Type/AHA/803T
6017274 | ECG Leadwires | EL-TPH3-90S-I | PH Type/3-leads/knot-Type/IEC/803T | ECG Leadwires PH Type - 3-leads - Knot-Type - IEC - 803T | ECG Leadwires PH Type{R}3-leads - Knot-Type - IEC - 803T{R}REF: EL-TPH3-90S-I | ECG Leadwires PH Type/3-leads/knot-Type/IEC/803T
6017275 | ECG Leadwires | EL-TMX3-90G-A | Philips-MX40/3-leads/Clamp-Type/AHA/855Z | ECG Leadwires Philips-MX40 - 3-leads - Clamp-Type - AHA - 855Z | ECG Leadwires Philips-MX40{R}3-leads - Clamp-Type - AHA - 855Z{R}REF: EL-TMX3-90G-A | ECG Leadwires Philips-MX40/3-leads/Clamp-Type/AHA/855Z
6017276 | ECG Leadwires | EL-TMX3-90G-I | Philips-MX40/3-leads/Clamp-Type/IEC/855Z | ECG Leadwires Philips-MX40 - 3-leads - Clamp-Type - IEC - 855Z | ECG Leadwires Philips-MX40{R}3-leads - Clamp-Type - IEC - 855Z{R}REF: EL-TMX3-90G-I | ECG Leadwires Philips-MX40/3-leads/Clamp-Type/IEC/855Z
6017277 | ECG Leadwires | EL-TMX3-90S-A | Philips-MX40/3-leads/knot-Type/AHA/855Z | ECG Leadwires Philips-MX40 - 3-leads - Knot-Type - AHA - 855Z | ECG Leadwires Philips-MX40{R}3-leads - Knot-Type - AHA - 855Z{R}REF: EL-TMX3-90S-A | ECG Leadwires Philips-MX40/3-leads/knot-Type/AHA/855Z
6017278 | ECG Leadwires | EL-TMX3-90S-I | Philips-MX40/3-leads/knot-Type/IEC/855Z | ECG Leadwires Philips-MX40 - 3-leads - Knot-Type - IEC - 855Z | ECG Leadwires Philips-MX40{R}3-leads - Knot-Type - IEC - 855Z{R}REF: EL-TMX3-90S-I | ECG Leadwires Philips-MX40/3-leads/knot-Type/IEC/855Z
6017279 | ECG Leadwires | EL-TMX3PH-90G-A | Philips-MX40+PhilipsSpO2 Cable/3-leads/Clamp-Type/AHA/855Z | ECG Leadwires Philips-MX40+PhilipsSpO2 Cable - 3-leads - Clamp-Type - AHA - 855Z | ECG Leadwires Philips-MX40+PhilipsSpO2 Cable{R}3-leads - Clamp-Type - AHA - 855Z{R}REF: EL-TMX3PH-90G-A | ECG Leadwires Philips-MX40+PhilipsSpO2 Cable/3-leads/Clamp-Type/AHA/855Z
6017280 | ECG Leadwires | EL-TMX3PH-90G-I | Philips-MX40+PhilipsSpO2 Cable/3-leads/Clamp-Type/IEC/855Z | ECG Leadwires Philips-MX40+PhilipsSpO2 Cable - 3-leads - Clamp-Type - IEC - 855Z | ECG Leadwires Philips-MX40+PhilipsSpO2 Cable{R}3-leads - Clamp-Type - IEC - 855Z{R}REF: EL-TMX3PH-90G-I | ECG Leadwires Philips-MX40+PhilipsSpO2 Cable/3-leads/Clamp-Type/IEC/855Z
6017281 | ECG Leadwires | EL-TMX3PH-90S-A | Philips-MX40+PhilipsSpO2 Cable/3-leads/knot-Type/AHA/855Z | ECG Leadwires Philips-MX40+PhilipsSpO2 Cable - 3-leads - Knot-Type - AHA - 855Z | ECG Leadwires Philips-MX40+PhilipsSpO2 Cable{R}3-leads - Knot-Type - AHA - 855Z{R}REF: EL-TMX3PH-90S-A | ECG Leadwires Philips-MX40+PhilipsSpO2 Cable/3-leads/knot-Type/AHA/855Z
6017282 | ECG Leadwires | EL-TMX3PH-90S-I | Philips-MX40+PhilipsSpO2 Cable/3-leads/knot-Type/IEC/855Z | ECG Leadwires Philips-MX40+PhilipsSpO2 Cable - 3-leads - Knot-Type - IEC - 855Z | ECG Leadwires Philips-MX40+PhilipsSpO2 Cable{R}3-leads - Knot-Type - IEC - 855Z{R}REF: EL-TMX3PH-90S-I | ECG Leadwires Philips-MX40+PhilipsSpO2 Cable/3-leads/knot-Type/IEC/855Z
6017283 | ECG Leadwires | EL-TMX3NE-90G-A | Philips-MX40+NellcorSpO2 Cable/3-leads/Clamp-Type/AHA/855Z | ECG Leadwires Philips-MX40+NellcorSpO2 Cable - 3-leads - Clamp-Type - AHA - 855Z | ECG Leadwires Philips-MX40+NellcorSpO2 Cable{R}3-leads - Clamp-Type - AHA - 855Z{R}REF: EL-TMX3NE-90G-A | ECG Leadwires Philips-MX40+NellcorSpO2 Cable/3-leads/Clamp-Type/AHA/855Z
6017284 | ECG Leadwires | EL-TMX3NE-90G-I | Philips-MX40+NellcorSpO2 Cable/3-leads/Clamp-Type/IEC/855Z | ECG Leadwires Philips-MX40+NellcorSpO2 Cable - 3-leads - Clamp-Type - IEC - 855Z | ECG Leadwires Philips-MX40+NellcorSpO2 Cable{R}3-leads - Clamp-Type - IEC - 855Z{R}REF: EL-TMX3NE-90G-I | ECG Leadwires Philips-MX40+NellcorSpO2 Cable/3-leads/Clamp-Type/IEC/855Z
6017285 | ECG Leadwires | EL-TMX3NE-90S-A | Philips-MX40+NellcorSpO2 Cable/3-leads/knot-Type/AHA/855Z | ECG Leadwires Philips-MX40+NellcorSpO2 Cable - 3-leads - Knot-Type - AHA - 855Z | ECG Leadwires Philips-MX40+NellcorSpO2 Cable{R}3-leads - Knot-Type - AHA - 855Z{R}REF: EL-TMX3NE-90S-A | ECG Leadwires Philips-MX40+NellcorSpO2 Cable/3-leads/knot-Type/AHA/855Z
6017286 | ECG Leadwires | EL-TMX3NE-90S-I | Philips-MX40+NellcorSpO2 Cable/3-leads/knot-Type/IEC/855Z | ECG Leadwires Philips-MX40+NellcorSpO2 Cable - 3-leads - Knot-Type - IEC - 855Z | ECG Leadwires Philips-MX40+NellcorSpO2 Cable{R}3-leads - Knot-Type - IEC - 855Z{R}REF: EL-TMX3NE-90S-I | ECG Leadwires Philips-MX40+NellcorSpO2 Cable/3-leads/knot-Type/IEC/855Z
6017287 | ECG Leadwires | EL-TZDP3-90G-A | Philips Zymed DigiTrak PLUS/3-leads/Clamp-Type/AHA | ECG Leadwires Philips Zymed DigiTrak PLUS - 3-leads - Clamp-Type - AHA | ECG Leadwires Philips Zymed DigiTrak PLUS{R}3-leads - Clamp-Type - AHA{R}REF: EL-TZDP3-90G-A | ECG Leadwires Philips Zymed DigiTrak PLUS/3-leads/Clamp-Type/AHA
6017288 | ECG Leadwires | EL-TZDP3-90G-I | Philips Zymed DigiTrak PLUS/3-leads/Clamp-Type/IEC | ECG Leadwires Philips Zymed DigiTrak PLUS - 3-leads - Clamp-Type - IEC | ECG Leadwires Philips Zymed DigiTrak PLUS{R}3-leads - Clamp-Type - IEC{R}REF: EL-TZDP3-90G-I | ECG Leadwires Philips Zymed DigiTrak PLUS/3-leads/Clamp-Type/IEC
6017289 | ECG Leadwires | EL-TZDP3-90S-A | Philips Zymed DigiTrak PLUS/3-leads/knot-Type/AHA | ECG Leadwires Philips Zymed DigiTrak PLUS - 3-leads - Knot-Type - AHA | ECG Leadwires Philips Zymed DigiTrak PLUS{R}3-leads - Knot-Type - AHA{R}REF: EL-TZDP3-90S-A | ECG Leadwires Philips Zymed DigiTrak PLUS/3-leads/knot-Type/AHA
6017290 | ECG Leadwires | EL-TZDP3-90S-I | Philips Zymed DigiTrak PLUS/3-leads/knot-Type/IEC | ECG Leadwires Philips Zymed DigiTrak PLUS - 3-leads - Knot-Type - IEC | ECG Leadwires Philips Zymed DigiTrak PLUS{R}3-leads - Knot-Type - IEC{R}REF: EL-TZDP3-90S-I | ECG Leadwires Philips Zymed DigiTrak PLUS/3-leads/knot-Type/IEC
6017291 | ECG Leadwires | EL-TAF3-90G-A | AF-Type/3-leads/Clamp-Type/AHA/809 | ECG Leadwires AF-Type - 3-leads - Clamp-Type - AHA - 809 | ECG Leadwires AF-Type{R}3-leads - Clamp-Type - AHA - 809{R}REF: EL-TAF3-90G-A | ECG Leadwires AF-Type/3-leads/Clamp-Type/AHA/809
6017292 | ECG Leadwires | EL-TAF3-90G-I | AF-Type/3-leads/Clamp-Type/IEC/809 | ECG Leadwires AF-Type - 3-leads - Clamp-Type - IEC - 809 | ECG Leadwires AF-Type{R}3-leads - Clamp-Type - IEC - 809{R}REF: EL-TAF3-90G-I | ECG Leadwires AF-Type/3-leads/Clamp-Type/IEC/809
6017293 | ECG Leadwires | EL-TAF3-90S-A | AF-Type/3-leads/knot-Type/AHA/809 | ECG Leadwires AF-Type - 3-leads - Knot-Type - AHA - 809 | ECG Leadwires AF-Type{R}3-leads - Knot-Type - AHA - 809{R}REF: EL-TAF3-90S-A | ECG Leadwires AF-Type/3-leads/knot-Type/AHA/809
6017294 | ECG Leadwires | EL-TAF3-90S-I | AF-Type/3-leads/knot-Type/IEC/809 | ECG Leadwires AF-Type - 3-leads - Knot-Type - IEC - 809 | ECG Leadwires AF-Type{R}3-leads - Knot-Type - IEC - 809{R}REF: EL-TAF3-90S-I | ECG Leadwires AF-Type/3-leads/knot-Type/IEC/809
6017295 | ECG Leadwires | EL-TEL3-90G-A | TEL-Type/3-leads/Clamp-Type/AHA/830 | ECG Leadwires TEL-Type - 3-leads - Clamp-Type - AHA - 830 | ECG Leadwires TEL-Type{R}3-leads - Clamp-Type - AHA - 830{R}REF: EL-TEL3-90G-A | ECG Leadwires TEL-Type/3-leads/Clamp-Type/AHA/830
6017296 | ECG Leadwires | EL-TEL3-90G-I | TEL-Type/3-leads/Clamp-Type/IEC/830 | ECG Leadwires TEL-Type - 3-leads - Clamp-Type - IEC - 830 | ECG Leadwires TEL-Type{R}3-leads - Clamp-Type - IEC - 830{R}REF: EL-TEL3-90G-I | ECG Leadwires TEL-Type/3-leads/Clamp-Type/IEC/830
6017297 | ECG Leadwires | EL-TEL3-90S-A | TEL-Type/3-leads/knot-Type/AHA/830 | ECG Leadwires TEL-Type - 3-leads - Knot-Type - AHA - 830 | ECG Leadwires TEL-Type{R}3-leads - Knot-Type - AHA - 830{R}REF: EL-TEL3-90S-A | ECG Leadwires TEL-Type/3-leads/knot-Type/AHA/830
6017298 | ECG Leadwires | EL-TEL3-90S-I | TEL-Type/3-leads/knot-Type/IEC/830 | ECG Leadwires TEL-Type - 3-leads - Knot-Type - IEC - 830 | ECG Leadwires TEL-Type{R}3-leads - Knot-Type - IEC - 830{R}REF: EL-TEL3-90S-I | ECG Leadwires TEL-Type/3-leads/knot-Type/IEC/830
6017299 | ECG Leadwires | EL-THL3-90G-A | HL-Type/3-leads/Clamp-Type/AHA/830 | ECG Leadwires HL-Type - 3-leads - Clamp-Type - AHA - 830 | ECG Leadwires HL-Type{R}3-leads - Clamp-Type - AHA - 830{R}REF: EL-THL3-90G-A | ECG Leadwires HL-Type/3-leads/Clamp-Type/AHA/830
6017300 | ECG Leadwires | EL-THL3-90G-I | HL-Type/3-leads/Clamp-Type/IEC/830 | ECG Leadwires HL-Type - 3-leads - Clamp-Type - IEC - 830 | ECG Leadwires HL-Type{R}3-leads - Clamp-Type - IEC - 830{R}REF: EL-THL3-90G-I | ECG Leadwires HL-Type/3-leads/Clamp-Type/IEC/830
6017301 | ECG Leadwires | EL-THL3-90S-A | HL-Type/3-leads/knot-Type/AHA/830 | ECG Leadwires HL-Type - 3-leads - Knot-Type - AHA - 830 | ECG Leadwires HL-Type{R}3-leads - Knot-Type - AHA - 830{R}REF: EL-THL3-90S-A | ECG Leadwires HL-Type/3-leads/knot-Type/AHA/830
6017302 | ECG Leadwires | EL-THL3-90S-I | HL-Type/3-leads/knot-Type/IEC/830 | ECG Leadwires HL-Type - 3-leads - Knot-Type - IEC - 830 | ECG Leadwires HL-Type{R}3-leads - Knot-Type - IEC - 830{R}REF: EL-THL3-90S-I | ECG Leadwires HL-Type/3-leads/knot-Type/IEC/830
6017303 | ECG Leadwires | EL-T253-90S-A | 2.5m-Type/3-leads/knot-Type/AHA | ECG Leadwires 2.5m-Type - 3-leads - Knot-Type - AHA | ECG Leadwires 2.5-Type{R}3-leads - Knot-Type - AHA{R}REF: EL-T253-90S-A | ECG Leadwires 2.5m-Type/3-leads/knot-Type/AHA
6017304 | ECG Leadwires | EL-T253-90S-I | 2.5m-Type/3-leads/knot-Type/IEC | ECG Leadwires 2.5m-Type - 3-leads - Knot-Type - IEC | ECG Leadwires 2.5-Type{R}3-leads - Knot-Type - IEC{R}REF: EL-T253-90S-I | ECG Leadwires 2.5m-Type/3-leads/knot-Type/IEC
6017305 | ECG Leadwires | EL-T353-90S-A | 3.5m-Type/3-leads/knot-Type/AHA | ECG Leadwires 3.5m-Type - 3-leads - Knot-Type - AHA | ECG Leadwires 3.5-Type{R}3-leads - Knot-Type - AHA{R}REF: EL-T353-90S-A | ECG Leadwires 3.5m-Type/3-leads/knot-Type/AHA
6017306 | ECG Leadwires | EL-T353-90S-I | 3.5m-Type/3-leads/knot-Type/IEC | ECG Leadwires 3.5m-Type - 3-leads - Knot-Type - IEC | ECG Leadwires 3.5-Type{R}3-leads - Knot-Type - IEC{R}REF: EL-T353-90S-I | ECG Leadwires 3.5m-Type/3-leads/knot-Type/IEC
6017307 | ECG Leadwires | EL-TFD3-90G-A | Fukuda/3-leads/Clamp-Type/AHA/836 | ECG Leadwires Fukuda - 3-leads - Clamp-Type - AHA - 836 | ECG Leadwires Fukuda{R}3-leads - Clamp-Type - AHA - 836{R}REF: EL-TFD3-90G-A | ECG Leadwires Fukuda/3-leads/Clamp-Type/AHA/836
6017308 | ECG Leadwires | EL-TFD3-90G-I | Fukuda/3-leads/Clamp-Type/IEC/836 | ECG Leadwires Fukuda - 3-leads - Clamp-Type - IEC - 836 | ECG Leadwires Fukuda{R}3-leads - Clamp-Type - IEC - 836{R}REF: EL-TFD3-90G-I | ECG Leadwires Fukuda/3-leads/Clamp-Type/IEC/836
6017309 | ECG Leadwires | EL-TFD3-90S-A | Fukuda/3-leads/knot-Type/AHA/836 | ECG Leadwires Fukuda - 3-leads - Knot-Type - AHA - 836 | ECG Leadwires Fukuda{R}3-leads - Knot-Type - AHA - 836{R}REF: EL-TFD3-90S-A | ECG Leadwires Fukuda/3-leads/knot-Type/AHA/836
6017310 | ECG Leadwires | EL-TFD3-90S-I | Fukuda/3-leads/knot-Type/IEC/836 | ECG Leadwires Fukuda - 3-leads - Knot-Type - IEC - 836 | ECG Leadwires Fukuda{R}3-leads - Knot-Type - IEC - 836{R}REF: EL-TFD3-90S-I | ECG Leadwires Fukuda/3-leads/knot-Type/IEC/836
6017311 | ECG Leadwires | EL-TLN3-90G-A | Lechnologies/3-leads/Clamp-Type/AHA | ECG Leadwires Lechnologies - 3-leads - Clamp-Type - AHA | ECG Leadwires Lechnologies{R}3-leads - Clamp-Type - AHA{R}REF: EL-TLN3-90G-A | ECG Leadwires Lechnologies/3-leads/Clamp-Type/AHA
6017312 | ECG Leadwires | EL-TLN3-90G-I | Lechnologies/3-leads/Clamp-Type/IEC | ECG Leadwires Lechnologies - 3-leads - Clamp-Type - IEC | ECG Leadwires Lechnologies{R}3-leads - Clamp-Type - IEC{R}REF: EL-TLN3-90G-I | ECG Leadwires Lechnologies/3-leads/Clamp-Type/IEC
6017313 | ECG Leadwires | EL-TLN3-90S-A | Lechnologies/3-leads/knot-Type/AHA | ECG Leadwires Lechnologies - 3-leads - Knot-Type - AHA | ECG Leadwires Lechnologies{R}3-leads - Knot-Type - AHA{R}REF: EL-TLN3-90S-A | ECG Leadwires Lechnologies/3-leads/knot-Type/AHA
6017314 | ECG Leadwires | EL-TLN3-90S-I | Lechnologies/3-leads/knot-Type/IEC | ECG Leadwires Lechnologies - 3-leads - Knot-Type - IEC | ECG Leadwires Lechnologies{R}3-leads - Knot-Type - IEC{R}REF: EL-TLN3-90S-I | ECG Leadwires Lechnologies/3-leads/knot-Type/IEC
6017315 | ECG Leadwires | EL-CSI3-90G-A | CSI-Type/3-leads/Clamp-Type/AHA/804 | ECG Leadwires CSI-Type - 3-leads - Clamp-Type - AHA - 804 | ECG Leadwires CSI-Type{R}3-leads - Clamp-Type - AHA - 804{R}REF: EL-CSI3-90G-A | ECG Leadwires CSI-Type/3-leads/Clamp-Type/AHA/804
6017316 | ECG Leadwires | EL-CSI3-90G-I | CSI-Type/3-leads/Clamp-Type/IEC/804 | ECG Leadwires CSI-Type - 3-leads - Clamp-Type - IEC - 804 | ECG Leadwires CSI-Type{R}3-leads - Clamp-Type - IEC - 804{R}REF: EL-CSI3-90G-I | ECG Leadwires CSI-Type/3-leads/Clamp-Type/IEC/804
6017317 | ECG Leadwires | EL-CSI3-90S-A | CSI-Type/3-leads/knot-Type/AHA/804 | ECG Leadwires CSI-Type - 3-leads - Knot-Type - AHA - 804 | ECG Leadwires CSI-Type{R}3-leads - Knot-Type - AHA - 804{R}REF: EL-CSI3-90S-A | ECG Leadwires CSI-Type/3-leads/knot-Type/AHA/804
6017318 | ECG Leadwires | EL-CSI3-90S-I | CSI-Type/3-leads/knot-Type/IEC/804 | ECG Leadwires CSI-Type - 3-leads - Knot-Type - IEC - 804 | ECG Leadwires CSI-Type{R}3-leads - Knot-Type - IEC - 804{R}REF: EL-CSI3-90S-I | ECG Leadwires CSI-Type/3-leads/knot-Type/IEC/804
6017319 | ECG Leadwires | EL-D3-90MG-A | D-Type/3-leads/Small Clamp-Type/AHA/841L-3 | ECG Leadwires D-Type - 3-leads - Small Clamp-Type - AHA - 841L-3 | ECG Leadwires D-Type{R}3-leads - Small Clamp-Type - AHA - 841L-3{R}REF: EL-D3-90MG-A | ECG Leadwires D-Type/3-leads/Small Clamp-Type/AHA/841L-3
6017320 | ECG Leadwires | EL-D3-90MG-I | D-Type/3-leads/Small Clamp-Type/IEC/841L-3 | ECG Leadwires D-Type - 3-leads - Small Clamp-Type - IEC - 841L-3 | ECG Leadwires D-Type{R}3-leads - Small Clamp-Type - IEC - 841L-3{R}REF: EL-D3-90MG-I | ECG Leadwires D-Type/3-leads/Small Clamp-Type/IEC/841L-3
6017321 | ECG Leadwires | EL-TM3-90G-A | Mindray/3-leads/Clamp-Type/AHA/860Z | ECG Leadwires Mindray - 3-leads - Clamp-Type - AHA - 860Z | ECG Leadwires Mindray{R}3-leads - Clamp-Type - AHA - 860Z{R}REF: EL-TM3-90G-A | ECG Leadwires Mindray/3-leads/Clamp-Type/AHA/860Z
6017322 | ECG Leadwires | EL-TM3-90G-I | Mindray/3-leads/Clamp-Type/IEC/860Z | ECG Leadwires Mindray - 3-leads - Clamp-Type - IEC - 860Z | ECG Leadwires Mindray{R}3-leads - Clamp-Type - IEC - 860Z{R}REF: EL-TM3-90G-I | ECG Leadwires Mindray/3-leads/Clamp-Type/IEC/860Z
6017323 | ECG Leadwires | EL-TM3-90S-A | Mindray/3-leads/knot-Type/AHA/860Z | ECG Leadwires Mindray - 3-leads - Knot-Type - AHA - 860Z | ECG Leadwires Mindray{R}3-leads - Knot-Type - AHA - 860Z{R}REF: EL-TM3-90S-A | ECG Leadwires Mindray/3-leads/knot-Type/AHA/860Z
6017324 | ECG Leadwires | EL-TM3-90S-I | Mindray/3-leads/knot-Type/IEC/860Z | ECG Leadwires Mindray - 3-leads - Knot-Type - IEC - 860Z | ECG Leadwires Mindray{R}3-leads - Knot-Type - IEC - 860Z{R}REF: EL-TM3-90S-I | ECG Leadwires Mindray/3-leads/knot-Type/IEC/860Z
6017325 | ECG Leadwires | EL-MR3-90MG-A | MR-Type/3-leads/Small Clamp-Type/AHA/812 | ECG Leadwires MR-Type - 3-leads - Small Clamp-Type - AHA - 812 | ECG Leadwires MR-Type{R}3-leads - Small Clamp-Type - AHA - 812{R}REF: EL-MR3-90MG-A | ECG Leadwires MR-Type/3-leads/Small Clamp-Type/AHA/812
6017326 | ECG Leadwires | EL-MR3-90MG-I | MR-Type/3-leads/Small Clamp-Type/IEC/812 | ECG Leadwires MR-Type - 3-leads - Small Clamp-Type - IEC - 812 | ECG Leadwires MR-Type{R}3-leads - Small Clamp-Type - IEC - 812{R}REF: EL-MR3-90MG-I | ECG Leadwires MR-Type/3-leads/Small Clamp-Type/IEC/812
6017327 | ECG Leadwires | EL-D3-60G-A | D-Type/3-leads/Clamp-Type/AHA/841L-3 | ECG Leadwires D-Type - 3-leads - Clamp-Type - AHA - 841L-3 | ECG Leadwires D-Type{R}3-leads - Clamp-Type - AHA - 841L-3{R}REF: EL-D3-60G-A | ECG Leadwires D-Type/3-leads/Clamp-Type/AHA/841L-3
6017328 | ECG Leadwires | EL-D3-60G-I | D-Type/3-leads/Clamp-Type/IEC/841L-3 | ECG Leadwires D-Type - 3-leads - Clamp-Type - IEC - 841L-3 | ECG Leadwires D-Type{R}3-leads - Clamp-Type - IEC - 841L-3{R}REF: EL-D3-60G-I | ECG Leadwires D-Type/3-leads/Clamp-Type/IEC/841L-3
6017329 | ECG Leadwires | EL-D3-60S-A | D-Type/3-leads/knot-Type/AHA/841L-3 | ECG Leadwires D-Type - 3-leads - Knot-Type - AHA - 841L-3 | ECG Leadwires D-Type{R}3-leads - Knot-Type - AHA - 841L-3{R}REF: EL-D3-60S-A | ECG Leadwires D-Type/3-leads/knot-Type/AHA/841L-3
6017330 | ECG Leadwires | EL-D3-60S-I | D-Type/3-leads/knot-Type/IEC/841L-3 | ECG Leadwires D-Type - 3-leads - Knot-Type - IEC - 841L-3 | ECG Leadwires D-Type{R}3-leads - Knot-Type - IEC - 841L-3{R}REF: EL-D3-60S-I | ECG Leadwires D-Type/3-leads/knot-Type/IEC/841L-3
6017331 | ECG Leadwires | EL-D3-60MG-A | D-Type/3-leads/Small Clamp-Type/AHA/841L-3 | ECG Leadwires D-Type - 3-leads - Small Clamp-Type - AHA - 841L-3 | ECG Leadwires D-Type{R}3-leads - Small Clamp-Type - AHA - 841L-3{R}REF: EL-D3-60MG-A | ECG Leadwires D-Type/3-leads/Small Clamp-Type/AHA/841L-3
6017332 | ECG Leadwires | EL-D3-60MG-I | D-Type/3-leads/Small Clamp-Type/IEC/841L-3 | ECG Leadwires D-Type - 3-leads - Small Clamp-Type - IEC - 841L-3 | ECG Leadwires D-Type{R}3-leads - Small Clamp-Type - IEC - 841L-3{R}REF: EL-D3-60MG-I | ECG Leadwires D-Type/3-leads/Small Clamp-Type/IEC/841L-3
6017333 | ECG Leadwires | EL-AA TypeS3-90G-LA | AA Type-dissociate/3-leads/Clamp-Type/LA/801L | ECG Leadwires AA Type-dissociate - 3-leads - Clamp-Type - LA - 801L | ECG Leadwires AA Type-dissociate{R}3-leads - Clamp-Type - LA - 801L{R}REF: EL-AA TypeS3-90G-LA | ECG Leadwires AA Type-dissociate/3-leads/Clamp-Type/LA/801L
6017334 | ECG Leadwires | EL-AA TypeS3-90G-V | AA Type-dissociate/3-leads/Clamp-Type/V/801L | ECG Leadwires AA Type-dissociate - 3-leads - Clamp-Type - V - 801L | ECG Leadwires AA Type-dissociate{R}3-leads - Clamp-Type - V - 801L{R}REF: EL-AA TypeS3-90G-V | ECG Leadwires AA Type-dissociate/3-leads/Clamp-Type/V/801L
6017335 | ECG Leadwires | EL-MRB3-130G-A | MR-Type/3-leads/Clamp-Type/AHA/814 | ECG Leadwires MR-Type - 3-leads - Clamp-Type - AHA - 814 | ECG Leadwires MR-Type{R}3-leads - Clamp-Type - AHA - 814{R}REF: EL-MRB3-130G-A | ECG Leadwires MR-Type/3-leads/Clamp-Type/AHA/814
6017336 | ECG Leadwires | EL-MRB3-130G-I | MR-Type/3-leads/Clamp-Type/IEC/814 | ECG Leadwires MR-Type - 3-leads - Clamp-Type - IEC - 814 | ECG Leadwires MR-Type{R}3-leads - Clamp-Type - IEC - 814{R}REF: EL-MRB3-130G-I | ECG Leadwires MR-Type/3-leads/Clamp-Type/IEC/814
6017337 | ECG Leadwires | EL-MRB3-130S-A | MR-Type/3-leads/knot-Type/AHA/814 | ECG Leadwires MR-Type - 3-leads - Knot-Type - AHA - 814 | ECG Leadwires MR-Type{R}3-leads - Knot-Type - AHA - 814{R}REF: EL-MRB3-130S-A | ECG Leadwires MR-Type/3-leads/knot-Type/AHA/814
6017338 | ECG Leadwires | EL-MRB3-130S-I | MR-Type/3-leads/knot-Type/IEC/814 | ECG Leadwires MR-Type - 3-leads - Knot-Type - IEC - 814 | ECG Leadwires MR-Type{R}3-leads - Knot-Type - IEC - 814{R}REF: EL-MRB3-130S-I | ECG Leadwires MR-Type/3-leads/knot-Type/IEC/814
6017339 | ECG Leadwires | EL-AA TypeS3-90G-LL | AA Type-dissociate/3-leads/Clamp-Type/LL/801L | ECG Leadwires AA Type-dissociate - 3-leads - Clamp-Type - LL - 801L | ECG Leadwires AA Type-dissociate{R}3-leads - Clamp-Type - LL - 801L{R}REF: EL-AA TypeS3-90G-LL | ECG Leadwires AA Type-dissociate/3-leads/Clamp-Type/LL/801L
6017340 | ECG Leadwires | EL-AA TypeS3-90G-RA | AA Type-dissociate/3-leads/Clamp-Type/RA/801L | ECG Leadwires AA Type-dissociate - 3-leads - Clamp-Type - RA - 801L | ECG Leadwires AA Type-dissociate{R}3-leads - Clamp-Type - RA - 801L{R}REF: EL-AA TypeS3-90G-RA | ECG Leadwires AA Type-dissociate/3-leads/Clamp-Type/RA/801L
6017341 | ECG Leadwires | EL-SLS4-90G-A | SL-dissociate/4-leads/Clamp-Type/AHA | ECG Leadwires SL-dissociate - 4-leads - Clamp-Type - AHA | ECG Leadwires SL-dissociate{R}4-leads - Clamp-Type - AHA{R}REF: EL-SLS4-90G-A | ECG Leadwires SL-dissociate/4-leads/Clamp-Type/AHA
6017342 | ECG Leadwires | EL-SLS4-90G-I | SL-dissociate/4-leads/Clamp-Type/IEC | ECG Leadwires SL-dissociate - 4-leads - Clamp-Type - IEC | ECG Leadwires SL-dissociate{R}4-leads - Clamp-Type - IEC{R}REF: EL-SLS4-90G-I | ECG Leadwires SL-dissociate/4-leads/Clamp-Type/IEC
6017343 | ECG Leadwires | EL-SLS4-90S-A | SL-dissociate/4-leads/knot-Type/AHA | ECG Leadwires SL-dissociate - 4-leads - Knot-Type - AHA | ECG Leadwires SL-dissociate{R}4-leads - Knot-Type - AHA{R}REF: EL-SLS4-90S-A | ECG Leadwires SL-dissociate/4-leads/knot-Type/AHA
6017344 | ECG Leadwires | EL-SLS4-90S-I | SL-dissociate/4-leads/knot-Type/IEC | ECG Leadwires SL-dissociate - 4-leads - Knot-Type - IEC | ECG Leadwires SL-dissociate{R}4-leads - Knot-Type - IEC{R}REF: EL-SLS4-90S-I | ECG Leadwires SL-dissociate/4-leads/knot-Type/IEC
6017345 | ECG Leadwires | EL-D4-90G-A | D-Type/4-leads/Clamp-Type/AHA/841L-4 | ECG Leadwires D-Type - 4-leads - Clamp-Type - AHA - 841L-4 | ECG Leadwires D-Type{R}4-leads - Clamp-Type - AHA - 841L-4{R}REF: EL-D4-90G-A | ECG Leadwires D-Type/4-leads/Clamp-Type/AHA/841L-4
6017346 | ECG Leadwires | EL-D4-90G-I | D-Type/4-leads/Clamp-Type/IEC/841L-4 | ECG Leadwires D-Type - 4-leads - Clamp-Type - IEC - 841L-4 | ECG Leadwires D-Type{R}4-leads - Clamp-Type - IEC - 841L-4{R}REF: EL-D4-90G-I | ECG Leadwires D-Type/4-leads/Clamp-Type/IEC/841L-4
6017347 | ECG Leadwires | EL-D4-90S-A | D-Type/4-leads/knot-Type/AHA/841L-4 | ECG Leadwires D-Type - 4-leads - Knot-Type - AHA - 841L-4 | ECG Leadwires D-Type{R}4-leads - Knot-Type - AHA - 841L-4{R}REF: EL-D4-90S-A | ECG Leadwires D-Type/4-leads/knot-Type/AHA/841L-4
6017348 | ECG Leadwires | EL-D4-90S-I | D-Type/4-leads/knot-Type/IEC/841L-4 | ECG Leadwires D-Type - 4-leads - Knot-Type - IEC - 841L-4 | ECG Leadwires D-Type{R}4-leads - Knot-Type - IEC - 841L-4{R}REF: EL-D4-90S-I | ECG Leadwires D-Type/4-leads/knot-Type/IEC/841L-4
6017349 | ECG Leadwires | EL-MD4-120G-A | MD-Type/4-leads/Clamp-Type/AHA/828 | ECG Leadwires MD-Type - 4-leads - Clamp-Type - AHA - 828 | ECG Leadwires MD-Type{R}4-leads - Clamp-Type - AHA - 828{R}REF: EL-MD4-120G-A | ECG Leadwires MD-Type/4-leads/Clamp-Type/AHA/828
6017350 | ECG Leadwires | EL-MD4-120G-I | MD-Type/4-leads/Clamp-Type/IEC/828 | ECG Leadwires MD-Type - 4-leads - Clamp-Type - IEC - 828 | ECG Leadwires MD-Type{R}4-leads - Clamp-Type - IEC - 828{R}REF: EL-MD4-120G-I | ECG Leadwires MD-Type/4-leads/Clamp-Type/IEC/828
6017351 | ECG Leadwires | EL-MD4-120S-A | MD-Type/4-leads/knot-Type/AHA/828 | ECG Leadwires MD-Type - 4-leads - Knot-Type - AHA - 828 | ECG Leadwires MD-Type{R}4-leads - Knot-Type - AHA - 828{R}REF: EL-MD4-120S-A | ECG Leadwires MD-Type/4-leads/knot-Type/AHA/828
6017352 | ECG Leadwires | EL-MD4-120S-I | MD-Type/4-leads/knot-Type/IEC/828 | ECG Leadwires MD-Type - 4-leads - Knot-Type - IEC - 828 | ECG Leadwires MD-Type{R}4-leads - Knot-Type - IEC - 828{R}REF: EL-MD4-120S-I | ECG Leadwires MD-Type/4-leads/knot-Type/IEC/828
6017353 | ECG Leadwires | EL-TFD4-90G-A | Fukuda/4-leads/Clamp-Type/AHA/836 | ECG Leadwires Fukuda - 4-leads - Clamp-Type - AHA - 836 | ECG Leadwires Fukuda{R}4-leads - Clamp-Type - AHA - 836{R}REF: EL-TFD4-90G-A | ECG Leadwires Fukuda/4-leads/Clamp-Type/AHA/836
6017354 | ECG Leadwires | EL-TFD4-90G-I | Fukuda/4-leads/Clamp-Type/IEC/836 | ECG Leadwires Fukuda - 4-leads - Clamp-Type - IEC - 836 | ECG Leadwires Fukuda{R}4-leads - Clamp-Type - IEC - 836{R}REF: EL-TFD4-90G-I | ECG Leadwires Fukuda/4-leads/Clamp-Type/IEC/836
6017355 | ECG Leadwires | EL-TFD4-90S-A | Fukuda/4-leads/knot-Type/AHA/836 | ECG Leadwires Fukuda - 4-leads - Knot-Type - AHA - 836 | ECG Leadwires Fukuda{R}4-leads - Knot-Type - AHA - 836{R}REF: EL-TFD4-90S-A | ECG Leadwires Fukuda/4-leads/knot-Type/AHA/836
6017356 | ECG Leadwires | EL-TFD4-90S-I | Fukuda/4-leads/knot-Type/IEC/836 | ECG Leadwires Fukuda - 4-leads - Knot-Type - IEC - 836 | ECG Leadwires Fukuda{R}4-leads - Knot-Type - IEC - 836{R}REF: EL-TFD4-90S-I | ECG Leadwires Fukuda/4-leads/knot-Type/IEC/836
6017357 | ECG Leadwires | EL-TBM4-90G-A | Braemar/4-leads/Clamp-Type/AHA | ECG Leadwires Braemar - 4-leads - Clamp-Type - AHA | ECG Leadwires Braemar{R}4-leads - Clamp-Type - AHA{R}REF: EL-TBM4-90G-A | ECG Leadwires Braemar/4-leads/Clamp-Type/AHA
6017358 | ECG Leadwires | EL-TBM4-90G-I | Braemar/4-leads/Clamp-Type/IEC | ECG Leadwires Braemar - 4-leads - Clamp-Type - IEC | ECG Leadwires Braemar{R}4-leads - Clamp-Type - IEC{R}REF: EL-TBM4-90G-I | ECG Leadwires Braemar/4-leads/Clamp-Type/IEC
6017359 | ECG Leadwires | EL-TBM4-90S-A | Braemar/4-leads/knot-Type/AHA | ECG Leadwires Braemar - 4-leads - Knot-Type - AHA | ECG Leadwires Braemar{R}4-leads - Knot-Type - AHA{R}REF: EL-TBM4-90S-A | ECG Leadwires Braemar/4-leads/knot-Type/AHA
6017360 | ECG Leadwires | EL-TBM4-90S-I | Braemar/4-leads/knot-Type/IEC | ECG Leadwires Braemar - 4-leads - Knot-Type - IEC | ECG Leadwires Braemar{R}4-leads - Knot-Type - IEC{R}REF: EL-TBM4-90S-I | ECG Leadwires Braemar/4-leads/knot-Type/IEC
6017361 | ECG Leadwires | EL-D4-60G-A | D-Type/4-leads/Clamp-Type/AHA/841L-4 | ECG Leadwires D-Type - 4-leads - Clamp-Type - AHA - 841L-4 | ECG Leadwires D-Type{R}4-leads - Clamp-Type - AHA - 841L-4{R}REF: EL-D4-60G-A | ECG Leadwires D-Type/4-leads/Clamp-Type/AHA/841L-4
6017362 | ECG Leadwires | EL-D4-60G-I | D-Type/4-leads/Clamp-Type/IEC/841L-4 | ECG Leadwires D-Type - 4-leads - Clamp-Type - IEC - 841L-4 | ECG Leadwires D-Type{R}4-leads - Clamp-Type - IEC - 841L-4{R}REF: EL-D4-60G-I | ECG Leadwires D-Type/4-leads/Clamp-Type/IEC/841L-4
6017363 | ECG Leadwires | EL-D4-60S-A | D-Type/4-leads/knot-Type/AHA/841L-4 | ECG Leadwires D-Type - 4-leads - Knot-Type - AHA - 841L-4 | ECG Leadwires D-Type{R}4-leads - Knot-Type - AHA - 841L-4{R}REF: EL-D4-60S-A | ECG Leadwires D-Type/4-leads/knot-Type/AHA/841L-4
6017364 | ECG Leadwires | EL-D4-60S-I | D-Type/4-leads/knot-Type/IEC/841L-4 | ECG Leadwires D-Type - 4-leads - Knot-Type - IEC - 841L-4 | ECG Leadwires D-Type{R}4-leads - Knot-Type - IEC - 841L-4{R}REF: EL-D4-60S-I | ECG Leadwires D-Type/4-leads/knot-Type/IEC/841L-4
6017365 | ECG Leadwires | EL-AA Type5-90G-A | AA Type-Type/5-leads/Clamp-Type/AHA/802 | ECG Leadwires AA Type-Type - 5-leads - Clamp-Type - AHA - 802 | ECG Leadwires AA Type-Type{R}5-leads - Clamp-Type - AHA - 802{R}REF: EL-AA Type5-90G-A | ECG Leadwires AA Type-Type/5-leads/Clamp-Type/AHA/802
6017366 | ECG Leadwires | EL-AA Type5-90G-I | AA Type-Type/5-leads/Clamp-Type/IEC/802 | ECG Leadwires AA Type-Type - 5-leads - Clamp-Type - IEC - 802 | ECG Leadwires AA Type-Type{R}5-leads - Clamp-Type - IEC - 802{R}REF: EL-AA Type5-90G-I | ECG Leadwires AA Type-Type/5-leads/Clamp-Type/IEC/802
6017367 | ECG Leadwires | EL-AA Type5-90S-A | AA Type-Type/5-leads/knot-Type/AHA/802 | ECG Leadwires AA Type-Type - 5-leads - Knot-Type - AHA - 802 | ECG Leadwires AA Type-Type{R}5-leads - Knot-Type - AHA - 802{R}REF: EL-AA Type5-90S-A | ECG Leadwires AA Type-Type/5-leads/knot-Type/AHA/802
6017368 | ECG Leadwires | EL-AA Type5-90S-I | AA Type-Type/5-leads/knot-Type/IEC/802 | ECG Leadwires AA Type-Type - 5-leads - Knot-Type - IEC - 802 | ECG Leadwires AA Type-Type{R}5-leads - Knot-Type - IEC - 802{R}REF: EL-AA Type5-90S-I | ECG Leadwires AA Type-Type/5-leads/knot-Type/IEC/802
6017369 | ECG Leadwires | EL-AA TypeS5-90G-A | AA Type-dissociate/5-leads/Clamp-Type/AHA/802L | ECG Leadwires AA Type-dissociate - 5-leads - Clamp-Type - AHA - 802L | ECG Leadwires AA Type-dissociate{R}5-leads - Clamp-Type - AHA - 802L{R}REF: EL-AA TypeS5-90G-A | ECG Leadwires AA Type-dissociate/5-leads/Clamp-Type/AHA/802L
6017370 | ECG Leadwires | EL-AA TypeS5-90G-I | AA Type-dissociate/5-leads/Clamp-Type/IEC/802L | ECG Leadwires AA Type-dissociate - 5-leads - Clamp-Type - IEC - 802L | ECG Leadwires AA Type-dissociate{R}5-leads - Clamp-Type - IEC - 802L{R}REF: EL-AA TypeS5-90G-I | ECG Leadwires AA Type-dissociate/5-leads/Clamp-Type/IEC/802L
6017371 | ECG Leadwires | EL-AA TypeS5-90S-A | AA Type-dissociate/5-leads/knot-Type/AHA/802L | ECG Leadwires AA Type-dissociate - 5-leads - Knot-Type - AHA - 802L | ECG Leadwires AA Type-dissociate{R}5-leads - Knot-Type - AHA - 802L{R}REF: EL-AA TypeS5-90S-A | ECG Leadwires AA Type-dissociate/5-leads/knot-Type/AHA/802L
6017372 | ECG Leadwires | EL-AA TypeS5-90S-I | AA Type-dissociate/5-leads/knot-Type/IEC/802L | ECG Leadwires AA Type-dissociate - 5-leads - Knot-Type - IEC - 802L | ECG Leadwires AA Type-dissociate{R}5-leads - Knot-Type - IEC - 802L{R}REF: EL-AA TypeS5-90S-I | ECG Leadwires AA Type-dissociate/5-leads/knot-Type/IEC/802L
6017373 | ECG Leadwires | EL-PH5-90G-A | PH Type/5-leads/Clamp-Type/AHA/804 | ECG Leadwires PH Type - 5-leads - Clamp-Type - AHA - 804 | ECG Leadwires PH Type{R}5-leads - Clamp-Type - AHA - 804{R}REF: EL-PH5-90G-A | ECG Leadwires PH Type/5-leads/Clamp-Type/AHA/804
6017374 | ECG Leadwires | EL-PH5-90G-I | PH Type/5-leads/Clamp-Type/IEC/804 | ECG Leadwires PH Type - 5-leads - Clamp-Type - IEC - 804 | ECG Leadwires PH Type{R}5-leads - Clamp-Type - IEC - 804{R}REF: EL-PH5-90G-I | ECG Leadwires PH Type/5-leads/Clamp-Type/IEC/804
6017375 | ECG Leadwires | EL-PH5-90S-A | PH Type/5-leads/knot-Type/AHA/804 | ECG Leadwires PH Type - 5-leads - Knot-Type - AHA - 804 | ECG Leadwires PH Type{R}5-leads - Knot-Type - AHA - 804{R}REF: EL-PH5-90S-A | ECG Leadwires PH Type/5-leads/knot-Type/AHA/804
6017376 | ECG Leadwires | EL-PH5-90S-I | PH Type/5-leads/knot-Type/IEC/804 | ECG Leadwires PH Type - 5-leads - Knot-Type - IEC - 804 | ECG Leadwires PH Type{R}5-leads - Knot-Type - IEC - 804{R}REF: EL-PH5-90S-I | ECG Leadwires PH Type/5-leads/knot-Type/IEC/804
6017377 | ECG Leadwires | EL-PHV5-90G-A | PH Type-Chest leads/5-leads/Clamp-Type/AHA/805 | ECG Leadwires PH Type-Chest leads - 5-leads - Clamp-Type - AHA - 805 | ECG Leadwires PH Type-Chest leads{R}5-leads - Clamp-Type - AHA - 805{R}REF: EL-PHV5-90G-A | ECG Leadwires PH Type-Chest leads/5-leads/Clamp-Type/AHA/805
6017378 | ECG Leadwires | EL-PHV5-90G-I | PH Type-Chest leads/5-leads/Clamp-Type/IEC/805 | ECG Leadwires PH Type-Chest leads - 5-leads - Clamp-Type - IEC - 805 | ECG Leadwires PH Type-Chest leads{R}5-leads - Clamp-Type - IEC - 805{R}REF: EL-PHV5-90G-I | ECG Leadwires PH Type-Chest leads/5-leads/Clamp-Type/IEC/805
6017379 | ECG Leadwires | EL-PHV5-90S-A | PH Type-Chest leads/5-leads/knot-Type/AHA/805 | ECG Leadwires PH Type-Chest leads - 5-leads - Knot-Type - AHA - 805 | ECG Leadwires PH Type-Chest leads{R}5-leads - Knot-Type - AHA - 805{R}REF: EL-PHV5-90S-A | ECG Leadwires PH Type-Chest leads/5-leads/knot-Type/AHA/805
6017380 | ECG Leadwires | EL-PHV5-90S-I | PH Type-Chest leads/5-leads/knot-Type/IEC/805 | ECG Leadwires PH Type-Chest leads - 5-leads - Knot-Type - IEC - 805 | ECG Leadwires PH Type-Chest leads{R}5-leads - Knot-Type - IEC - 805{R}REF: EL-PHV5-90S-I | ECG Leadwires PH Type-Chest leads/5-leads/knot-Type/IEC/805
6017381 | ECG Leadwires | EL-MQ5-90G-A | MQ Type/5-leads/Clamp-Type/AHA/807 | ECG Leadwires MQ Type - 5-leads - Clamp-Type - AHA - 807 | ECG Leadwires MQ Type{R}5-leads - Clamp-Type - AHA - 807{R}REF: EL-MQ5-90G-A | ECG Leadwires MQ Type/5-leads/Clamp-Type/AHA/807
6017382 | ECG Leadwires | EL-MQ5-90G-I | MQ Type/5-leads/Clamp-Type/IEC/807 | ECG Leadwires MQ Type - 5-leads - Clamp-Type - IEC - 807 | ECG Leadwires MQ Type{R}5-leads - Clamp-Type - IEC - 807{R}REF: EL-MQ5-90G-I | ECG Leadwires MQ Type/5-leads/Clamp-Type/IEC/807
6017383 | ECG Leadwires | EL-MQ5-90S-A | MQ Type/5-leads/knot-Type/AHA/807 | ECG Leadwires MQ Type - 5-leads - Knot-Type - AHA - 807 | ECG Leadwires MQ Type{R}5-leads - Knot-Type - AHA - 807{R}REF: EL-MQ5-90S-A | ECG Leadwires MQ Type/5-leads/knot-Type/AHA/807
6017384 | ECG Leadwires | EL-MQ5-90S-I | MQ Type/5-leads/knot-Type/IEC/807 | ECG Leadwires MQ Type - 5-leads - Knot-Type - IEC - 807 | ECG Leadwires MQ Type{R}5-leads - Knot-Type - IEC - 807{R}REF: EL-MQ5-90S-I | ECG Leadwires MQ Type/5-leads/knot-Type/IEC/807
6017385 | ECG Leadwires | EL-MQS5-90G-A | MQ dissociate/5-leads/Clamp-Type/AHA/807L | ECG Leadwires MQ dissociate - 5-leads - Clamp-Type - AHA - 807L | ECG Leadwires MQ dissociate{R}5-leads - Clamp-Type - AHA - 807L{R}REF: EL-MQS5-90G-A | ECG Leadwires MQ dissociate/5-leads/Clamp-Type/AHA/807L
6017386 | ECG Leadwires | EL-MQS5-90G-I | MQ dissociate/5-leads/Clamp-Type/IEC/807L | ECG Leadwires MQ dissociate - 5-leads - Clamp-Type - IEC - 807L | ECG Leadwires MQ dissociate{R}5-leads - Clamp-Type - IEC - 807L{R}REF: EL-MQS5-90G-I | ECG Leadwires MQ dissociate/5-leads/Clamp-Type/IEC/807L
6017387 | ECG Leadwires | EL-MQS5-90S-A | MQ dissociate/5-leads/knot-Type/AHA/807L | ECG Leadwires MQ dissociate - 5-leads - Knot-Type - AHA - 807L | ECG Leadwires MQ dissociate{R}5-leads - Knot-Type - AHA - 807L{R}REF: EL-MQS5-90S-A | ECG Leadwires MQ dissociate/5-leads/knot-Type/AHA/807L
6017388 | ECG Leadwires | EL-MQS5-90S-I | MQ dissociate/5-leads/knot-Type/IEC/807L | ECG Leadwires MQ dissociate - 5-leads - Knot-Type - IEC - 807L | ECG Leadwires MQ dissociate{R}5-leads - Knot-Type - IEC - 807L{R}REF: EL-MQS5-90S-I | ECG Leadwires MQ dissociate/5-leads/knot-Type/IEC/807L
6017389 | ECG Leadwires | EL-MQV5-90G-A | MQ Type-Chest leads/5-leads/Clamp-Type/AHA/808 | ECG Leadwires MQ Type-Chest leads - 5-leads - Clamp-Type - AHA - 808 | ECG Leadwires MQ Type-Chest leads{R}5-leads - Clamp-Type - AHA - 808{R}REF: EL-MQV5-90G-A | ECG Leadwires MQ Type-Chest leads/5-leads/Clamp-Type/AHA/808
6017390 | ECG Leadwires | EL-MQV5-90G-I | MQ Type-Chest leads/5-leads/Clamp-Type/IEC/808 | ECG Leadwires MQ Type-Chest leads - 5-leads - Clamp-Type - IEC - 808 | ECG Leadwires MQ Type-Chest leads{R}5-leads - Clamp-Type - IEC - 808{R}REF: EL-MQV5-90G-I | ECG Leadwires MQ Type-Chest leads/5-leads/Clamp-Type/IEC/808
6017391 | ECG Leadwires | EL-MQV5-90S-A | MQ Type-Chest leads/5-leads/knot-Type/AHA/808 | ECG Leadwires MQ Type-Chest leads - 5-leads - Knot-Type - AHA - 808 | ECG Leadwires MQ Type-Chest leads{R}5-leads - Knot-Type - AHA - 808{R}REF: EL-MQV5-90S-A | ECG Leadwires MQ Type-Chest leads/5-leads/knot-Type/AHA/808
6017392 | ECG Leadwires | EL-MQV5-90S-I | MQ Type-Chest leads/5-leads/knot-Type/IEC/808 | ECG Leadwires MQ Type-Chest leads - 5-leads - Knot-Type - IEC - 808 | ECG Leadwires MQ Type-Chest leads{R}5-leads - Knot-Type - IEC - 808{R}REF: EL-MQV5-90S-I | ECG Leadwires MQ Type-Chest leads/5-leads/knot-Type/IEC/808
6017393 | ECG Leadwires | EL-DX5-90G-A | DX Type/5-leads/Clamp-Type/AHA/819 | ECG Leadwires DX Type - 5-leads - Clamp-Type - AHA - 819 | ECG Leadwires DX Type{R}5-leads - Clamp-Type - AHA - 819{R}REF: EL-DX5-90G-A | ECG Leadwires DX Type/5-leads/Clamp-Type/AHA/819
6017394 | ECG Leadwires | EL-DX5-90G-I | DX Type/5-leads/Clamp-Type/IEC/819 | ECG Leadwires DX Type - 5-leads - Clamp-Type - IEC - 819 | ECG Leadwires DX Type{R}5-leads - Clamp-Type - IEC - 819{R}REF: EL-DX5-90G-I | ECG Leadwires DX Type/5-leads/Clamp-Type/IEC/819
6017395 | ECG Leadwires | EL-DX5-90S-A | DX Type/5-leads/knot-Type/AHA/819 | ECG Leadwires DX Type - 5-leads - Knot-Type - AHA - 819 | ECG Leadwires DX Type{R}5-leads - Knot-Type - AHA - 819{R}REF: EL-DX5-90S-A | ECG Leadwires DX Type/5-leads/knot-Type/AHA/819
6017396 | ECG Leadwires | EL-DX5-90S-I | DX Type/5-leads/knot-Type/IEC/819 | ECG Leadwires DX Type - 5-leads - Knot-Type - IEC - 819 | ECG Leadwires DX Type{R}5-leads - Knot-Type - IEC - 819{R}REF: EL-DX5-90S-I | ECG Leadwires DX Type/5-leads/knot-Type/IEC/819
6017397 | ECG Leadwires | EL-DXS5-90G-A | DX dissociate/5-leads/Clamp-Type/AHA/819L | ECG Leadwires DX dissociate - 5-leads - Clamp-Type - AHA - 819L | ECG Leadwires DX dissociate{R}5-leads - Clamp-Type - AHA - 819L{R}REF: EL-DXS5-90G-A | ECG Leadwires DX dissociate/5-leads/Clamp-Type/AHA/819L
6017398 | ECG Leadwires | EL-DXS5-90G-I | DX dissociate/5-leads/Clamp-Type/IEC/819L | ECG Leadwires DX dissociate - 5-leads - Clamp-Type - IEC - 819L | ECG Leadwires DX dissociate{R}5-leads - Clamp-Type - IEC - 819L{R}REF: EL-DXS5-90G-I | ECG Leadwires DX dissociate/5-leads/Clamp-Type/IEC/819L
6017399 | ECG Leadwires | EL-DXS5-90S-A | DX dissociate/5-leads/knot-Type/AHA/819L | ECG Leadwires DX dissociate - 5-leads - Knot-Type - AHA - 819L | ECG Leadwires DX dissociate{R}5-leads - Knot-Type - AHA - 819L{R}REF: EL-DXS5-90S-A | ECG Leadwires DX dissociate/5-leads/knot-Type/AHA/819L
6017400 | ECG Leadwires | EL-DXS5-90S-I | DX dissociate/5-leads/knot-Type/IEC/819L | ECG Leadwires DX dissociate - 5-leads - Knot-Type - IEC - 819L | ECG Leadwires DX dissociate{R}5-leads - Knot-Type - IEC - 819L{R}REF: EL-DXS5-90S-I | ECG Leadwires DX dissociate/5-leads/knot-Type/IEC/819L
6017401 | ECG Leadwires | EL-SM5-90G-A | SM-Type/5-leads/Clamp-Type/AHA/813 | ECG Leadwires SM-Type - 5-leads - Clamp-Type - AHA - 813 | ECG Leadwires SM-Type{R}5-leads - Clamp-Type - AHA - 813{R}REF: EL-SM5-90G-A | ECG Leadwires SM-Type/5-leads/Clamp-Type/AHA/813
6017402 | ECG Leadwires | EL-SM5-90G-I | SM-Type/5-leads/Clamp-Type/IEC/813 | ECG Leadwires SM-Type - 5-leads - Clamp-Type - IEC - 813 | ECG Leadwires SM-Type{R}5-leads - Clamp-Type - IEC - 813{R}REF: EL-SM5-90G-I | ECG Leadwires SM-Type/5-leads/Clamp-Type/IEC/813
6017403 | ECG Leadwires | EL-SM5-90S-A | SM-Type/5-leads/knot-Type/AHA/813 | ECG Leadwires SM-Type - 5-leads - Knot-Type - AHA - 813 | ECG Leadwires SM-Type{R}5-leads - Knot-Type - AHA - 813{R}REF: EL-SM5-90S-A | ECG Leadwires SM-Type/5-leads/knot-Type/AHA/813
6017404 | ECG Leadwires | EL-SM5-90S-I | SM-Type/5-leads/knot-Type/IEC/813 | ECG Leadwires SM-Type - 5-leads - Knot-Type - IEC - 813 | ECG Leadwires SM-Type{R}5-leads - Knot-Type - IEC - 813{R}REF: EL-SM5-90S-I | ECG Leadwires SM-Type/5-leads/knot-Type/IEC/813
6017405 | ECG Leadwires | EL-SMA5-90G-A | SMA-Type/5-leads/Clamp-Type/AHA/813 | ECG Leadwires SMA-Type - 5-leads - Clamp-Type - AHA - 813 | ECG Leadwires SMA-Type{R}5-leads - Clamp-Type - AHA - 813{R}REF: EL-SMA5-90G-A | ECG Leadwires SMA-Type/5-leads/Clamp-Type/AHA/813
6017406 | ECG Leadwires | EL-SMA5-90G-I | SMA-Type/5-leads/Clamp-Type/IEC/813 | ECG Leadwires SMA-Type - 5-leads - Clamp-Type - IEC - 813 | ECG Leadwires SMA-Type{R}5-leads - Clamp-Type - IEC - 813{R}REF: EL-SMA5-90G-I | ECG Leadwires SMA-Type/5-leads/Clamp-Type/IEC/813
6017407 | ECG Leadwires | EL-SMA5-90S-A | SMA-Type/5-leads/knot-Type/AHA/813 | ECG Leadwires SMA-Type - 5-leads - Knot-Type - AHA - 813 | ECG Leadwires SMA-Type{R}5-leads - Knot-Type - AHA - 813{R}REF: EL-SMA5-90S-A | ECG Leadwires SMA-Type/5-leads/knot-Type/AHA/813
6017408 | ECG Leadwires | EL-SMA5-90S-I | SMA-Type/5-leads/knot-Type/IEC/813 | ECG Leadwires SMA-Type - 5-leads - Knot-Type - IEC - 813 | ECG Leadwires SMA-Type{R}5-leads - Knot-Type - IEC - 813{R}REF: EL-SMA5-90S-I | ECG Leadwires SMA-Type/5-leads/knot-Type/IEC/813
6017409 | ECG Leadwires | EL-SMS5-90G-A | SM-dissociate/5-leads/Clamp-Type/AHA/813L | ECG Leadwires SM-dissociate - 5-leads - Clamp-Type - AHA - 813L | ECG Leadwires SM-dissociate{R}5-leads - Clamp-Type - AHA - 813L{R}REF: EL-SMS5-90G-A | ECG Leadwires SM-dissociate/5-leads/Clamp-Type/AHA/813L
6017410 | ECG Leadwires | EL-SMS5-90G-I | SM-dissociate/5-leads/Clamp-Type/IEC/813L | ECG Leadwires SM-dissociate - 5-leads - Clamp-Type - IEC - 813L | ECG Leadwires SM-dissociate{R}5-leads - Clamp-Type - IEC - 813L{R}REF: EL-SMS5-90G-I | ECG Leadwires SM-dissociate/5-leads/Clamp-Type/IEC/813L
6017411 | ECG Leadwires | EL-SMS5-90S-A | SM-dissociate/5-leads/knot-Type/AHA/813L | ECG Leadwires SM-dissociate - 5-leads - Knot-Type - AHA - 813L | ECG Leadwires SM-dissociate{R}5-leads - Knot-Type - AHA - 813L{R}REF: EL-SMS5-90S-A | ECG Leadwires SM-dissociate/5-leads/knot-Type/AHA/813L
6017412 | ECG Leadwires | EL-SMS5-90S-I | SM-dissociate/5-leads/knot-Type/IEC/813L | ECG Leadwires SM-dissociate - 5-leads - Knot-Type - IEC - 813L | ECG Leadwires SM-dissociate{R}5-leads - Knot-Type - IEC - 813L{R}REF: EL-SMS5-90S-I | ECG Leadwires SM-dissociate/5-leads/knot-Type/IEC/813L
6017413 | ECG Leadwires | EL-SMAS5-90G-A | SMA-dissociate/5-leads/Clamp-Type/AHA/813L | ECG Leadwires SMA-dissociate - 5-leads - Clamp-Type - AHA - 813L | ECG Leadwires SMA-dissociate{R}5-leads - Clamp-Type - AHA - 813L{R}REF: EL-SMAS5-90G-A | ECG Leadwires SMA-dissociate/5-leads/Clamp-Type/AHA/813L
6017414 | ECG Leadwires | EL-SMAS5-90G-I | SMA-dissociate/5-leads/Clamp-Type/IEC/813L | ECG Leadwires SMA-dissociate - 5-leads - Clamp-Type - IEC - 813L | ECG Leadwires SMA-dissociate{R}5-leads - Clamp-Type - IEC - 813L{R}REF: EL-SMAS5-90G-I | ECG Leadwires SMA-dissociate/5-leads/Clamp-Type/IEC/813L
6017415 | ECG Leadwires | EL-SMAS5-90S-A | SMA-dissociate/5-leads/knot-Type/AHA/813L | ECG Leadwires SMA-dissociate - 5-leads - Knot-Type - AHA - 813L | ECG Leadwires SMA-dissociate{R}5-leads - Knot-Type - AHA - 813L{R}REF: EL-SMAS5-90S-A | ECG Leadwires SMA-dissociate/5-leads/knot-Type/AHA/813L
6017416 | ECG Leadwires | EL-SMAS5-90S-I | SMA-dissociate/5-leads/knot-Type/IEC/813L | ECG Leadwires SMA-dissociate - 5-leads - Knot-Type - IEC - 813L | ECG Leadwires SMA-dissociate{R}5-leads - Knot-Type - IEC - 813L{R}REF: EL-SMAS5-90S-I | ECG Leadwires SMA-dissociate/5-leads/knot-Type/IEC/813L
6017417 | ECG Leadwires | EL-NKA5-90G-A | NKA-Type/5-leads/Clamp-Type/AHA/823 | ECG Leadwires NKA-Type - 5-leads - Clamp-Type - AHA - 823 | ECG Leadwires NKA-Type{R}5-leads - Clamp-Type - AHA - 823{R}REF: EL-NKA5-90G-A | ECG Leadwires NKA-Type/5-leads/Clamp-Type/AHA/823
6017418 | ECG Leadwires | EL-NKA5-90G-I | NKA-Type/5-leads/Clamp-Type/IEC/823 | ECG Leadwires NKA-Type - 5-leads - Clamp-Type - IEC - 823 | ECG Leadwires NKA-Type{R}5-leads - Clamp-Type - IEC - 823{R}REF: EL-NKA5-90G-I | ECG Leadwires NKA-Type/5-leads/Clamp-Type/IEC/823
6017419 | ECG Leadwires | EL-NKA5-90S-A | NKA-Type/5-leads/knot-Type/AHA/823 | ECG Leadwires NKA-Type - 5-leads - Knot-Type - AHA - 823 | ECG Leadwires NKA-Type{R}5-leads - Knot-Type - AHA - 823{R}REF: EL-NKA5-90S-A | ECG Leadwires NKA-Type/5-leads/knot-Type/AHA/823
6017420 | ECG Leadwires | EL-NKA5-90S-I | NKA-Type/5-leads/knot-Type/IEC/823 | ECG Leadwires NKA-Type - 5-leads - Knot-Type - IEC - 823 | ECG Leadwires NKA-Type{R}5-leads - Knot-Type - IEC - 823{R}REF: EL-NKA5-90S-I | ECG Leadwires NKA-Type/5-leads/knot-Type/IEC/823
6017421 | ECG Leadwires | EL-SL5-90G-A | SL-Type/5-leads/Clamp-Type/AHA/821 | ECG Leadwires SL-Type - 5-leads - Clamp-Type - AHA - 821 | ECG Leadwires SL-Type{R}5-leads - Clamp-Type - AHA - 821{R}REF: EL-SL5-90G-A | ECG Leadwires SL-Type/5-leads/Clamp-Type/AHA/821
6017422 | ECG Leadwires | EL-SL5-90G-I | SL-Type/5-leads/Clamp-Type/IEC/821 | ECG Leadwires SL-Type - 5-leads - Clamp-Type - IEC - 821 | ECG Leadwires SL-Type{R}5-leads - Clamp-Type - IEC - 821{R}REF: EL-SL5-90G-I | ECG Leadwires SL-Type/5-leads/Clamp-Type/IEC/821
6017423 | ECG Leadwires | EL-SL5-90S-A | SL-Type/5-leads/knot-Type/AHA/821 | ECG Leadwires SL-Type - 5-leads - Knot-Type - AHA - 821 | ECG Leadwires SL-Type{R}5-leads - Knot-Type - AHA - 821{R}REF: EL-SL5-90S-A | ECG Leadwires SL-Type/5-leads/knot-Type/AHA/821
6017424 | ECG Leadwires | EL-SL5-90S-I | SL-Type/5-leads/knot-Type/IEC/821 | ECG Leadwires SL-Type - 5-leads - Knot-Type - IEC - 821 | ECG Leadwires SL-Type{R}5-leads - Knot-Type - IEC - 821{R}REF: EL-SL5-90S-I | ECG Leadwires SL-Type/5-leads/knot-Type/IEC/821
6017425 | ECG Leadwires | EL-SLS5-90G-A | SL-dissociate/5-leads/Clamp-Type/AHA/821L | ECG Leadwires SL-dissociate - 5-leads - Clamp-Type - AHA - 821L | ECG Leadwires SL-dissociate{R}5-leads - Clamp-Type - AHA - 821L{R}REF: EL-SLS5-90G-A | ECG Leadwires SL-dissociate/5-leads/Clamp-Type/AHA/821L
6017426 | ECG Leadwires | EL-SLS5-90G-I | SL-dissociate/5-leads/Clamp-Type/IEC/821L | ECG Leadwires SL-dissociate - 5-leads - Clamp-Type - IEC - 821L | ECG Leadwires SL-dissociate{R}5-leads - Clamp-Type - IEC - 821L{R}REF: EL-SLS5-90G-I | ECG Leadwires SL-dissociate/5-leads/Clamp-Type/IEC/821L
6017427 | ECG Leadwires | EL-SLS5-90S-A | SL-dissociate/5-leads/knot-Type/AHA/821L | ECG Leadwires SL-dissociate - 5-leads - Knot-Type - AHA - 821L | ECG Leadwires SL-dissociate{R}5-leads - Knot-Type - AHA - 821L{R}REF: EL-SLS5-90S-A | ECG Leadwires SL-dissociate/5-leads/knot-Type/AHA/821L
6017428 | ECG Leadwires | EL-SLS5-90S-I | SL-dissociate/5-leads/knot-Type/IEC/821L | ECG Leadwires SL-dissociate - 5-leads - Knot-Type - IEC - 821L | ECG Leadwires SL-dissociate{R}5-leads - Knot-Type - IEC - 821L{R}REF: EL-SLS5-90S-I | ECG Leadwires SL-dissociate/5-leads/knot-Type/IEC/821L
6017429 | ECG Leadwires | EL-MR5-90G-A | MR-Type/5-leads/Clamp-Type/AHA/813 | ECG Leadwires MR-Type - 5-leads - Clamp-Type - AHA - 813 | ECG Leadwires MR-Type{R}5-leads - Clamp-Type - AHA - 813{R}REF: EL-MR5-90G-A | ECG Leadwires MR-Type/5-leads/Clamp-Type/AHA/813
6017430 | ECG Leadwires | EL-MR5-90G-I | MR-Type/5-leads/Clamp-Type/IEC/813 | ECG Leadwires MR-Type - 5-leads - Clamp-Type - IEC - 813 | ECG Leadwires MR-Type{R}5-leads - Clamp-Type - IEC - 813{R}REF: EL-MR5-90G-I | ECG Leadwires MR-Type/5-leads/Clamp-Type/IEC/813
6017431 | ECG Leadwires | EL-MR5-90S-A | MR-Type/5-leads/knot-Type/AHA/813 | ECG Leadwires MR-Type - 5-leads - Knot-Type - AHA - 813 | ECG Leadwires MR-Type{R}5-leads - Knot-Type - AHA - 813{R}REF: EL-MR5-90S-A | ECG Leadwires MR-Type/5-leads/knot-Type/AHA/813
6017432 | ECG Leadwires | EL-MR5-90S-I | MR-Type/5-leads/knot-Type/IEC/813 | ECG Leadwires MR-Type - 5-leads - Knot-Type - IEC - 813 | ECG Leadwires MR-Type{R}5-leads - Knot-Type - IEC - 813{R}REF: EL-MR5-90S-I | ECG Leadwires MR-Type/5-leads/knot-Type/IEC/813
6017433 | ECG Leadwires | EL-MRS5-90G-A | MR-dissociate/5-leads/Clamp-Type/AHA/813L | ECG Leadwires MR-dissociate - 5-leads - Clamp-Type - AHA - 813L | ECG Leadwires MR-dissociate{R}5-leads - Clamp-Type - AHA - 813L{R}REF: EL-MRS5-90G-A | ECG Leadwires MR-dissociate/5-leads/Clamp-Type/AHA/813L
6017434 | ECG Leadwires | EL-MRS5-90G-I | MR-dissociate/5-leads/Clamp-Type/IEC/813L | ECG Leadwires MR-dissociate - 5-leads - Clamp-Type - IEC - 813L | ECG Leadwires MR-dissociate{R}5-leads - Clamp-Type - IEC - 813L{R}REF: EL-MRS5-90G-I | ECG Leadwires MR-dissociate/5-leads/Clamp-Type/IEC/813L
6017435 | ECG Leadwires | EL-MRS5-90S-A | MR-dissociate/5-leads/knot-Type/AHA/813L | ECG Leadwires MR-dissociate - 5-leads - Knot-Type - AHA - 813L | ECG Leadwires MR-dissociate{R}5-leads - Knot-Type - AHA - 813L{R}REF: EL-MRS5-90S-A | ECG Leadwires MR-dissociate/5-leads/knot-Type/AHA/813L
6017436 | ECG Leadwires | EL-MRS5-90S-I | MR-dissociate/5-leads/knot-Type/IEC/813L | ECG Leadwires MR-dissociate - 5-leads - Knot-Type - IEC - 813L | ECG Leadwires MR-dissociate{R}5-leads - Knot-Type - IEC - 813L{R}REF: EL-MRS5-90S-I | ECG Leadwires MR-dissociate/5-leads/knot-Type/IEC/813L
6017437 | ECG Leadwires | EL-DT5-90G-A | DT-Type/5-leads/Clamp-Type/AHA/827 | ECG Leadwires DT-Type - 5-leads - Clamp-Type - AHA - 827 | ECG Leadwires DT-Type{R}5-leads - Clamp-Type - AHA - 827{R}REF: EL-DT5-90G-A | ECG Leadwires DT-Type/5-leads/Clamp-Type/AHA/827
6017438 | ECG Leadwires | EL-DT5-90G-I | DT-Type/5-leads/Clamp-Type/IEC/827 | ECG Leadwires DT-Type - 5-leads - Clamp-Type - IEC - 827 | ECG Leadwires DT-Type{R}5-leads - Clamp-Type - IEC - 827{R}REF: EL-DT5-90G-I | ECG Leadwires DT-Type/5-leads/Clamp-Type/IEC/827
6017439 | ECG Leadwires | EL-DT5-90S-A | DT-Type/5-leads/knot-Type/AHA/827 | ECG Leadwires DT-Type - 5-leads - Knot-Type - AHA - 827 | ECG Leadwires DT-Type{R}5-leads - Knot-Type - AHA - 827{R}REF: EL-DT5-90S-A | ECG Leadwires DT-Type/5-leads/knot-Type/AHA/827
6017440 | ECG Leadwires | EL-DT5-90S-I | DT-Type/5-leads/knot-Type/IEC/827 | ECG Leadwires DT-Type - 5-leads - Knot-Type - IEC - 827 | ECG Leadwires DT-Type{R}5-leads - Knot-Type - IEC - 827{R}REF: EL-DT5-90S-I | ECG Leadwires DT-Type/5-leads/knot-Type/IEC/827
6017441 | ECG Leadwires | EL-D5-90G-A | D-Type/5-leads/Clamp-Type/AHA/841L-5 | ECG Leadwires D-Type - 5-leads - Clamp-Type - AHA - 841L-5 | ECG Leadwires D-Type{R}5-leads - Clamp-Type - AHA - 841L-5{R}REF: EL-D5-90G-A | ECG Leadwires D-Type/5-leads/Clamp-Type/AHA/841L-5
6017442 | ECG Leadwires | EL-D5-90G-I | D-Type/5-leads/Clamp-Type/IEC/841L-5 | ECG Leadwires D-Type - 5-leads - Clamp-Type - IEC - 841L-5 | ECG Leadwires D-Type{R}5-leads - Clamp-Type - IEC - 841L-5{R}REF: EL-D5-90G-I | ECG Leadwires D-Type/5-leads/Clamp-Type/IEC/841L-5
6017443 | ECG Leadwires | EL-D5-90S-A | D-Type/5-leads/knot-Type/AHA/841L-5 | ECG Leadwires D-Type - 5-leads - Knot-Type - AHA - 841L-5 | ECG Leadwires D-Type{R}5-leads - Knot-Type - AHA - 841L-5{R}REF: EL-D5-90S-A | ECG Leadwires D-Type/5-leads/knot-Type/AHA/841L-5
6017444 | ECG Leadwires | EL-D5-90S-I | D-Type/5-leads/knot-Type/IEC/841L-5 | ECG Leadwires D-Type - 5-leads - Knot-Type - IEC - 841L-5 | ECG Leadwires D-Type{R}5-leads - Knot-Type - IEC - 841L-5{R}REF: EL-D5-90S-I | ECG Leadwires D-Type/5-leads/knot-Type/IEC/841L-5
6017445 | ECG Leadwires | EL-CL5-90G-A | CL-Type/5-leads/Clamp-Type/AHA/833 | ECG Leadwires CL-Type - 5-leads - Clamp-Type - AHA - 833 | ECG Leadwires CL-Type{R}5-leads - Clamp-Type - AHA - 833{R}REF: EL-CL5-90G-A | ECG Leadwires CL-Type/5-leads/Clamp-Type/AHA/833
6017446 | ECG Leadwires | EL-CL5-90G-I | CL-Type/5-leads/Clamp-Type/IEC/833 | ECG Leadwires CL-Type - 5-leads - Clamp-Type - IEC - 833 | ECG Leadwires CL-Type{R}5-leads - Clamp-Type - IEC - 833{R}REF: EL-CL5-90G-I | ECG Leadwires CL-Type/5-leads/Clamp-Type/IEC/833
6017447 | ECG Leadwires | EL-CL5-90S-A | CL-Type/5-leads/knot-Type/AHA/833 | ECG Leadwires CL-Type - 5-leads - Knot-Type - AHA - 833 | ECG Leadwires CL-Type{R}5-leads - Knot-Type - AHA - 833{R}REF: EL-CL5-90S-A | ECG Leadwires CL-Type/5-leads/knot-Type/AHA/833
6017448 | ECG Leadwires | EL-CL5-90S-I | CL-Type/5-leads/knot-Type/IEC/833 | ECG Leadwires CL-Type - 5-leads - Knot-Type - IEC - 833 | ECG Leadwires CL-Type{R}5-leads - Knot-Type - IEC - 833{R}REF: EL-CL5-90S-I | ECG Leadwires CL-Type/5-leads/knot-Type/IEC/833
6017449 | ECG Leadwires | EL-MN5-90G-A | MN-Type/5-leads/Clamp-Type/AHA/802 | ECG Leadwires MN-Type - 5-leads - Clamp-Type - AHA - 802 | ECG Leadwires MN-Type{R}5-leads - Clamp-Type - AHA - 802{R}REF: EL-MN5-90G-A | ECG Leadwires MN-Type/5-leads/Clamp-Type/AHA/802
6017450 | ECG Leadwires | EL-MN5-90G-I | MN-Type/5-leads/Clamp-Type/IEC/802 | ECG Leadwires MN-Type - 5-leads - Clamp-Type - IEC - 802 | ECG Leadwires MN-Type{R}5-leads - Clamp-Type - IEC - 802{R}REF: EL-MN5-90G-I | ECG Leadwires MN-Type/5-leads/Clamp-Type/IEC/802
6017451 | ECG Leadwires | EL-MN5-90S-A | MN-Type/5-leads/knot-Type/AHA/802 | ECG Leadwires MN-Type - 5-leads - Knot-Type - AHA - 802 | ECG Leadwires MN-Type{R}5-leads - Knot-Type - AHA - 802{R}REF: EL-MN5-90S-A | ECG Leadwires MN-Type/5-leads/knot-Type/AHA/802
6017452 | ECG Leadwires | EL-MN5-90S-I | MN-Type/5-leads/knot-Type/IEC/802 | ECG Leadwires MN-Type - 5-leads - Knot-Type - IEC - 802 | ECG Leadwires MN-Type{R}5-leads - Knot-Type - IEC - 802{R}REF: EL-MN5-90S-I | ECG Leadwires MN-Type/5-leads/knot-Type/IEC/802
6017453 | ECG Leadwires | EL-BN5-90G-A | BN-Type/5-leads/Clamp-Type/AHA/802 | ECG Leadwires BN-Type - 5-leads - Clamp-Type - AHA - 802 | ECG Leadwires BN-Type{R}5-leads - Clamp-Type - AHA - 802{R}REF: EL-BN5-90G-A | ECG Leadwires BN-Type/5-leads/Clamp-Type/AHA/802
6017454 | ECG Leadwires | EL-BN5-90G-I | BN-Type/5-leads/Clamp-Type/IEC/802 | ECG Leadwires BN-Type - 5-leads - Clamp-Type - IEC - 802 | ECG Leadwires BN-Type{R}5-leads - Clamp-Type - IEC - 802{R}REF: EL-BN5-90G-I | ECG Leadwires BN-Type/5-leads/Clamp-Type/IEC/802
6017455 | ECG Leadwires | EL-BN5-90S-A | BN-Type/5-leads/knot-Type/AHA/802 | ECG Leadwires BN-Type - 5-leads - Knot-Type - AHA - 802 | ECG Leadwires BN-Type{R}5-leads - Knot-Type - AHA - 802{R}REF: EL-BN5-90S-A | ECG Leadwires BN-Type/5-leads/knot-Type/AHA/802
6017456 | ECG Leadwires | EL-BN5-90S-I | BN-Type/5-leads/knot-Type/IEC/802 | ECG Leadwires BN-Type - 5-leads - Knot-Type - IEC - 802 | ECG Leadwires BN-Type{R}5-leads - Knot-Type - IEC - 802{R}REF: EL-BN5-90S-I | ECG Leadwires BN-Type/5-leads/knot-Type/IEC/802
6017457 | ECG Leadwires | EL-LL5-90G-A | LL-Type/5-leads/Clamp-Type/AHA/842L-5 | ECG Leadwires LL-Type - 5-leads - Clamp-Type - AHA - 842L-5 | ECG Leadwires LL-Type{R}5-leads - Clamp-Type - AHA - 842L-5{R}REF: EL-LL5-90G-A | ECG Leadwires LL-Type/5-leads/Clamp-Type/AHA/842L-5
6017458 | ECG Leadwires | EL-LL5-90G-I | LL-Type/5-leads/Clamp-Type/IEC/842L-5 | ECG Leadwires LL-Type - 5-leads - Clamp-Type - IEC - 842L-5 | ECG Leadwires LL-Type{R}5-leads - Clamp-Type - IEC - 842L-5{R}REF: EL-LL5-90G-I | ECG Leadwires LL-Type/5-leads/Clamp-Type/IEC/842L-5
6017459 | ECG Leadwires | EL-LL5-90S-A | LL-Type/5-leads/knot-Type/AHA/842L-5 | ECG Leadwires LL-Type - 5-leads - Knot-Type - AHA - 842L-5 | ECG Leadwires LL-Type{R}5-leads - Knot-Type - AHA - 842L-5{R}REF: EL-LL5-90S-A | ECG Leadwires LL-Type/5-leads/knot-Type/AHA/842L-5
6017460 | ECG Leadwires | EL-LL5-90S-I | LL-Type/5-leads/knot-Type/IEC/842L-5 | ECG Leadwires LL-Type - 5-leads - Knot-Type - IEC - 842L-5 | ECG Leadwires LL-Type{R}5-leads - Knot-Type - IEC - 842L-5{R}REF: EL-LL5-90S-I | ECG Leadwires LL-Type/5-leads/knot-Type/IEC/842L-5
6017461 | ECG Leadwires | EL-DG5-90G-A | DG-Type/5-leads/Clamp-Type/AHA/816 | ECG Leadwires DG-Type - 5-leads - Clamp-Type - AHA - 816 | ECG Leadwires DG-Type{R}5-leads - Clamp-Type - AHA - 816{R}REF: EL-DG5-90G-A | ECG Leadwires DG-Type/5-leads/Clamp-Type/AHA/816
6017462 | ECG Leadwires | EL-DG5-90G-I | DG-Type/5-leads/Clamp-Type/IEC/816 | ECG Leadwires DG-Type - 5-leads - Clamp-Type - IEC - 816 | ECG Leadwires DG-Type{R}5-leads - Clamp-Type - IEC - 816{R}REF: EL-DG5-90G-I | ECG Leadwires DG-Type/5-leads/Clamp-Type/IEC/816
6017463 | ECG Leadwires | EL-DG5-90S-A | DG-Type/5-leads/knot-Type/AHA/816 | ECG Leadwires DG-Type - 5-leads - Knot-Type - AHA - 816 | ECG Leadwires DG-Type{R}5-leads - Knot-Type - AHA - 816{R}REF: EL-DG5-90S-A | ECG Leadwires DG-Type/5-leads/knot-Type/AHA/816
6017464 | ECG Leadwires | EL-DG5-90S-I | DG-Type/5-leads/knot-Type/IEC/816 | ECG Leadwires DG-Type - 5-leads - Knot-Type - IEC - 816 | ECG Leadwires DG-Type{R}5-leads - Knot-Type - IEC - 816{R}REF: EL-DG5-90S-I | ECG Leadwires DG-Type/5-leads/knot-Type/IEC/816
6017465 | ECG Leadwires | EL-MRA5-90G-A | MRA-Type/5-leads/Clamp-Type/AHA/856 | ECG Leadwires MRA-Type - 5-leads - Clamp-Type - AHA - 856 | ECG Leadwires MRA-Type{R}5-leads - Clamp-Type - AHA - 856{R}REF: EL-MRA5-90G-A | ECG Leadwires MRA-Type/5-leads/Clamp-Type/AHA/856
6017466 | ECG Leadwires | EL-MRA5-90G-I | MRA-Type/5-leads/Clamp-Type/IEC/856 | ECG Leadwires MRA-Type - 5-leads - Clamp-Type - IEC - 856 | ECG Leadwires MRA-Type{R}5-leads - Clamp-Type - IEC - 856{R}REF: EL-MRA5-90G-I | ECG Leadwires MRA-Type/5-leads/Clamp-Type/IEC/856
6017467 | ECG Leadwires | EL-MRA5-90S-A | MRA-Type/5-leads/knot-Type/AHA/856 | ECG Leadwires MRA-Type - 5-leads - Knot-Type - AHA - 856 | ECG Leadwires MRA-Type{R}5-leads - Knot-Type - AHA - 856{R}REF: EL-MRA5-90S-A | ECG Leadwires MRA-Type/5-leads/knot-Type/AHA/856
6017468 | ECG Leadwires | EL-MRA5-90S-I | MRA-Type/5-leads/knot-Type/IEC/856 | ECG Leadwires MRA-Type - 5-leads - Knot-Type - IEC - 856 | ECG Leadwires MRA-Type{R}5-leads - Knot-Type - IEC - 856{R}REF: EL-MRA5-90S-I | ECG Leadwires MRA-Type/5-leads/knot-Type/IEC/856
6017469 | ECG Leadwires | EL-MRV5-90G-A | MRV-Type-Chest leads/5-leads/Clamp-Type/AHA/857 | ECG Leadwires MRV-Type-Chest leads - 5-leads - Clamp-Type - AHA - 857 | ECG Leadwires MRV-Type-Chest leads{R}5-leads - Clamp-Type - AHA - 857{R}REF: EL-MRV5-90G-A | ECG Leadwires MRV-Type-Chest leads/5-leads/Clamp-Type/AHA/857
6017470 | ECG Leadwires | EL-MRV5-90G-I | MRV-Type-Chest leads/5-leads/Clamp-Type/IEC/857 | ECG Leadwires MRV-Type-Chest leads - 5-leads - Clamp-Type - IEC - 857 | ECG Leadwires MRV-Type-Chest leads{R}5-leads - Clamp-Type - IEC - 857{R}REF: EL-MRV5-90G-I | ECG Leadwires MRV-Type-Chest leads/5-leads/Clamp-Type/IEC/857
6017471 | ECG Leadwires | EL-MRV5-90S-A | MRV-Type-Chest leads/5-leads/knot-Type/AHA/857 | ECG Leadwires MRV-Type-Chest leads - 5-leads - Knot-Type - AHA - 857 | ECG Leadwires MRV-Type-Chest leads{R}5-leads - Knot-Type - AHA - 857{R}REF: EL-MRV5-90S-A | ECG Leadwires MRV-Type-Chest leads/5-leads/knot-Type/AHA/857
6017472 | ECG Leadwires | EL-MRV5-90S-I | MRV-Type-Chest leads/5-leads/knot-Type/IEC/857 | ECG Leadwires MRV-Type-Chest leads - 5-leads - Knot-Type - IEC - 857 | ECG Leadwires MRV-Type-Chest leads{R}5-leads - Knot-Type - IEC - 857{R}REF: EL-MRV5-90S-I | ECG Leadwires MRV-Type-Chest leads/5-leads/knot-Type/IEC/857
6017473 | ECG Leadwires | EL-SMCT5-90G-A | SMCT-Type/5-leads/Clamp-Type/AHA/804 | ECG Leadwires SMCT-Type - 5-leads - Clamp-Type - AHA - 804 | ECG Leadwires SMCT-Type{R}5-leads - Clamp-Type - AHA - 804{R}REF: EL-SMCT5-90G-A | ECG Leadwires SMCT-Type/5-leads/Clamp-Type/AHA/804
6017474 | ECG Leadwires | EL-SMCT5-90G-I | SMCT-Type/5-leads/Clamp-Type/IEC/804 | ECG Leadwires SMCT-Type - 5-leads - Clamp-Type - IEC - 804 | ECG Leadwires SMCT-Type{R}5-leads - Clamp-Type - IEC - 804{R}REF: EL-SMCT5-90G-I | ECG Leadwires SMCT-Type/5-leads/Clamp-Type/IEC/804
6017475 | ECG Leadwires | EL-SMCT5-90S-A | SMCT-Type/5-leads/knot-Type/AHA/804 | ECG Leadwires SMCT-Type - 5-leads - Knot-Type - AHA - 804 | ECG Leadwires SMCT-Type{R}5-leads - Knot-Type - AHA - 804{R}REF: EL-SMCT5-90S-A | ECG Leadwires SMCT-Type/5-leads/knot-Type/AHA/804
6017476 | ECG Leadwires | EL-SMCT5-90S-I | SMCT-Type/5-leads/knot-Type/IEC/804 | ECG Leadwires SMCT-Type - 5-leads - Knot-Type - IEC - 804 | ECG Leadwires SMCT-Type{R}5-leads - Knot-Type - IEC - 804{R}REF: EL-SMCT5-90S-I | ECG Leadwires SMCT-Type/5-leads/knot-Type/IEC/804
6017477 | ECG Leadwires | EL-SMCTV5-90G-A | SMCT-Type-Chest leads/5-leads/Clamp-Type/AHA/805 | ECG Leadwires SMCT-Type-Chest leads - 5-leads - Clamp-Type - AHA - 805 | ECG Leadwires SMCT-Type-Chest leads{R}5-leads - Clamp-Type - AHA - 805{R}REF: EL-SMCTV5-90G-A | ECG Leadwires SMCT-Type-Chest leads/5-leads/Clamp-Type/AHA/805
6017478 | ECG Leadwires | EL-SMCTV5-90G-I | SMCT-Type-Chest leads/5-leads/Clamp-Type/IEC/805 | ECG Leadwires SMCT-Type-Chest leads - 5-leads - Clamp-Type - IEC - 805 | ECG Leadwires SMCT-Type-Chest leads{R}5-leads - Clamp-Type - IEC - 805{R}REF: EL-SMCTV5-90G-I | ECG Leadwires SMCT-Type-Chest leads/5-leads/Clamp-Type/IEC/805
6017479 | ECG Leadwires | EL-SMCTV5-90S-A | SMCT-Type-Chest leads/5-leads/knot-Type/AHA/805 | ECG Leadwires SMCT-Type-Chest leads - 5-leads - Knot-Type - AHA - 805 | ECG Leadwires SMCT-Type-Chest leads{R}5-leads - Knot-Type - AHA - 805{R}REF: EL-SMCTV5-90S-A | ECG Leadwires SMCT-Type-Chest leads/5-leads/knot-Type/AHA/805
6017480 | ECG Leadwires | EL-SMCTV5-90S-I | SMCT-Type-Chest leads/5-leads/knot-Type/IEC/805 | ECG Leadwires SMCT-Type-Chest leads - 5-leads - Knot-Type - IEC - 805 | ECG Leadwires SMCT-Type-Chest leads{R}5-leads - Knot-Type - IEC - 805{R}REF: EL-SMCTV5-90S-I | ECG Leadwires SMCT-Type-Chest leads/5-leads/knot-Type/IEC/805
6017481 | ECG Leadwires | EL-TAA Type5-90G-A | AA Type-Type/5-leads/Clamp-Type/AHA/802T | ECG Leadwires AA Type-Type - 5-leads - Clamp-Type - AHA - 802T | ECG Leadwires AA Type-Type{R}5-leads - Clamp-Type - AHA - 802T{R}REF: EL-TAA Type5-90G-A | ECG Leadwires AA Type-Type/5-leads/Clamp-Type/AHA/802T
6017482 | ECG Leadwires | EL-TAA Type5-90G-I | AA Type-Type/5-leads/Clamp-Type/IEC/802T | ECG Leadwires AA Type-Type - 5-leads - Clamp-Type - IEC - 802T | ECG Leadwires AA Type-Type{R}5-leads - Clamp-Type - IEC - 802T{R}REF: EL-TAA Type5-90G-I | ECG Leadwires AA Type-Type/5-leads/Clamp-Type/IEC/802T
6017483 | ECG Leadwires | EL-TAA Type5-90S-A | AA Type-Type/5-leads/knot-Type/AHA/802T | ECG Leadwires AA Type-Type - 5-leads - Knot-Type - AHA - 802T | ECG Leadwires AA Type-Type{R}5-leads - Knot-Type - AHA - 802T{R}REF: EL-TAA Type5-90S-A | ECG Leadwires AA Type-Type/5-leads/knot-Type/AHA/802T
6017484 | ECG Leadwires | EL-TAA Type5-90S-I | AA Type-Type/5-leads/knot-Type/IEC/802T | ECG Leadwires AA Type-Type - 5-leads - Knot-Type - IEC - 802T | ECG Leadwires AA Type-Type{R}5-leads - Knot-Type - IEC - 802T{R}REF: EL-TAA Type5-90S-I | ECG Leadwires AA Type-Type/5-leads/knot-Type/IEC/802T
6017485 | ECG Leadwires | EL-TPH5-90G-A | PH Type/5-leads/Clamp-Type/AHA/804T | ECG Leadwires PH Type - 5-leads - Clamp-Type - AHA - 804T | ECG Leadwires PH Type{R}5-leads - Clamp-Type - AHA - 804T{R}REF: EL-TPH5-90G-A | ECG Leadwires PH Type/5-leads/Clamp-Type/AHA/804T
6017486 | ECG Leadwires | EL-TPH5-90G-I | PH Type/5-leads/Clamp-Type/IEC/804T | ECG Leadwires PH Type - 5-leads - Clamp-Type - IEC - 804T | ECG Leadwires PH Type{R}5-leads - Clamp-Type - IEC - 804T{R}REF: EL-TPH5-90G-I | ECG Leadwires PH Type/5-leads/Clamp-Type/IEC/804T
6017487 | ECG Leadwires | EL-TPH5-90S-A | PH Type/5-leads/knot-Type/AHA/804T | ECG Leadwires PH Type - 5-leads - Knot-Type - AHA - 804T | ECG Leadwires PH Type{R}5-leads - Knot-Type - AHA - 804T{R}REF: EL-TPH5-90S-A | ECG Leadwires PH Type/5-leads/knot-Type/AHA/804T
6017488 | ECG Leadwires | EL-TPH5-90S-I | PH Type/5-leads/knot-Type/IEC/804T | ECG Leadwires PH Type - 5-leads - Knot-Type - IEC - 804T | ECG Leadwires PH Type{R}5-leads - Knot-Type - IEC - 804T{R}REF: EL-TPH5-90S-I | ECG Leadwires PH Type/5-leads/knot-Type/IEC/804T
6017489 | ECG Leadwires | EL-TMX5-90G-A | Philips-MX40/5-leads/Clamp-Type/AHA/855Z | ECG Leadwires Philips-MX40 - 5-leads - Clamp-Type - AHA - 855Z | ECG Leadwires Philips-MX40{R}5-leads - Clamp-Type - AHA - 855Z{R}REF: EL-TMX5-90G-A | ECG Leadwires Philips-MX40/5-leads/Clamp-Type/AHA/855Z
6017490 | ECG Leadwires | EL-TMX5-90G-I | Philips-MX40/5-leads/Clamp-Type/IEC/855Z | ECG Leadwires Philips-MX40 - 5-leads - Clamp-Type - IEC - 855Z | ECG Leadwires Philips-MX40{R}5-leads - Clamp-Type - IEC - 855Z{R}REF: EL-TMX5-90G-I | ECG Leadwires Philips-MX40/5-leads/Clamp-Type/IEC/855Z
6017491 | ECG Leadwires | EL-TMX5-90S-A | Philips-MX40/5-leads/knot-Type/AHA/855Z | ECG Leadwires Philips-MX40 - 5-leads - Knot-Type - AHA - 855Z | ECG Leadwires Philips-MX40{R}5-leads - Knot-Type - AHA - 855Z{R}REF: EL-TMX5-90S-A | ECG Leadwires Philips-MX40/5-leads/knot-Type/AHA/855Z
6017492 | ECG Leadwires | EL-TMX5-90S-I | Philips-MX40/5-leads/knot-Type/IEC/855Z | ECG Leadwires Philips-MX40 - 5-leads - Knot-Type - IEC - 855Z | ECG Leadwires Philips-MX40{R}5-leads - Knot-Type - IEC - 855Z{R}REF: EL-TMX5-90S-I | ECG Leadwires Philips-MX40/5-leads/knot-Type/IEC/855Z
6017493 | ECG Leadwires | EL-TMX5PH-90G-A | Philips-MX40+PhilipsSpO2 Cable/5-leads/Clamp-Type/AHA/855Z | ECG Leadwires Philips-MX40+PhilipsSpO2 Cable - 5-leads - Clamp-Type - AHA - 855Z | ECG Leadwires Philips-MX40+PhilipsSpO2 Cable{R}5-leads - Clamp-Type - AHA - 855Z{R}REF: EL-TMX5PH-90G-A | ECG Leadwires Philips-MX40+PhilipsSpO2 Cable/5-leads/Clamp-Type/AHA/855Z
6017494 | ECG Leadwires | EL-TMX5PH-90G-I | Philips-MX40+PhilipsSpO2 Cable/5-leads/Clamp-Type/IEC/855Z | ECG Leadwires Philips-MX40+PhilipsSpO2 Cable - 5-leads - Clamp-Type - IEC - 855Z | ECG Leadwires Philips-MX40+PhilipsSpO2 Cable{R}5-leads - Clamp-Type - IEC - 855Z{R}REF: EL-TMX5PH-90G-I | ECG Leadwires Philips-MX40+PhilipsSpO2 Cable/5-leads/Clamp-Type/IEC/855Z
6017495 | ECG Leadwires | EL-TMX5PH-90S-A | Philips-MX40+PhilipsSpO2 Cable/5-leads/knot-Type/AHA/855Z | ECG Leadwires Philips-MX40+PhilipsSpO2 Cable - 5-leads - Knot-Type - AHA - 855Z | ECG Leadwires Philips-MX40+PhilipsSpO2 Cable{R}5-leads - Knot-Type - AHA - 855Z{R}REF: EL-TMX5PH-90S-A | ECG Leadwires Philips-MX40+PhilipsSpO2 Cable/5-leads/knot-Type/AHA/855Z
6017496 | ECG Leadwires | EL-TMX5PH-90S-I | Philips-MX40+PhilipsSpO2 Cable/5-leads/knot-Type/IEC/855Z | ECG Leadwires Philips-MX40+PhilipsSpO2 Cable - 5-leads - Knot-Type - IEC - 855Z | ECG Leadwires Philips-MX40+PhilipsSpO2 Cable{R}5-leads - Knot-Type - IEC - 855Z{R}REF: EL-TMX5PH-90S-I | ECG Leadwires Philips-MX40+PhilipsSpO2 Cable/5-leads/knot-Type/IEC/855Z
6017497 | ECG Leadwires | EL-TMX5NE-90G-A | Philips-MX40+NellcorSpO2 Cable/5-leads/Clamp-Type/AHA/855Z | ECG Leadwires Philips-MX40+NellcorSpO2 Cable - 5-leads - Clamp-Type - AHA - 855Z | ECG Leadwires Philips-MX40+NellcorSpO2 Cable{R}5-leads - Clamp-Type - AHA - 855Z{R}REF: EL-TMX5NE-90G-A | ECG Leadwires Philips-MX40+NellcorSpO2 Cable/5-leads/Clamp-Type/AHA/855Z
6017498 | ECG Leadwires | EL-TMX5NE-90G-I | Philips-MX40+NellcorSpO2 Cable/5-leads/Clamp-Type/IEC/855Z | ECG Leadwires Philips-MX40+NellcorSpO2 Cable - 5-leads - Clamp-Type - IEC - 855Z | ECG Leadwires Philips-MX40+NellcorSpO2 Cable{R}5-leads - Clamp-Type - IEC - 855Z{R}REF: EL-TMX5NE-90G-I | ECG Leadwires Philips-MX40+NellcorSpO2 Cable/5-leads/Clamp-Type/IEC/855Z
6017499 | ECG Leadwires | EL-TMX5NE-90S-A | Philips-MX40+NellcorSpO2 Cable/5-leads/knot-Type/AHA/855Z | ECG Leadwires Philips-MX40+NellcorSpO2 Cable - 5-leads - Knot-Type - AHA - 855Z | ECG Leadwires Philips-MX40+NellcorSpO2 Cable{R}5-leads - Knot-Type - AHA - 855Z{R}REF: EL-TMX5NE-90S-A | ECG Leadwires Philips-MX40+NellcorSpO2 Cable/5-leads/knot-Type/AHA/855Z
6017500 | ECG Leadwires | EL-TMX5NE-90S-I | Philips-MX40+NellcorSpO2 Cable/5-leads/knot-Type/IEC/855Z | ECG Leadwires Philips-MX40+NellcorSpO2 Cable - 5-leads - Knot-Type - IEC - 855Z | ECG Leadwires Philips-MX40+NellcorSpO2 Cable{R}5-leads - Knot-Type - IEC - 855Z{R}REF: EL-TMX5NE-90S-I | ECG Leadwires Philips-MX40+NellcorSpO2 Cable/5-leads/knot-Type/IEC/855Z
6017501 | ECG Leadwires | EL-TAF5-90G-A | AF-Type/5-leads/Clamp-Type/AHA/810 | ECG Leadwires AF-Type - 5-leads - Clamp-Type - AHA - 810 | ECG Leadwires AF-Type{R}5-leads - Clamp-Type - AHA - 810{R}REF: EL-TAF5-90G-A | ECG Leadwires AF-Type/5-leads/Clamp-Type/AHA/810
6017502 | ECG Leadwires | EL-TAF5-90G-I | AF-Type/5-leads/Clamp-Type/IEC/810 | ECG Leadwires AF-Type - 5-leads - Clamp-Type - IEC - 810 | ECG Leadwires AF-Type{R}5-leads - Clamp-Type - IEC - 810{R}REF: EL-TAF5-90G-I | ECG Leadwires AF-Type/5-leads/Clamp-Type/IEC/810
6017503 | ECG Leadwires | EL-TAF5-90S-A | AF-Type/5-leads/knot-Type/AHA/810 | ECG Leadwires AF-Type - 5-leads - Knot-Type - AHA - 810 | ECG Leadwires AF-Type{R}5-leads - Knot-Type - AHA - 810{R}REF: EL-TAF5-90S-A | ECG Leadwires AF-Type/5-leads/knot-Type/AHA/810
6017504 | ECG Leadwires | EL-TAF5-90S-I | AF-Type/5-leads/knot-Type/IEC/810 | ECG Leadwires AF-Type - 5-leads - Knot-Type - IEC - 810 | ECG Leadwires AF-Type{R}5-leads - Knot-Type - IEC - 810{R}REF: EL-TAF5-90S-I | ECG Leadwires AF-Type/5-leads/knot-Type/IEC/810
6017505 | ECG Leadwires | EL-TEL5-90G-A | TEL-Type/5-leads/Clamp-Type/AHA/831 | ECG Leadwires TEL-Type - 5-leads - Clamp-Type - AHA - 831 | ECG Leadwires TEL-Type{R}5-leads - Clamp-Type - AHA - 831{R}REF: EL-TEL5-90G-A | ECG Leadwires TEL-Type/5-leads/Clamp-Type/AHA/831
6017506 | ECG Leadwires | EL-TEL5-90G-I | TEL-Type/5-leads/Clamp-Type/IEC/831 | ECG Leadwires TEL-Type - 5-leads - Clamp-Type - IEC - 831 | ECG Leadwires TEL-Type{R}5-leads - Clamp-Type - IEC - 831{R}REF: EL-TEL5-90G-I | ECG Leadwires TEL-Type/5-leads/Clamp-Type/IEC/831
6017507 | ECG Leadwires | EL-TEL5-90S-A | TEL-Type/5-leads/knot-Type/AHA/831 | ECG Leadwires TEL-Type - 5-leads - Knot-Type - AHA - 831 | ECG Leadwires TEL-Type{R}5-leads - Knot-Type - AHA - 831{R}REF: EL-TEL5-90S-A | ECG Leadwires TEL-Type/5-leads/knot-Type/AHA/831
6017508 | ECG Leadwires | EL-TEL5-90S-I | TEL-Type/5-leads/knot-Type/IEC/831 | ECG Leadwires TEL-Type - 5-leads - Knot-Type - IEC - 831 | ECG Leadwires TEL-Type{R}5-leads - Knot-Type - IEC - 831{R}REF: EL-TEL5-90S-I | ECG Leadwires TEL-Type/5-leads/knot-Type/IEC/831
6017509 | ECG Leadwires | EL-TZDP5-90G-A | Philips Zymed DigiTrak PLUS/5-leads/Clamp-Type/AHA | ECG Leadwires Philips Zymed DigiTrak PLUS - 5-leads - Clamp-Type - AHA | ECG Leadwires Philips Zymed DigiTrak PLUS{R}5-leads - Clamp-Type - AHA{R}REF: EL-TZDP5-90G-A | ECG Leadwires Philips Zymed DigiTrak PLUS/5-leads/Clamp-Type/AHA
6017510 | ECG Leadwires | EL-TZDP5-90G-I | Philips Zymed DigiTrak PLUS/5-leads/Clamp-Type/IEC | ECG Leadwires Philips Zymed DigiTrak PLUS - 5-leads - Clamp-Type - IEC | ECG Leadwires Philips Zymed DigiTrak PLUS{R}5-leads - Clamp-Type - IEC{R}REF: EL-TZDP5-90G-I | ECG Leadwires Philips Zymed DigiTrak PLUS/5-leads/Clamp-Type/IEC
6017511 | ECG Leadwires | EL-TZDP5-90S-A | Philips Zymed DigiTrak PLUS/5-leads/knot-Type/AHA | ECG Leadwires Philips Zymed DigiTrak PLUS - 5-leads - Knot-Type - AHA | ECG Leadwires Philips Zymed DigiTrak PLUS{R}5-leads - Knot-Type - AHA{R}REF: EL-TZDP5-90S-A | ECG Leadwires Philips Zymed DigiTrak PLUS/5-leads/knot-Type/AHA
6017512 | ECG Leadwires | EL-TZDP5-90S-I | Philips Zymed DigiTrak PLUS/5-leads/knot-Type/IEC | ECG Leadwires Philips Zymed DigiTrak PLUS - 5-leads - Knot-Type - IEC | ECG Leadwires Philips Zymed DigiTrak PLUS{R}5-leads - Knot-Type - IEC{R}REF: EL-TZDP5-90S-I | ECG Leadwires Philips Zymed DigiTrak PLUS/5-leads/knot-Type/IEC
6017513 | ECG Leadwires | EL-TZDX5-90G-A | Philips Zymed DigiTrak XT/5-leads/Clamp-Type/AHA | ECG Leadwires Philips Zymed DigiTrak XT - 5-leads - Clamp-Type - AHA | ECG Leadwires Philips Zymed DigiTrak XT{R}5-leads - Clamp-Type - AHA{R}REF: EL-TZDX5-90G-A | ECG Leadwires Philips Zymed DigiTrak XT/5-leads/Clamp-Type/AHA
6017514 | ECG Leadwires | EL-TZDX5-90G-I | Philips Zymed DigiTrak XT/5-leads/Clamp-Type/IEC | ECG Leadwires Philips Zymed DigiTrak XT - 5-leads - Clamp-Type - IEC | ECG Leadwires Philips Zymed DigiTrak XT{R}5-leads - Clamp-Type - IEC{R}REF: EL-TZDX5-90G-I | ECG Leadwires Philips Zymed DigiTrak XT/5-leads/Clamp-Type/IEC
6017515 | ECG Leadwires | EL-TZDX5-90S-A | Philips Zymed DigiTrak XT/5-leads/knot-Type/AHA | ECG Leadwires Philips Zymed DigiTrak XT - 5-leads - Knot-Type - AHA | ECG Leadwires Philips Zymed DigiTrak XT{R}5-leads - Knot-Type - AHA{R}REF: EL-TZDX5-90S-A | ECG Leadwires Philips Zymed DigiTrak XT/5-leads/knot-Type/AHA
6017516 | ECG Leadwires | EL-TZDX5-90S-I | Philips Zymed DigiTrak XT/5-leads/knot-Type/IEC | ECG Leadwires Philips Zymed DigiTrak XT - 5-leads - Knot-Type - IEC | ECG Leadwires Philips Zymed DigiTrak XT{R}5-leads - Knot-Type - IEC{R}REF: EL-TZDX5-90S-I | ECG Leadwires Philips Zymed DigiTrak XT/5-leads/knot-Type/IEC
6017517 | ECG Leadwires | EL-TSLH5-100G-A | GE SEER Light Holter/5-leads/Clamp-Type/AHA | ECG Leadwires GE SEER Light Holter - 5-leads - Clamp-Type - AHA | ECG Leadwires GE SEER Light Holter{R}5-leads - Clamp-Type - AHA{R}REF: EL-TSLH5-100G-A | ECG Leadwires GE SEER Light Holter/5-leads/Clamp-Type/AHA
6017518 | ECG Leadwires | EL-TSLH5-100G-I | GE SEER Light Holter/5-leads/Clamp-Type/IEC | ECG Leadwires GE SEER Light Holter - 5-leads - Clamp-Type - IEC | ECG Leadwires GE SEER Light Holter{R}5-leads - Clamp-Type - IEC{R}REF: EL-TSLH5-100G-I | ECG Leadwires GE SEER Light Holter/5-leads/Clamp-Type/IEC
6017519 | ECG Leadwires | EL-TSLH5-100S-A | GE SEER Light Holter/5-leads/knot-Type/AHA | ECG Leadwires GE SEER Light Holter - 5-leads - Knot-Type - AHA | ECG Leadwires GE SEER Light Holter{R}5-leads - Knot-Type - AHA{R}REF: EL-TSLH5-100S-A | ECG Leadwires GE SEER Light Holter/5-leads/knot-Type/AHA
6017520 | ECG Leadwires | EL-TSLH5-100S-I | GE SEER Light Holter/5-leads/knot-Type/IEC | ECG Leadwires GE SEER Light Holter - 5-leads - Knot-Type - IEC | ECG Leadwires GE SEER Light Holter{R}5-leads - Knot-Type - IEC{R}REF: EL-TSLH5-100S-I | ECG Leadwires GE SEER Light Holter/5-leads/knot-Type/IEC
6017521 | ECG Leadwires | EL-TFD5-90G-A | Fukuda/5-leads/Clamp-Type/AHA/836 | ECG Leadwires Fukuda - 5-leads - Clamp-Type - AHA - 836 | ECG Leadwires Fukuda{R}5-leads - Clamp-Type - AHA - 836{R}REF: EL-TFD5-90G-A | ECG Leadwires Fukuda/5-leads/Clamp-Type/AHA/836
6017522 | ECG Leadwires | EL-TFD5-90G-I | Fukuda/5-leads/Clamp-Type/IEC/836 | ECG Leadwires Fukuda - 5-leads - Clamp-Type - IEC - 836 | ECG Leadwires Fukuda{R}5-leads - Clamp-Type - IEC - 836{R}REF: EL-TFD5-90G-I | ECG Leadwires Fukuda/5-leads/Clamp-Type/IEC/836
6017523 | ECG Leadwires | EL-TFD5-90S-A | Fukuda/5-leads/knot-Type/AHA/836 | ECG Leadwires Fukuda - 5-leads - Knot-Type - AHA - 836 | ECG Leadwires Fukuda{R}5-leads - Knot-Type - AHA - 836{R}REF: EL-TFD5-90S-A | ECG Leadwires Fukuda/5-leads/knot-Type/AHA/836
6017524 | ECG Leadwires | EL-TFD5-90S-I | Fukuda/5-leads/knot-Type/IEC/836 | ECG Leadwires Fukuda - 5-leads - Knot-Type - IEC - 836 | ECG Leadwires Fukuda{R}5-leads - Knot-Type - IEC - 836{R}REF: EL-TFD5-90S-I | ECG Leadwires Fukuda/5-leads/knot-Type/IEC/836
6017525 | ECG Leadwires | EL-D5-150G-A | D-Type/5-leads/Clamp-Type/AHA/841L-5 | ECG Leadwires D-Type - 5-leads - Clamp-Type - AHA - 841L-5 | ECG Leadwires D-Type{R}5-leads - Clamp-Type - AHA - 841L-5{R}REF: EL-D5-150G-A | ECG Leadwires D-Type/5-leads/Clamp-Type/AHA/841L-5
6017526 | ECG Leadwires | EL-D5-150G-I | D-Type/5-leads/Clamp-Type/IEC/841L-5 | ECG Leadwires D-Type - 5-leads - Clamp-Type - IEC - 841L-5 | ECG Leadwires D-Type{R}5-leads - Clamp-Type - IEC - 841L-5{R}REF: EL-D5-150G-I | ECG Leadwires D-Type/5-leads/Clamp-Type/IEC/841L-5
6017527 | ECG Leadwires | EL-D5-150S-A | D-Type/5-leads/knot-Type/AHA/841L-5 | ECG Leadwires D-Type - 5-leads - Knot-Type - AHA - 841L-5 | ECG Leadwires D-Type{R}5-leads - Knot-Type - AHA - 841L-5{R}REF: EL-D5-150S-A | ECG Leadwires D-Type/5-leads/knot-Type/AHA/841L-5
6017528 | ECG Leadwires | EL-D5-150S-I | D-Type/5-leads/knot-Type/IEC/841L-5 | ECG Leadwires D-Type - 5-leads - Knot-Type - IEC - 841L-5 | ECG Leadwires D-Type{R}5-leads - Knot-Type - IEC - 841L-5{R}REF: EL-D5-150S-I | ECG Leadwires D-Type/5-leads/knot-Type/IEC/841L-5
6017529 | ECG Leadwires | EL-MQ5-120G-A | MQ Type/5-leads/Clamp-Type/AHA/807 | ECG Leadwires MQ Type - 5-leads - Clamp-Type - AHA - 807 | ECG Leadwires MQ Type{R}5-leads - Clamp-Type - AHA - 807{R}REF: EL-MQ5-120G-A | ECG Leadwires MQ Type/5-leads/Clamp-Type/AHA/807
6017530 | ECG Leadwires | EL-MQ5-120G-I | MQ Type/5-leads/Clamp-Type/IEC/807 | ECG Leadwires MQ Type - 5-leads - Clamp-Type - IEC - 807 | ECG Leadwires MQ Type{R}5-leads - Clamp-Type - IEC - 807{R}REF: EL-MQ5-120G-I | ECG Leadwires MQ Type/5-leads/Clamp-Type/IEC/807
6017531 | ECG Leadwires | EL-MQ5-120S-A | MQ Type/5-leads/knot-Type/AHA/807 | ECG Leadwires MQ Type - 5-leads - Knot-Type - AHA - 807 | ECG Leadwires MQ Type{R}5-leads - Knot-Type - AHA - 807{R}REF: EL-MQ5-120S-A | ECG Leadwires MQ Type/5-leads/knot-Type/AHA/807
6017532 | ECG Leadwires | EL-MQ5-120S-I | MQ Type/5-leads/knot-Type/IEC/807 | ECG Leadwires MQ Type - 5-leads - Knot-Type - IEC - 807 | ECG Leadwires MQ Type{R}5-leads - Knot-Type - IEC - 807{R}REF: EL-MQ5-120S-I | ECG Leadwires MQ Type/5-leads/knot-Type/IEC/807
6017533 | ECG Leadwires | EL-PH5-90(150)G-A | PH Type/5-leads/Clamp-Type/AHA/804 | ECG Leadwires PH Type - 5-leads - Clamp-Type - AHA - 804 | ECG Leadwires PH Type{R}5-leads - Clamp-Type - AHA - 804{R}REF: EL-PH5-90(150)G-A | ECG Leadwires PH Type/5-leads/Clamp-Type/AHA/804
6017534 | ECG Leadwires | EL-PH5-90(150)G-I | PH Type/5-leads/Clamp-Type/IEC/804 | ECG Leadwires PH Type - 5-leads - Clamp-Type - IEC - 804 | ECG Leadwires PH Type{R}5-leads - Clamp-Type - IEC - 804{R}REF: EL-PH5-90(150)G-I | ECG Leadwires PH Type/5-leads/Clamp-Type/IEC/804
6017535 | ECG Leadwires | EL-PH5-90(150)S-A | PH Type/5-leads/knot-Type/AHA/804 | ECG Leadwires PH Type - 5-leads - Knot-Type - AHA - 804 | ECG Leadwires PH Type{R}5-leads - Knot-Type - AHA - 804{R}REF: EL-PH5-90(150)S-A | ECG Leadwires PH Type/5-leads/knot-Type/AHA/804
6017536 | ECG Leadwires | EL-PH5-90(150)S-I | PH Type/5-leads/knot-Type/IEC/804 | ECG Leadwires PH Type - 5-leads - Knot-Type - IEC - 804 | ECG Leadwires PH Type{R}5-leads - Knot-Type - IEC - 804{R}REF: EL-PH5-90(150)S-I | ECG Leadwires PH Type/5-leads/knot-Type/IEC/804
6017537 | ECG Leadwires | EL-D5-90MG-A | D-Type/5-leads/Small Clamp-Type/AHA/841L-5 | ECG Leadwires D-Type - 5-leads - Small Clamp-Type - AHA - 841L-5 | ECG Leadwires D-Type{R}5-leads - Small Clamp-Type - AHA - 841L-5{R}REF: EL-D5-90MG-A | ECG Leadwires D-Type/5-leads/Small Clamp-Type/AHA/841L-5
6017538 | ECG Leadwires | EL-D5-90MG-I | D-Type/5-leads/Small Clamp-Type/IEC/841L-5 | ECG Leadwires D-Type - 5-leads - Small Clamp-Type - IEC - 841L-5 | ECG Leadwires D-Type{R}5-leads - Small Clamp-Type - IEC - 841L-5{R}REF: EL-D5-90MG-I | ECG Leadwires D-Type/5-leads/Small Clamp-Type/IEC/841L-5
6017539 | ECG Leadwires | EL-DG5-150G-A | DG-Type/5-leads/Clamp-Type/AHA/816 | ECG Leadwires DG-Type - 5-leads - Clamp-Type - AHA - 816 | ECG Leadwires DG-Type{R}5-leads - Clamp-Type - AHA - 816{R}REF: EL-DG5-150G-A | ECG Leadwires DG-Type/5-leads/Clamp-Type/AHA/816
6017540 | ECG Leadwires | EL-DG5-150G-I | DG-Type/5-leads/Clamp-Type/IEC/816 | ECG Leadwires DG-Type - 5-leads - Clamp-Type - IEC - 816 | ECG Leadwires DG-Type{R}5-leads - Clamp-Type - IEC - 816{R}REF: EL-DG5-150G-I | ECG Leadwires DG-Type/5-leads/Clamp-Type/IEC/816
6017541 | ECG Leadwires | EL-DG5-150S-A | DG-Type/5-leads/knot-Type/AHA/816 | ECG Leadwires DG-Type - 5-leads - Knot-Type - AHA - 816 | ECG Leadwires DG-Type{R}5-leads - Knot-Type - AHA - 816{R}REF: EL-DG5-150S-A | ECG Leadwires DG-Type/5-leads/knot-Type/AHA/816
6017542 | ECG Leadwires | EL-DG5-150S-I | DG-Type/5-leads/knot-Type/IEC/816 | ECG Leadwires DG-Type - 5-leads - Knot-Type - IEC - 816 | ECG Leadwires DG-Type{R}5-leads - Knot-Type - IEC - 816{R}REF: EL-DG5-150S-I | ECG Leadwires DG-Type/5-leads/knot-Type/IEC/816
6017543 | ECG Leadwires | EL-PH5-150(90)G-I | PH Type/5-leads/Clamp-Type/IEC/804 | ECG Leadwires PH Type - 5-leads - Clamp-Type - IEC - 804 | ECG Leadwires PH Type{R}5-leads - Clamp-Type - IEC - 804{R}REF: EL-PH5-150(90)G-I | ECG Leadwires PH Type/5-leads/Clamp-Type/IEC/804
6017544 | ECG Leadwires | EL-PH5-150(90)S-I | PH Type/5-leads/knot-Type/IEC/804 | ECG Leadwires PH Type - 5-leads - Knot-Type - IEC - 804 | ECG Leadwires PH Type{R}5-leads - Knot-Type - IEC - 804{R}REF: EL-PH5-150(90)S-I | ECG Leadwires PH Type/5-leads/knot-Type/IEC/804
6017545 | ECG Leadwires | EL-MQS5-150G-A | MQ dissociate/5-leads/Clamp-Type/AHA/807L | ECG Leadwires MQ dissociate - 5-leads - Clamp-Type - AHA - 807L | ECG Leadwires MQ dissociate{R}5-leads - Clamp-Type - AHA - 807L{R}REF: EL-MQS5-150G-A | ECG Leadwires MQ dissociate/5-leads/Clamp-Type/AHA/807L
6017546 | ECG Leadwires | EL-MQS5-150G-I | MQ dissociate/5-leads/Clamp-Type/IEC/807L | ECG Leadwires MQ dissociate - 5-leads - Clamp-Type - IEC - 807L | ECG Leadwires MQ dissociate{R}5-leads - Clamp-Type - IEC - 807L{R}REF: EL-MQS5-150G-I | ECG Leadwires MQ dissociate/5-leads/Clamp-Type/IEC/807L
6017547 | ECG Leadwires | EL-MQS5-150S-A | MQ dissociate/5-leads/knot-Type/AHA/807L | ECG Leadwires MQ dissociate - 5-leads - Knot-Type - AHA - 807L | ECG Leadwires MQ dissociate{R}5-leads - Knot-Type - AHA - 807L{R}REF: EL-MQS5-150S-A | ECG Leadwires MQ dissociate/5-leads/knot-Type/AHA/807L
6017548 | ECG Leadwires | EL-MQS5-150S-I | MQ dissociate/5-leads/knot-Type/IEC/807L | ECG Leadwires MQ dissociate - 5-leads - Knot-Type - IEC - 807L | ECG Leadwires MQ dissociate{R}5-leads - Knot-Type - IEC - 807L{R}REF: EL-MQS5-150S-I | ECG Leadwires MQ dissociate/5-leads/knot-Type/IEC/807L
6017549 | ECG Leadwires | EL-SHS5-90G-A | SH-dissociate/5-leads/Clamp-Type/AHA | ECG Leadwires SH-dissociate - 5-leads - Clamp-Type - AHA | ECG Leadwires SH-dissociate{R}5-leads - Clamp-Type - AHA{R}REF: EL-SHS5-90G-A | ECG Leadwires SH-dissociate/5-leads/Clamp-Type/AHA
6017550 | ECG Leadwires | EL-SHS5-90G-I | SH-dissociate/5-leads/Clamp-Type/IEC | ECG Leadwires SH-dissociate - 5-leads - Clamp-Type - IEC | ECG Leadwires SH-dissociate{R}5-leads - Clamp-Type - IEC{R}REF: EL-SHS5-90G-I | ECG Leadwires SH-dissociate/5-leads/Clamp-Type/IEC
6017551 | ECG Leadwires | EL-SHS5-90S-A | SH-dissociate/5-leads/knot-Type/AHA | ECG Leadwires SH-dissociate - 5-leads - Knot-Type - AHA | ECG Leadwires SH-dissociate{R}5-leads - Knot-Type - AHA{R}REF: EL-SHS5-90S-A | ECG Leadwires SH-dissociate/5-leads/knot-Type/AHA
6017552 | ECG Leadwires | EL-SHS5-90S-I | SH-dissociate/5-leads/knot-Type/IEC | ECG Leadwires SH-dissociate - 5-leads - Knot-Type - IEC | ECG Leadwires SH-dissociate{R}5-leads - Knot-Type - IEC{R}REF: EL-SHS5-90S-I | ECG Leadwires SH-dissociate/5-leads/knot-Type/IEC
6017553 | ECG Leadwires | EL-MQ5-90(130)G-A | MQ Type/5-leads/Clamp-Type/AHA/807 | ECG Leadwires MQ Type - 5-leads - Clamp-Type - AHA - 807 | ECG Leadwires MQ Type{R}5-leads - Clamp-Type - AHA - 807{R}REF: EL-MQ5-90(130)G-A | ECG Leadwires MQ Type/5-leads/Clamp-Type/AHA/807
6017554 | ECG Leadwires | EL-MQ5-90(130)G-I | MQ Type/5-leads/Clamp-Type/IEC/807 | ECG Leadwires MQ Type - 5-leads - Clamp-Type - IEC - 807 | ECG Leadwires MQ Type{R}5-leads - Clamp-Type - IEC - 807{R}REF: EL-MQ5-90(130)G-I | ECG Leadwires MQ Type/5-leads/Clamp-Type/IEC/807
6017555 | ECG Leadwires | EL-MQ5-90(130)S-A | MQ Type/5-leads/knot-Type/AHA/807 | ECG Leadwires MQ Type - 5-leads - Knot-Type - AHA - 807 | ECG Leadwires MQ Type{R}5-leads - Knot-Type - AHA - 807{R}REF: EL-MQ5-90(130)S-A | ECG Leadwires MQ Type/5-leads/knot-Type/AHA/807
6017556 | ECG Leadwires | EL-MQ5-90(130)S-I | MQ Type/5-leads/knot-Type/IEC/807 | ECG Leadwires MQ Type - 5-leads - Knot-Type - IEC - 807 | ECG Leadwires MQ Type{R}5-leads - Knot-Type - IEC - 807{R}REF: EL-MQ5-90(130)S-I | ECG Leadwires MQ Type/5-leads/knot-Type/IEC/807
6017557 | ECG Leadwires | EL-MQS5-90(130)G-A | MQ dissociate/5-leads/Clamp-Type/AHA/807L | ECG Leadwires MQ dissociate - 5-leads - Clamp-Type - AHA - 807L | ECG Leadwires MQ dissociate{R}5-leads - Clamp-Type - AHA - 807L{R}REF: EL-MQS5-90(130)G-A | ECG Leadwires MQ dissociate/5-leads/Clamp-Type/AHA/807L
6017558 | ECG Leadwires | EL-MQS5-90(130)G-I | MQ dissociate/5-leads/Clamp-Type/IEC/807L | ECG Leadwires MQ dissociate - 5-leads - Clamp-Type - IEC - 807L | ECG Leadwires MQ dissociate{R}5-leads - Clamp-Type - IEC - 807L{R}REF: EL-MQS5-90(130)G-I | ECG Leadwires MQ dissociate/5-leads/Clamp-Type/IEC/807L
6017559 | ECG Leadwires | EL-MQS5-90(130)S-A | MQ dissociate/5-leads/knot-Type/AHA/807L | ECG Leadwires MQ dissociate - 5-leads - Knot-Type - AHA - 807L | ECG Leadwires MQ dissociate{R}5-leads - Knot-Type - AHA - 807L{R}REF: EL-MQS5-90(130)S-A | ECG Leadwires MQ dissociate/5-leads/knot-Type/AHA/807L
6017560 | ECG Leadwires | EL-MQS5-90(130)S-I | MQ dissociate/5-leads/knot-Type/IEC/807L | ECG Leadwires MQ dissociate - 5-leads - Knot-Type - IEC - 807L | ECG Leadwires MQ dissociate{R}5-leads - Knot-Type - IEC - 807L{R}REF: EL-MQS5-90(130)S-I | ECG Leadwires MQ dissociate/5-leads/knot-Type/IEC/807L
6017561 | ECG Leadwires | EL-TM5-90G-A | Mindray/5-leads/Clamp-Type/AHA/861Z | ECG Leadwires Mindray - 5-leads - Clamp-Type - AHA - 861Z | ECG Leadwires Mindray{R}5-leads - Clamp-Type - AHA - 861Z{R}REF: EL-TM5-90G-A | ECG Leadwires Mindray/5-leads/Clamp-Type/AHA/861Z
6017562 | ECG Leadwires | EL-TM5-90G-I | Mindray/5-leads/Clamp-Type/IEC/861Z | ECG Leadwires Mindray - 5-leads - Clamp-Type - IEC - 861Z | ECG Leadwires Mindray{R}5-leads - Clamp-Type - IEC - 861Z{R}REF: EL-TM5-90G-I | ECG Leadwires Mindray/5-leads/Clamp-Type/IEC/861Z
6017563 | ECG Leadwires | EL-TM5-90S-A | Mindray/5-leads/knot-Type/AHA/861Z | ECG Leadwires Mindray - 5-leads - Knot-Type - AHA - 861Z | ECG Leadwires Mindray{R}5-leads - Knot-Type - AHA - 861Z{R}REF: EL-TM5-90S-A | ECG Leadwires Mindray/5-leads/knot-Type/AHA/861Z
6017564 | ECG Leadwires | EL-TM5-90S-I | Mindray/5-leads/knot-Type/IEC/861Z | ECG Leadwires Mindray - 5-leads - Knot-Type - IEC - 861Z | ECG Leadwires Mindray{R}5-leads - Knot-Type - IEC - 861Z{R}REF: EL-TM5-90S-I | ECG Leadwires Mindray/5-leads/knot-Type/IEC/861Z
6017565 | ECG Leadwires | EL-MQ5-90(150)G-A | MQ Type/5-leads/Clamp-Type/AHA/807 | ECG Leadwires MQ Type - 5-leads - Clamp-Type - AHA - 807 | ECG Leadwires MQ Type{R}5-leads - Clamp-Type - AHA - 807{R}REF: EL-MQ5-90(150)G-A | ECG Leadwires MQ Type/5-leads/Clamp-Type/AHA/807
6017566 | ECG Leadwires | EL-MQ5-90(150)G-I | MQ Type/5-leads/Clamp-Type/IEC/807 | ECG Leadwires MQ Type - 5-leads - Clamp-Type - IEC - 807 | ECG Leadwires MQ Type{R}5-leads - Clamp-Type - IEC - 807{R}REF: EL-MQ5-90(150)G-I | ECG Leadwires MQ Type/5-leads/Clamp-Type/IEC/807
6017567 | ECG Leadwires | EL-MQ5-90(150)S-A | MQ Type/5-leads/knot-Type/AHA/807 | ECG Leadwires MQ Type - 5-leads - Knot-Type - AHA - 807 | ECG Leadwires MQ Type{R}5-leads - Knot-Type - AHA - 807{R}REF: EL-MQ5-90(150)S-A | ECG Leadwires MQ Type/5-leads/knot-Type/AHA/807
6017568 | ECG Leadwires | EL-MQ5-90(150)S-I | MQ Type/5-leads/knot-Type/IEC/807 | ECG Leadwires MQ Type - 5-leads - Knot-Type - IEC - 807 | ECG Leadwires MQ Type{R}5-leads - Knot-Type - IEC - 807{R}REF: EL-MQ5-90(150)S-I | ECG Leadwires MQ Type/5-leads/knot-Type/IEC/807
6017569 | ECG Leadwires | EL-BLT5-90G-A | BLT-Type/5-leads/Clamp-Type/AHA/807 | ECG Leadwires BLT-Type - 5-leads - Clamp-Type - AHA - 807 | ECG Leadwires BLT-Type{R}5-leads - Clamp-Type - AHA - 807{R}REF: EL-BLT5-90G-A | ECG Leadwires BLT-Type/5-leads/Clamp-Type/AHA/807
6017570 | ECG Leadwires | EL-BLT5-90G-I | BLT-Type/5-leads/Clamp-Type/IEC/807 | ECG Leadwires BLT-Type - 5-leads - Clamp-Type - IEC - 807 | ECG Leadwires BLT-Type{R}5-leads - Clamp-Type - IEC - 807{R}REF: EL-BLT5-90G-I | ECG Leadwires BLT-Type/5-leads/Clamp-Type/IEC/807
6017571 | ECG Leadwires | EL-BLT5-90S-A | BLT-Type/5-leads/knot-Type/AHA/807 | ECG Leadwires BLT-Type - 5-leads - Knot-Type - AHA - 807 | ECG Leadwires BLT-Type{R}5-leads - Knot-Type - AHA - 807{R}REF: EL-BLT5-90S-A | ECG Leadwires BLT-Type/5-leads/knot-Type/AHA/807
6017572 | ECG Leadwires | EL-BLT5-90S-I | BLT-Type/5-leads/knot-Type/IEC/807 | ECG Leadwires BLT-Type - 5-leads - Knot-Type - IEC - 807 | ECG Leadwires BLT-Type{R}5-leads - Knot-Type - IEC - 807{R}REF: EL-BLT5-90S-I | ECG Leadwires BLT-Type/5-leads/knot-Type/IEC/807
6017573 | ECG Leadwires | EL-BLTS5-90G-A | BLT-dissociate/5-leads/Clamp-Type/AHA/807L | ECG Leadwires BLT-dissociate - 5-leads - Clamp-Type - AHA - 807L | ECG Leadwires BLT-dissociate{R}5-leads - Clamp-Type - AHA - 807L{R}REF: EL-BLTS5-90G-A | ECG Leadwires BLT-dissociate/5-leads/Clamp-Type/AHA/807L
6017574 | ECG Leadwires | EL-BLTS5-90G-I | BLT-dissociate/5-leads/Clamp-Type/IEC/807L | ECG Leadwires BLT-dissociate - 5-leads - Clamp-Type - IEC - 807L | ECG Leadwires BLT-dissociate{R}5-leads - Clamp-Type - IEC - 807L{R}REF: EL-BLTS5-90G-I | ECG Leadwires BLT-dissociate/5-leads/Clamp-Type/IEC/807L
6017575 | ECG Leadwires | EL-BLTS5-90S-A | BLT-dissociate/5-leads/knot-Type/AHA/807L | ECG Leadwires BLT-dissociate - 5-leads - Knot-Type - AHA - 807L | ECG Leadwires BLT-dissociate{R}5-leads - Knot-Type - AHA - 807L{R}REF: EL-BLTS5-90S-A | ECG Leadwires BLT-dissociate/5-leads/knot-Type/AHA/807L
6017576 | ECG Leadwires | EL-BLTS5-90S-I | BLT-dissociate/5-leads/knot-Type/IEC/807L | ECG Leadwires BLT-dissociate - 5-leads - Knot-Type - IEC - 807L | ECG Leadwires BLT-dissociate{R}5-leads - Knot-Type - IEC - 807L{R}REF: EL-BLTS5-90S-I | ECG Leadwires BLT-dissociate/5-leads/knot-Type/IEC/807L
6017577 | ECG Leadwires | EL-MR5-90MG-A | MR-Type/5-leads/Small Clamp-Type/AHA/813 | ECG Leadwires MR-Type - 5-leads - Small Clamp-Type - AHA - 813 | ECG Leadwires MR-Type{R}5-leads - Small Clamp-Type - AHA - 813{R}REF: EL-MR5-90MG-A | ECG Leadwires MR-Type/5-leads/Small Clamp-Type/AHA/813
6017578 | ECG Leadwires | EL-MR5-90MG-I | MR-Type/5-leads/Small Clamp-Type/IEC/813 | ECG Leadwires MR-Type - 5-leads - Small Clamp-Type - IEC - 813 | ECG Leadwires MR-Type{R}5-leads - Small Clamp-Type - IEC - 813{R}REF: EL-MR5-90MG-I | ECG Leadwires MR-Type/5-leads/Small Clamp-Type/IEC/813
6017579 | ECG Leadwires | EL-CSI5-90G-A | CSI-Type/5-leads/Clamp-Type/AHA/804 | ECG Leadwires CSI-Type - 5-leads - Clamp-Type - AHA - 804 | ECG Leadwires CSI-Type{R}5-leads - Clamp-Type - AHA - 804{R}REF: EL-CSI5-90G-A | ECG Leadwires CSI-Type/5-leads/Clamp-Type/AHA/804
6017580 | ECG Leadwires | EL-CSI5-90G-I | CSI-Type/5-leads/Clamp-Type/IEC/804 | ECG Leadwires CSI-Type - 5-leads - Clamp-Type - IEC - 804 | ECG Leadwires CSI-Type{R}5-leads - Clamp-Type - IEC - 804{R}REF: EL-CSI5-90G-I | ECG Leadwires CSI-Type/5-leads/Clamp-Type/IEC/804
6017581 | ECG Leadwires | EL-CSI5-90S-A | CSI-Type/5-leads/knot-Type/AHA/804 | ECG Leadwires CSI-Type - 5-leads - Knot-Type - AHA - 804 | ECG Leadwires CSI-Type{R}5-leads - Knot-Type - AHA - 804{R}REF: EL-CSI5-90S-A | ECG Leadwires CSI-Type/5-leads/knot-Type/AHA/804
6017582 | ECG Leadwires | EL-CSI5-90S-I | CSI-Type/5-leads/knot-Type/IEC/804 | ECG Leadwires CSI-Type - 5-leads - Knot-Type - IEC - 804 | ECG Leadwires CSI-Type{R}5-leads - Knot-Type - IEC - 804{R}REF: EL-CSI5-90S-I | ECG Leadwires CSI-Type/5-leads/knot-Type/IEC/804
6017583 | ECG Leadwires | EL-DV5-90G-A | D-Type-Chest leads/5-leads/Clamp-Type/AHA/841L-5 | ECG Leadwires D-Type-Chest leads - 5-leads - Clamp-Type - AHA - 841L-5 | ECG Leadwires D-Type-Chest leads{R}5-leads - Clamp-Type - AHA - 841L-5{R}REF: EL-DV5-90G-A | ECG Leadwires D-Type-Chest leads/5-leads/Clamp-Type/AHA/841L-5
6017584 | ECG Leadwires | EL-DV5-90G-I | D-Type-Chest leads/5-leads/Clamp-Type/IEC/841L-5 | ECG Leadwires D-Type-Chest leads - 5-leads - Clamp-Type - IEC - 841L-5 | ECG Leadwires D-Type-Chest leads{R}5-leads - Clamp-Type - IEC - 841L-5{R}REF: EL-DV5-90G-I | ECG Leadwires D-Type-Chest leads/5-leads/Clamp-Type/IEC/841L-5
6017585 | ECG Leadwires | EL-DV5-90S-A | D-Type-Chest leads/5-leads/knot-Type/AHA/841L-5 | ECG Leadwires D-Type-Chest leads - 5-leads - Knot-Type - AHA - 841L-5 | ECG Leadwires D-Type-Chest leads{R}5-leads - Knot-Type - AHA - 841L-5{R}REF: EL-DV5-90S-A | ECG Leadwires D-Type-Chest leads/5-leads/knot-Type/AHA/841L-5
6017586 | ECG Leadwires | EL-DV5-90S-I | D-Type-Chest leads/5-leads/knot-Type/IEC/841L-5 | ECG Leadwires D-Type-Chest leads - 5-leads - Knot-Type - IEC - 841L-5 | ECG Leadwires D-Type-Chest leads{R}5-leads - Knot-Type - IEC - 841L-5{R}REF: EL-DV5-90S-I | ECG Leadwires D-Type-Chest leads/5-leads/knot-Type/IEC/841L-5
6017587 | ECG Leadwires | EL-GM5-90G-A | Getinge Maquet-Type/5-leads/Clamp-Type/AHA/804 | ECG Leadwires Getinge Maquet-Type - 5-leads - Clamp-Type - AHA - 804 | ECG Leadwires Getinge Maquet-Type{R}5-leads - Clamp-Type - AHA - 804{R}REF: EL-GM5-90G-A | ECG Leadwires Getinge Maquet-Type/5-leads/Clamp-Type/AHA/804
6017588 | ECG Leadwires | EL-GM5-90G-I | Getinge Maquet-Type/5-leads/Clamp-Type/IEC/804 | ECG Leadwires Getinge Maquet-Type - 5-leads - Clamp-Type - IEC - 804 | ECG Leadwires Getinge Maquet-Type{R}5-leads - Clamp-Type - IEC - 804{R}REF: EL-GM5-90G-I | ECG Leadwires Getinge Maquet-Type/5-leads/Clamp-Type/IEC/804
6017589 | ECG Leadwires | EL-GM5-90S-A | Getinge Maquet-Type/5-leads/knot-Type/AHA/804 | ECG Leadwires Getinge Maquet-Type - 5-leads - Knot-Type - AHA - 804 | ECG Leadwires Getinge Maquet-Type{R}5-leads - Knot-Type - AHA - 804{R}REF: EL-GM5-90S-A | ECG Leadwires Getinge Maquet-Type/5-leads/knot-Type/AHA/804
6017590 | ECG Leadwires | EL-GM5-90S-I | Getinge Maquet-Type/5-leads/knot-Type/IEC/804 | ECG Leadwires Getinge Maquet-Type - 5-leads - Knot-Type - IEC - 804 | ECG Leadwires Getinge Maquet-Type{R}5-leads - Knot-Type - IEC - 804{R}REF: EL-GM5-90S-I | ECG Leadwires Getinge Maquet-Type/5-leads/knot-Type/IEC/804
6017591 | ECG Leadwires | EL-MQ5-150G-A | MQ Type/5-leads/Clamp-Type/AHA/807 | ECG Leadwires MQ Type - 5-leads - Clamp-Type - AHA - 807 | ECG Leadwires MQ Type{R}5-leads - Clamp-Type - AHA - 807{R}REF: EL-MQ5-150G-A | ECG Leadwires MQ Type/5-leads/Clamp-Type/AHA/807
6017592 | ECG Leadwires | EL-MQ5-150G-I | MQ Type/5-leads/Clamp-Type/IEC/807 | ECG Leadwires MQ Type - 5-leads - Clamp-Type - IEC - 807 | ECG Leadwires MQ Type{R}5-leads - Clamp-Type - IEC - 807{R}REF: EL-MQ5-150G-I | ECG Leadwires MQ Type/5-leads/Clamp-Type/IEC/807
6017593 | ECG Leadwires | EL-MQ5-150S-A | MQ Type/5-leads/knot-Type/AHA/807 | ECG Leadwires MQ Type - 5-leads - Knot-Type - AHA - 807 | ECG Leadwires MQ Type{R}5-leads - Knot-Type - AHA - 807{R}REF: EL-MQ5-150S-A | ECG Leadwires MQ Type/5-leads/knot-Type/AHA/807
6017594 | ECG Leadwires | EL-MQ5-150S-I | MQ Type/5-leads/knot-Type/IEC/807 | ECG Leadwires MQ Type - 5-leads - Knot-Type - IEC - 807 | ECG Leadwires MQ Type{R}5-leads - Knot-Type - IEC - 807{R}REF: EL-MQ5-150S-I | ECG Leadwires MQ Type/5-leads/knot-Type/IEC/807
6017595 | ECG Leadwires | EL-MQ5-130G-A | MQ Type/5-leads/Clamp-Type/AHA/807 | ECG Leadwires MQ Type - 5-leads - Clamp-Type - AHA - 807 | ECG Leadwires MQ Type{R}5-leads - Clamp-Type - AHA - 807{R}REF: EL-MQ5-130G-A | ECG Leadwires MQ Type/5-leads/Clamp-Type/AHA/807
6017596 | ECG Leadwires | EL-MQ5-130G-I | MQ Type/5-leads/Clamp-Type/IEC/807 | ECG Leadwires MQ Type - 5-leads - Clamp-Type - IEC - 807 | ECG Leadwires MQ Type{R}5-leads - Clamp-Type - IEC - 807{R}REF: EL-MQ5-130G-I | ECG Leadwires MQ Type/5-leads/Clamp-Type/IEC/807
6017597 | ECG Leadwires | EL-MQ5-130S-A | MQ Type/5-leads/knot-Type/AHA/807 | ECG Leadwires MQ Type - 5-leads - Knot-Type - AHA - 807 | ECG Leadwires MQ Type{R}5-leads - Knot-Type - AHA - 807{R}REF: EL-MQ5-130S-A | ECG Leadwires MQ Type/5-leads/knot-Type/AHA/807
6017598 | ECG Leadwires | EL-MQ5-130S-I | MQ Type/5-leads/knot-Type/IEC/807 | ECG Leadwires MQ Type - 5-leads - Knot-Type - IEC - 807 | ECG Leadwires MQ Type{R}5-leads - Knot-Type - IEC - 807{R}REF: EL-MQ5-130S-I | ECG Leadwires MQ Type/5-leads/knot-Type/IEC/807
6017599 | ECG Leadwires | EL-MQS5-130G-A | MQ dissociate/5-leads/Clamp-Type/AHA/807L | ECG Leadwires MQ dissociate - 5-leads - Clamp-Type - AHA - 807L | ECG Leadwires MQ dissociate{R}5-leads - Clamp-Type - AHA - 807L{R}REF: EL-MQS5-130G-A | ECG Leadwires MQ dissociate/5-leads/Clamp-Type/AHA/807L
6017600 | ECG Leadwires | EL-MQS5-130G-I | MQ dissociate/5-leads/Clamp-Type/IEC/807L | ECG Leadwires MQ dissociate - 5-leads - Clamp-Type - IEC - 807L | ECG Leadwires MQ dissociate{R}5-leads - Clamp-Type - IEC - 807L{R}REF: EL-MQS5-130G-I | ECG Leadwires MQ dissociate/5-leads/Clamp-Type/IEC/807L
6017601 | ECG Leadwires | EL-MQS5-130S-A | MQ dissociate/5-leads/knot-Type/AHA/807L | ECG Leadwires MQ dissociate - 5-leads - Knot-Type - AHA - 807L | ECG Leadwires MQ dissociate{R}5-leads - Knot-Type - AHA - 807L{R}REF: EL-MQS5-130S-A | ECG Leadwires MQ dissociate/5-leads/knot-Type/AHA/807L
6017602 | ECG Leadwires | EL-MQS5-130S-I | MQ dissociate/5-leads/knot-Type/IEC/807L | ECG Leadwires MQ dissociate - 5-leads - Knot-Type - IEC - 807L | ECG Leadwires MQ dissociate{R}5-leads - Knot-Type - IEC - 807L{R}REF: EL-MQS5-130S-I | ECG Leadwires MQ dissociate/5-leads/knot-Type/IEC/807L
6017603 | ECG Leadwires | EL-D5-60G-A | D-Type/5-leads/Clamp-Type/AHA/841L-5 | ECG Leadwires D-Type - 5-leads - Clamp-Type - AHA - 841L-5 | ECG Leadwires D-Type{R}5-leads - Clamp-Type - AHA - 841L-5{R}REF: EL-D5-60G-A | ECG Leadwires D-Type/5-leads/Clamp-Type/AHA/841L-5
6017604 | ECG Leadwires | EL-D5-60G-I | D-Type/5-leads/Clamp-Type/IEC/841L-5 | ECG Leadwires D-Type - 5-leads - Clamp-Type - IEC - 841L-5 | ECG Leadwires D-Type{R}5-leads - Clamp-Type - IEC - 841L-5{R}REF: EL-D5-60G-I | ECG Leadwires D-Type/5-leads/Clamp-Type/IEC/841L-5
6017605 | ECG Leadwires | EL-D5-60S-A | D-Type/5-leads/knot-Type/AHA/841L-5 | ECG Leadwires D-Type - 5-leads - Knot-Type - AHA - 841L-5 | ECG Leadwires D-Type{R}5-leads - Knot-Type - AHA - 841L-5{R}REF: EL-D5-60S-A | ECG Leadwires D-Type/5-leads/knot-Type/AHA/841L-5
6017606 | ECG Leadwires | EL-D5-60S-I | D-Type/5-leads/knot-Type/IEC/841L-5 | ECG Leadwires D-Type - 5-leads - Knot-Type - IEC - 841L-5 | ECG Leadwires D-Type{R}5-leads - Knot-Type - IEC - 841L-5{R}REF: EL-D5-60S-I | ECG Leadwires D-Type/5-leads/knot-Type/IEC/841L-5
6017607 | ECG Leadwires | EL-D5-60MG-A | D-Type/5-leads/Small Clamp-Type/AHA/841L-5 | ECG Leadwires D-Type - 5-leads - Small Clamp-Type - AHA - 841L-5 | ECG Leadwires D-Type{R}5-leads - Small Clamp-Type - AHA - 841L-5{R}REF: EL-D5-60MG-A | ECG Leadwires D-Type/5-leads/Small Clamp-Type/AHA/841L-5
6017608 | ECG Leadwires | EL-D5-60MG-I | D-Type/5-leads/NimitzClamp-Type/IEC/841L-5 | ECG Leadwires D-Type - 5-leads - NimitzClamp-Type - IEC - 841L-5 | ECG Leadwires D-Type{R}5-leads - NimitzClamp-Type - IEC - 841L-5{R}REF: EL-D5-60MG-I | ECG Leadwires D-Type/5-leads/NimitzClamp-Type/IEC/841L-5
6017609 | ECG Leadwires | EL-SMR5-90G-A | SM-Type/5-leads/Clamp-Type/AHA/813 | ECG Leadwires SM-Type - 5-leads - Clamp-Type - AHA - 813 | ECG Leadwires SM-Type{R}5-leads - Clamp-Type - AHA - 813{R}REF: EL-SMR5-90G-A | ECG Leadwires SM-Type/5-leads/Clamp-Type/AHA/813
6017610 | ECG Leadwires | EL-SMR5-90G-I | SM-Type/5-leads/Clamp-Type/IEC/813 | ECG Leadwires SM-Type - 5-leads - Clamp-Type - IEC - 813 | ECG Leadwires SM-Type{R}5-leads - Clamp-Type - IEC - 813{R}REF: EL-SMR5-90G-I | ECG Leadwires SM-Type/5-leads/Clamp-Type/IEC/813
6017611 | ECG Leadwires | EL-SMR5-90S-A | SM-Type/5-leads/knot-Type/AHA/813 | ECG Leadwires SM-Type - 5-leads - Knot-Type - AHA - 813 | ECG Leadwires SM-Type{R}5-leads - Knot-Type - AHA - 813{R}REF: EL-SMR5-90S-A | ECG Leadwires SM-Type/5-leads/knot-Type/AHA/813
6017612 | ECG Leadwires | EL-SMR5-90S-I | SM-Type/5-leads/knot-Type/IEC/813 | ECG Leadwires SM-Type - 5-leads - Knot-Type - IEC - 813 | ECG Leadwires SM-Type{R}5-leads - Knot-Type - IEC - 813{R}REF: EL-SMR5-90S-I | ECG Leadwires SM-Type/5-leads/knot-Type/IEC/813
6017613 | ECG Leadwires | EL-MQ6-90G-A | MQ Type/6-leads/Clamp-Type/AHA/840L | ECG Leadwires MQ Type - 6-leads - Clamp-Type - AHA - 840L | ECG Leadwires MQ Type{R}6-leads - Clamp-Type - AHA - 840L{R}REF: EL-MQ6-90G-A | ECG Leadwires MQ Type/6-leads/Clamp-Type/AHA/840L
6017614 | ECG Leadwires | EL-MQ6-90G-I | MQ Type/6-leads/Clamp-Type/IEC/840L | ECG Leadwires MQ Type - 6-leads - Clamp-Type - IEC - 840L | ECG Leadwires MQ Type{R}6-leads - Clamp-Type - IEC - 840L{R}REF: EL-MQ6-90G-I | ECG Leadwires MQ Type/6-leads/Clamp-Type/IEC/840L
6017615 | ECG Leadwires | EL-MQ6-90S-A | MQ Type/6-leads/knot-Type/AHA/840L | ECG Leadwires MQ Type - 6-leads - Knot-Type - AHA - 840L | ECG Leadwires MQ Type{R}6-leads - Knot-Type - AHA - 840L{R}REF: EL-MQ6-90S-A | ECG Leadwires MQ Type/6-leads/knot-Type/AHA/840L
6017616 | ECG Leadwires | EL-MQ6-90S-I | MQ Type/6-leads/knot-Type/IEC/840L | ECG Leadwires MQ Type - 6-leads - Knot-Type - IEC - 840L | ECG Leadwires MQ Type{R}6-leads - Knot-Type - IEC - 840L{R}REF: EL-MQ6-90S-I | ECG Leadwires MQ Type/6-leads/knot-Type/IEC/840L
6017617 | ECG Leadwires | EL-MQS6-90G-A | MQ dissociate/6-leads/Clamp-Type/AHA | ECG Leadwires MQ dissociate - 6-leads - Clamp-Type - AHA | ECG Leadwires MQ dissociate{R}6-leads - Clamp-Type - AHA{R}REF: EL-MQS6-90G-A | ECG Leadwires MQ dissociate/6-leads/Clamp-Type/AHA
6017618 | ECG Leadwires | EL-MQS6-90G-I | MQ dissociate/6-leads/Clamp-Type/IEC | ECG Leadwires MQ dissociate - 6-leads - Clamp-Type - IEC | ECG Leadwires MQ dissociate{R}6-leads - Clamp-Type - IEC{R}REF: EL-MQS6-90G-I | ECG Leadwires MQ dissociate/6-leads/Clamp-Type/IEC
6017619 | ECG Leadwires | EL-MQS6-90S-A | MQ dissociate/6-leads/knot-Type/AHA | ECG Leadwires MQ dissociate - 6-leads - Knot-Type - AHA | ECG Leadwires MQ dissociate{R}6-leads - Knot-Type - AHA{R}REF: EL-MQS6-90S-A | ECG Leadwires MQ dissociate/6-leads/knot-Type/AHA
6017620 | ECG Leadwires | EL-MQS6-90S-I | MQ dissociate/6-leads/knot-Type/IEC | ECG Leadwires MQ dissociate - 6-leads - Knot-Type - IEC | ECG Leadwires MQ dissociate{R}6-leads - Knot-Type - IEC{R}REF: EL-MQS6-90S-I | ECG Leadwires MQ dissociate/6-leads/knot-Type/IEC
6017621 | ECG Leadwires | EL-NKB6-90G-A | NKB-Type/6-leads/Clamp-Type/AHA/825 | ECG Leadwires NKB-Type - 6-leads - Clamp-Type - AHA - 825 | ECG Leadwires NKB-Type{R}6-leads - Clamp-Type - AHA - 825{R}REF: EL-NKB6-90G-A | ECG Leadwires NKB-Type/6-leads/Clamp-Type/AHA/825
6017622 | ECG Leadwires | EL-NKB6-90G-I | NKB-Type/6-leads/Clamp-Type/IEC/825 | ECG Leadwires NKB-Type - 6-leads - Clamp-Type - IEC - 825 | ECG Leadwires NKB-Type{R}6-leads - Clamp-Type - IEC - 825{R}REF: EL-NKB6-90G-I | ECG Leadwires NKB-Type/6-leads/Clamp-Type/IEC/825
6017623 | ECG Leadwires | EL-NKB6-90S-A | NKB-Type/6-leads/knot-Type/AHA/825 | ECG Leadwires NKB-Type - 6-leads - Knot-Type - AHA - 825 | ECG Leadwires NKB-Type{R}6-leads - Knot-Type - AHA - 825{R}REF: EL-NKB6-90S-A | ECG Leadwires NKB-Type/6-leads/knot-Type/AHA/825
6017624 | ECG Leadwires | EL-NKB6-90S-I | NKB-Type/6-leads/knot-Type/IEC/825 | ECG Leadwires NKB-Type - 6-leads - Knot-Type - IEC - 825 | ECG Leadwires NKB-Type{R}6-leads - Knot-Type - IEC - 825{R}REF: EL-NKB6-90S-I | ECG Leadwires NKB-Type/6-leads/knot-Type/IEC/825
6017625 | ECG Leadwires | EL-D6-90G-A | D-Type/6-leads/Clamp-Type/AHA | ECG Leadwires D-Type - 6-leads - Clamp-Type - AHA | ECG Leadwires D-Type{R}6-leads - Clamp-Type - AHA{R}REF: EL-D6-90G-A | ECG Leadwires D-Type/6-leads/Clamp-Type/AHA
6017626 | ECG Leadwires | EL-D6-90G-I | D-Type/6-leads/Clamp-Type/IEC | ECG Leadwires D-Type - 6-leads - Clamp-Type - IEC | ECG Leadwires D-Type{R}6-leads - Clamp-Type - IEC{R}REF: EL-D6-90G-I | ECG Leadwires D-Type/6-leads/Clamp-Type/IEC
6017627 | ECG Leadwires | EL-D6-90S-A | D-Type/6-leads/knot-Type/AHA | ECG Leadwires D-Type - 6-leads - Knot-Type - AHA | ECG Leadwires D-Type{R}6-leads - Knot-Type - AHA{R}REF: EL-D6-90S-A | ECG Leadwires D-Type/6-leads/knot-Type/AHA
6017628 | ECG Leadwires | EL-D6-90S-I | D-Type/6-leads/knot-Type/IEC | ECG Leadwires D-Type - 6-leads - Knot-Type - IEC | ECG Leadwires D-Type{R}6-leads - Knot-Type - IEC{R}REF: EL-D6-90S-I | ECG Leadwires D-Type/6-leads/knot-Type/IEC
6017629 | ECG Leadwires | EL-DG6-90G-A | DG-Type/6-leads/Clamp-Type/AHA/817 | ECG Leadwires DG-Type - 6-leads - Clamp-Type - AHA - 817 | ECG Leadwires DG-Type{R}6-leads - Clamp-Type - AHA - 817{R}REF: EL-DG6-90G-A | ECG Leadwires DG-Type/6-leads/Clamp-Type/AHA/817
6017630 | ECG Leadwires | EL-DG6-90G-I | DG-Type/6-leads/Clamp-Type/IEC/817 | ECG Leadwires DG-Type - 6-leads - Clamp-Type - IEC - 817 | ECG Leadwires DG-Type{R}6-leads - Clamp-Type - IEC - 817{R}REF: EL-DG6-90G-I | ECG Leadwires DG-Type/6-leads/Clamp-Type/IEC/817
6017631 | ECG Leadwires | EL-DG6-90S-A | DG-Type/6-leads/knot-Type/AHA/817 | ECG Leadwires DG-Type - 6-leads - Knot-Type - AHA - 817 | ECG Leadwires DG-Type{R}6-leads - Knot-Type - AHA - 817{R}REF: EL-DG6-90S-A | ECG Leadwires DG-Type/6-leads/knot-Type/AHA/817
6017632 | ECG Leadwires | EL-DG6-90S-I | DG-Type/6-leads/knot-Type/IEC/817 | ECG Leadwires DG-Type - 6-leads - Knot-Type - IEC - 817 | ECG Leadwires DG-Type{R}6-leads - Knot-Type - IEC - 817{R}REF: EL-DG6-90S-I | ECG Leadwires DG-Type/6-leads/knot-Type/IEC/817
6017633 | ECG Leadwires | EL-MDV6-90G-A | MDV-Type-Chest leads/6-leads/Clamp-Type/AHA/854 | ECG Leadwires MDV-Type-Chest leads - 6-leads - Clamp-Type - AHA - 854 | ECG Leadwires MDV-Type-Chest leads{R}6-leads - Clamp-Type - AHA - 854{R}REF: EL-MDV6-90G-A | ECG Leadwires MDV-Type-Chest leads/6-leads/Clamp-Type/AHA/854
6017634 | ECG Leadwires | EL-MDV6-90G-I | MDV-Type-Chest leads/6-leads/Clamp-Type/IEC/854 | ECG Leadwires MDV-Type-Chest leads - 6-leads - Clamp-Type - IEC - 854 | ECG Leadwires MDV-Type-Chest leads{R}6-leads - Clamp-Type - IEC - 854{R}REF: EL-MDV6-90G-I | ECG Leadwires MDV-Type-Chest leads/6-leads/Clamp-Type/IEC/854
6017635 | ECG Leadwires | EL-MDV6-90S-A | MDV-Type-Chest leads/6-leads/knot-Type/AHA/854 | ECG Leadwires MDV-Type-Chest leads - 6-leads - Knot-Type - AHA - 854 | ECG Leadwires MDV-Type-Chest leads{R}6-leads - Knot-Type - AHA - 854{R}REF: EL-MDV6-90S-A | ECG Leadwires MDV-Type-Chest leads/6-leads/knot-Type/AHA/854
6017636 | ECG Leadwires | EL-MDV6-90S-I | MDV-Type-Chest leads/6-leads/knot-Type/IEC/854 | ECG Leadwires MDV-Type-Chest leads - 6-leads - Knot-Type - IEC - 854 | ECG Leadwires MDV-Type-Chest leads{R}6-leads - Knot-Type - IEC - 854{R}REF: EL-MDV6-90S-I | ECG Leadwires MDV-Type-Chest leads/6-leads/knot-Type/IEC/854
6017637 | ECG Leadwires | EL-TMX6-90G-A | Philips-MX40/6-leads/Clamp-Type/AHA | ECG Leadwires Philips-MX40 - 6-leads - Clamp-Type - AHA | ECG Leadwires Philips-MX40{R}6-leads - Clamp-Type - AHA{R}REF: EL-TMX6-90G-A | ECG Leadwires Philips-MX40/6-leads/Clamp-Type/AHA
6017638 | ECG Leadwires | EL-TMX6-90G-I | Philips-MX40/6-leads/Clamp-Type/IEC | ECG Leadwires Philips-MX40 - 6-leads - Clamp-Type - IEC | ECG Leadwires Philips-MX40{R}6-leads - Clamp-Type - IEC{R}REF: EL-TMX6-90G-I | ECG Leadwires Philips-MX40/6-leads/Clamp-Type/IEC
6017639 | ECG Leadwires | EL-TMX6-90S-A | Philips-MX40/6-leads/knot-Type/AHA | ECG Leadwires Philips-MX40 - 6-leads - Knot-Type - AHA | ECG Leadwires Philips-MX40{R}6-leads - Knot-Type - AHA{R}REF: EL-TMX6-90S-A | ECG Leadwires Philips-MX40/6-leads/knot-Type/AHA
6017640 | ECG Leadwires | EL-TMX6-90S-I | Philips-MX40/6-leads/knot-Type/IEC | ECG Leadwires Philips-MX40 - 6-leads - Knot-Type - IEC | ECG Leadwires Philips-MX40{R}6-leads - Knot-Type - IEC{R}REF: EL-TMX6-90S-I | ECG Leadwires Philips-MX40/6-leads/knot-Type/IEC
6017641 | ECG Leadwires | EL-TMX6PH-90G-A | Philips-MX40+PhilipsSpO2 Cable/6-leads/Clamp-Type/AHA | ECG Leadwires Philips-MX40+PhilipsSpO2 Cable - 6-leads - Clamp-Type - AHA | ECG Leadwires Philips-MX40+PhilipsSpO2 Cable{R}6-leads - Clamp-Type - AHA{R}REF: EL-TMX6PH-90G-A | ECG Leadwires Philips-MX40+PhilipsSpO2 Cable/6-leads/Clamp-Type/AHA
6017642 | ECG Leadwires | EL-TMX6PH-90G-I | Philips-MX40+PhilipsSpO2 Cable/6-leads/Clamp-Type/IEC | ECG Leadwires Philips-MX40+PhilipsSpO2 Cable - 6-leads - Clamp-Type - IEC | ECG Leadwires Philips-MX40+PhilipsSpO2 Cable{R}6-leads - Clamp-Type - IEC{R}REF: EL-TMX6PH-90G-I | ECG Leadwires Philips-MX40+PhilipsSpO2 Cable/6-leads/Clamp-Type/IEC
6017643 | ECG Leadwires | EL-TMX6PH-90S-A | Philips-MX40+PhilipsSpO2 Cable/6-leads/knot-Type/AHA | ECG Leadwires Philips-MX40+PhilipsSpO2 Cable - 6-leads - Knot-Type - AHA | ECG Leadwires Philips-MX40+PhilipsSpO2 Cable{R}6-leads - Knot-Type - AHA{R}REF: EL-TMX6PH-90S-A | ECG Leadwires Philips-MX40+PhilipsSpO2 Cable/6-leads/knot-Type/AHA
6017644 | ECG Leadwires | EL-TMX6PH-90S-I | Philips-MX40+PhilipsSpO2 Cable/6-leads/knot-Type/IEC | ECG Leadwires Philips-MX40+PhilipsSpO2 Cable - 6-leads - Knot-Type - IEC | ECG Leadwires Philips-MX40+PhilipsSpO2 Cable{R}6-leads - Knot-Type - IEC{R}REF: EL-TMX6PH-90S-I | ECG Leadwires Philips-MX40+PhilipsSpO2 Cable/6-leads/knot-Type/IEC
6017645 | ECG Leadwires | EL-TMX6NE-90G-A | Philips-MX40+NellcorSpO2 Cable/6-leads/Clamp-Type/AHA | ECG Leadwires Philips-MX40+NellcorSpO2 Cable - 6-leads - Clamp-Type - AHA | ECG Leadwires Philips-MX40+NellcorSpO2 Cable{R}6-leads - Clamp-Type - AHA{R}REF: EL-TMX6NE-90G-A | ECG Leadwires Philips-MX40+NellcorSpO2 Cable/6-leads/Clamp-Type/AHA
6017646 | ECG Leadwires | EL-TMX6NE-90G-I | Philips-MX40+NellcorSpO2 Cable/6-leads/Clamp-Type/IEC | ECG Leadwires Philips-MX40+NellcorSpO2 Cable - 6-leads - Clamp-Type - IEC | ECG Leadwires Philips-MX40+NellcorSpO2 Cable{R}6-leads - Clamp-Type - IEC{R}REF: EL-TMX6NE-90G-I | ECG Leadwires Philips-MX40+NellcorSpO2 Cable/6-leads/Clamp-Type/IEC
6017647 | ECG Leadwires | EL-TMX6NE-90S-A | Philips-MX40+NellcorSpO2 Cable/6-leads/knot-Type/AHA | ECG Leadwires Philips-MX40+NellcorSpO2 Cable - 6-leads - Knot-Type - AHA | ECG Leadwires Philips-MX40+NellcorSpO2 Cable{R}6-leads - Knot-Type - AHA{R}REF: EL-TMX6NE-90S-A | ECG Leadwires Philips-MX40+NellcorSpO2 Cable/6-leads/knot-Type/AHA
6017648 | ECG Leadwires | EL-TMX6NE-90S-I | Philips-MX40+NellcorSpO2 Cable/6-leads/knot-Type/IEC | ECG Leadwires Philips-MX40+NellcorSpO2 Cable - 6-leads - Knot-Type - IEC | ECG Leadwires Philips-MX40+NellcorSpO2 Cable{R}6-leads - Knot-Type - IEC{R}REF: EL-TMX6NE-90S-I | ECG Leadwires Philips-MX40+NellcorSpO2 Cable/6-leads/knot-Type/IEC
6017649 | ECG Leadwires | EL-TAF6-90G-A | AF-Type/6-leads/Clamp-Type/AHA/811 | ECG Leadwires AF-Type - 6-leads - Clamp-Type - AHA - 811 | ECG Leadwires AF-Type{R}6-leads - Clamp-Type - AHA - 811{R}REF: EL-TAF6-90G-A | ECG Leadwires AF-Type/6-leads/Clamp-Type/AHA/811
6017650 | ECG Leadwires | EL-TAF6-90G-I | AF-Type/6-leads/Clamp-Type/IEC/811 | ECG Leadwires AF-Type - 6-leads - Clamp-Type - IEC - 811 | ECG Leadwires AF-Type{R}6-leads - Clamp-Type - IEC - 811{R}REF: EL-TAF6-90G-I | ECG Leadwires AF-Type/6-leads/Clamp-Type/IEC/811
6017651 | ECG Leadwires | EL-TAF6-90S-A | AF-Type/6-leads/knot-Type/AHA/811 | ECG Leadwires AF-Type - 6-leads - Knot-Type - AHA - 811 | ECG Leadwires AF-Type{R}6-leads - Knot-Type - AHA - 811{R}REF: EL-TAF6-90S-A | ECG Leadwires AF-Type/6-leads/knot-Type/AHA/811
6017652 | ECG Leadwires | EL-TAF6-90S-I | AF-Type/6-leads/knot-Type/IEC/811 | ECG Leadwires AF-Type - 6-leads - Knot-Type - IEC - 811 | ECG Leadwires AF-Type{R}6-leads - Knot-Type - IEC - 811{R}REF: EL-TAF6-90S-I | ECG Leadwires AF-Type/6-leads/knot-Type/IEC/811
6017653 | ECG Leadwires | EL-MDBV6-90G-A | MDBV-Type-Chest leads/6-leads/Clamp-Type/AHA/829 | ECG Leadwires MDBV-Type-Chest leads - 6-leads - Clamp-Type - AHA - 829 | ECG Leadwires MDBV-Type-Chest leads{R}6-leads - Clamp-Type - AHA - 829{R}REF: EL-MDBV6-90G-A | ECG Leadwires MDBV-Type-Chest leads/6-leads/Clamp-Type/AHA/829
6017654 | ECG Leadwires | EL-MDBV6-90G-I | MDBV-Type-Chest leads/6-leads/Clamp-Type/IEC/829 | ECG Leadwires MDBV-Type-Chest leads - 6-leads - Clamp-Type - IEC - 829 | ECG Leadwires MDBV-Type-Chest leads{R}6-leads - Clamp-Type - IEC - 829{R}REF: EL-MDBV6-90G-I | ECG Leadwires MDBV-Type-Chest leads/6-leads/Clamp-Type/IEC/829
6017655 | ECG Leadwires | EL-MDBV6-90S-A | MDBV-Type-Chest leads/6-leads/knot-Type/AHA/829 | ECG Leadwires MDBV-Type-Chest leads - 6-leads - Knot-Type - AHA - 829 | ECG Leadwires MDBV-Type-Chest leads{R}6-leads - Knot-Type - AHA - 829{R}REF: EL-MDBV6-90S-A | ECG Leadwires MDBV-Type-Chest leads/6-leads/knot-Type/AHA/829
6017656 | ECG Leadwires | EL-MDBV6-90S-I | MDBV-Type-Chest leads/6-leads/knot-Type/IEC/829 | ECG Leadwires MDBV-Type-Chest leads - 6-leads - Knot-Type - IEC - 829 | ECG Leadwires MDBV-Type-Chest leads{R}6-leads - Knot-Type - IEC - 829{R}REF: EL-MDBV6-90S-I | ECG Leadwires MDBV-Type-Chest leads/6-leads/knot-Type/IEC/829
6017657 | ECG Leadwires | EL-TM6-90G-A | Mindray/6-leads/Clamp-Type/AHA/862Z | ECG Leadwires Mindray - 6-leads - Clamp-Type - AHA - 862Z | ECG Leadwires Mindray{R}6-leads - Clamp-Type - AHA - 862Z{R}REF: EL-TM6-90G-A | ECG Leadwires Mindray/6-leads/Clamp-Type/AHA/862Z
6017658 | ECG Leadwires | EL-TM6-90G-I | Mindray/6-leads/Clamp-Type/IEC/862Z | ECG Leadwires Mindray - 6-leads - Clamp-Type - IEC - 862Z | ECG Leadwires Mindray{R}6-leads - Clamp-Type - IEC - 862Z{R}REF: EL-TM6-90G-I | ECG Leadwires Mindray/6-leads/Clamp-Type/IEC/862Z
6017659 | ECG Leadwires | EL-TM6-90S-A | Mindray/6-leads/knot-Type/AHA/862Z | ECG Leadwires Mindray - 6-leads - Knot-Type - AHA - 862Z | ECG Leadwires Mindray{R}6-leads - Knot-Type - AHA - 862Z{R}REF: EL-TM6-90S-A | ECG Leadwires Mindray/6-leads/knot-Type/AHA/862Z
6017660 | ECG Leadwires | EL-TM6-90S-I | Mindray/6-leads/knot-Type/IEC/862Z | ECG Leadwires Mindray - 6-leads - Knot-Type - IEC - 862Z | ECG Leadwires Mindray{R}6-leads - Knot-Type - IEC - 862Z{R}REF: EL-TM6-90S-I | ECG Leadwires Mindray/6-leads/knot-Type/IEC/862Z
6017661 | ECG Leadwires | EL-D6-60G-A | D-Type/6-leads/Clamp-Type/AHA | ECG Leadwires D-Type - 6-leads - Clamp-Type - AHA | ECG Leadwires D-Type{R}6-leads - Clamp-Type - AHA{R}REF: EL-D6-60G-A | ECG Leadwires D-Type/6-leads/Clamp-Type/AHA
6017662 | ECG Leadwires | EL-D6-60G-I | D-Type/6-leads/Clamp-Type/IEC | ECG Leadwires D-Type - 6-leads - Clamp-Type - IEC | ECG Leadwires D-Type{R}6-leads - Clamp-Type - IEC{R}REF: EL-D6-60G-I | ECG Leadwires D-Type/6-leads/Clamp-Type/IEC
6017663 | ECG Leadwires | EL-D6-60S-A | D-Type/6-leads/knot-Type/AHA | ECG Leadwires D-Type - 6-leads - Knot-Type - AHA | ECG Leadwires D-Type{R}6-leads - Knot-Type - AHA{R}REF: EL-D6-60S-A | ECG Leadwires D-Type/6-leads/knot-Type/AHA
6017664 | ECG Leadwires | EL-D6-60S-I | D-Type/6-leads/knot-Type/IEC | ECG Leadwires D-Type - 6-leads - Knot-Type - IEC | ECG Leadwires D-Type{R}6-leads - Knot-Type - IEC{R}REF: EL-D6-60S-I | ECG Leadwires D-Type/6-leads/knot-Type/IEC
6017665 | ECG Leadwires | EL-D7-90G-A | D-Type/7-leads/Clamp-Type/AHA | ECG Leadwires D-Type - 7-leads - Clamp-Type - AHA | ECG Leadwires D-Type{R}7-leads - Clamp-Type - AHA{R}REF: EL-D7-90G-A | ECG Leadwires D-Type/7-leads/Clamp-Type/AHA
6017666 | ECG Leadwires | EL-D7-90G-I | D-Type/7-leads/Clamp-Type/IEC | ECG Leadwires D-Type - 7-leads - Clamp-Type - IEC | ECG Leadwires D-Type{R}7-leads - Clamp-Type - IEC{R}REF: EL-D7-90G-I | ECG Leadwires D-Type/7-leads/Clamp-Type/IEC
6017667 | ECG Leadwires | EL-D7-90S-A | D-Type/7-leads/knot-Type/AHA | ECG Leadwires D-Type - 7-leads - Knot-Type - AHA | ECG Leadwires D-Type{R}7-leads - Knot-Type - AHA{R}REF: EL-D7-90S-A | ECG Leadwires D-Type/7-leads/knot-Type/AHA
6017668 | ECG Leadwires | EL-D7-90S-I | D-Type/7-leads/knot-Type/IEC | ECG Leadwires D-Type - 7-leads - Knot-Type - IEC | ECG Leadwires D-Type{R}7-leads - Knot-Type - IEC{R}REF: EL-D7-90S-I | ECG Leadwires D-Type/7-leads/knot-Type/IEC
6017669 | ECG Leadwires | EL-TSLH7-100G-A | GE SEER Light Holter/7-leads/Clamp-Type/AHA | ECG Leadwires GE SEER Light Holter - 7-leads - Clamp-Type - AHA | ECG Leadwires GE SEER Light Holter{R}7-leads - Clamp-Type - AHA{R}REF: EL-TSLH7-100G-A | ECG Leadwires GE SEER Light Holter/7-leads/Clamp-Type/AHA
6017670 | ECG Leadwires | EL-TSLH7-100G-I | GE SEER Light Holter/7-leads/Clamp-Type/IEC | ECG Leadwires GE SEER Light Holter - 7-leads - Clamp-Type - IEC | ECG Leadwires GE SEER Light Holter{R}7-leads - Clamp-Type - IEC{R}REF: EL-TSLH7-100G-I | ECG Leadwires GE SEER Light Holter/7-leads/Clamp-Type/IEC
6017671 | ECG Leadwires | EL-TSLH7-100S-A | GE SEER Light Holter/7-leads/knot-Type/AHA | ECG Leadwires GE SEER Light Holter - 7-leads - Knot-Type - AHA | ECG Leadwires GE SEER Light Holter{R}7-leads - Knot-Type - AHA{R}REF: EL-TSLH7-100S-A | ECG Leadwires GE SEER Light Holter/7-leads/knot-Type/AHA
6017672 | ECG Leadwires | EL-TSLH7-100S-I | GE SEER Light Holter/7-leads/knot-Type/IEC | ECG Leadwires GE SEER Light Holter - 7-leads - Knot-Type - IEC | ECG Leadwires GE SEER Light Holter{R}7-leads - Knot-Type - IEC{R}REF: EL-TSLH7-100S-I | ECG Leadwires GE SEER Light Holter/7-leads/knot-Type/IEC
6017673 | ECG Leadwires | EL-D7-60G-A | D-Type/7-leads/Clamp-Type/AHA | ECG Leadwires D-Type - 7-leads - Clamp-Type - AHA | ECG Leadwires D-Type{R}7-leads - Clamp-Type - AHA{R}REF: EL-D7-60G-A | ECG Leadwires D-Type/7-leads/Clamp-Type/AHA
6017674 | ECG Leadwires | EL-D7-60G-I | D-Type/7-leads/Clamp-Type/IEC | ECG Leadwires D-Type - 7-leads - Clamp-Type - IEC | ECG Leadwires D-Type{R}7-leads - Clamp-Type - IEC{R}REF: EL-D7-60G-I | ECG Leadwires D-Type/7-leads/Clamp-Type/IEC
6017675 | ECG Leadwires | EL-D7-60S-A | D-Type/7-leads/knot-Type/AHA | ECG Leadwires D-Type - 7-leads - Knot-Type - AHA | ECG Leadwires D-Type{R}7-leads - Knot-Type - AHA{R}REF: EL-D7-60S-A | ECG Leadwires D-Type/7-leads/knot-Type/AHA
6017676 | ECG Leadwires | EL-D7-60S-I | D-Type/7-leads/knot-Type/IEC | ECG Leadwires D-Type - 7-leads - Knot-Type - IEC | ECG Leadwires D-Type{R}7-leads - Knot-Type - IEC{R}REF: EL-D7-60S-I | ECG Leadwires D-Type/7-leads/knot-Type/IEC
6017677 | ECG Leadwires | EL-D10-90G-A | D-Type/10-leads/Clamp-Type/AHA | ECG Leadwires D-Type - 10-leads - Clamp-Type - AHA | ECG Leadwires D-Type{R}10-leads - Clamp-Type - AHA{R}REF: EL-D10-90G-A | ECG Leadwires D-Type/10-leads/Clamp-Type/AHA
6017678 | ECG Leadwires | EL-D10-90G-I | D-Type/10-leads/Clamp-Type/IEC | ECG Leadwires D-Type - 10-leads - Clamp-Type - IEC | ECG Leadwires D-Type{R}10-leads - Clamp-Type - IEC{R}REF: EL-D10-90G-I | ECG Leadwires D-Type/10-leads/Clamp-Type/IEC
6017679 | ECG Leadwires | EL-D10-90S-A | D-Type/10-leads/knot-Type/AHA | ECG Leadwires D-Type - 10-leads - Knot-Type - AHA | ECG Leadwires D-Type{R}10-leads - Knot-Type - AHA{R}REF: EL-D10-90S-A | ECG Leadwires D-Type/10-leads/knot-Type/AHA
6017680 | ECG Leadwires | EL-D10-90S-I | D-Type/10-leads/knot-Type/IEC | ECG Leadwires D-Type - 10-leads - Knot-Type - IEC | ECG Leadwires D-Type{R}10-leads - Knot-Type - IEC{R}REF: EL-D10-90S-I | ECG Leadwires D-Type/10-leads/knot-Type/IEC
6017681 | ECG Leadwires | EL-D10-60G-A | D-Type/10-leads/Clamp-Type/AHA | ECG Leadwires D-Type - 10-leads - Clamp-Type - AHA | ECG Leadwires D-Type{R}10-leads - Clamp-Type - AHA{R}REF: EL-D10-60G-A | ECG Leadwires D-Type/10-leads/Clamp-Type/AHA
6017682 | ECG Leadwires | EL-D10-60G-I | D-Type/10-leads/Clamp-Type/IEC | ECG Leadwires D-Type - 10-leads - Clamp-Type - IEC | ECG Leadwires D-Type{R}10-leads - Clamp-Type - IEC{R}REF: EL-D10-60G-I | ECG Leadwires D-Type/10-leads/Clamp-Type/IEC
6017683 | ECG Leadwires | EL-D10-60S-A | D-Type/10-leads/knot-Type/AHA | ECG Leadwires D-Type - 10-leads - Knot-Type - AHA | ECG Leadwires D-Type{R}10-leads - Knot-Type - AHA{R}REF: EL-D10-60S-A | ECG Leadwires D-Type/10-leads/knot-Type/AHA
6017684 | ECG Leadwires | EL-D10-60S-I | D-Type/10-leads/knot-Type/IEC | ECG Leadwires D-Type - 10-leads - Knot-Type - IEC | ECG Leadwires D-Type{R}10-leads - Knot-Type - IEC{R}REF: EL-D10-60S-I | ECG Leadwires D-Type/10-leads/knot-Type/IEC
6017685 | ECG Leadwires | ELDG-CV5-(22)90G-A | Disposable/COVIDIEN-Type/5-leads/Clamp-Type/AHA | ECG Leadwires Disposable - COVIDIEN-Type - 5-leads - Clamp-Type - AHA | ECG Leadwires Disposable - COVIDIEN-Type{R}5-leads - Clamp-Type - AHA{R}REF: ELDG-CV5-(22)90G-A | ECG Leadwires Disposable/COVIDIEN-Type/5-leads/Clamp-Type/AHA
6017686 | ECG Leadwires | ELDG-CV5-(22)90G-I | Disposable/COVIDIEN-Type/5-leads/Clamp-Type/IEC | ECG Leadwires Disposable - COVIDIEN-Type - 5-leads - Clamp-Type - IEC | ECG Leadwires Disposable - COVIDIEN-Type{R}5-leads - Clamp-Type - IEC{R}REF: ELDG-CV5-(22)90G-I | ECG Leadwires Disposable/COVIDIEN-Type/5-leads/Clamp-Type/IEC
6017687 | ECG Leadwires | ELDG-CV5-(22)90S-A | Disposable/COVIDIEN-Type/5-leads/knot-Type/AHA | ECG Leadwires Disposable - COVIDIEN-Type - 5-leads - Knot-Type - AHA | ECG Leadwires Disposable - COVIDIEN-Type{R}5-leads - Knot-Type - AHA{R}REF: ELDG-CV5-(22)90S-A | ECG Leadwires Disposable/COVIDIEN-Type/5-leads/knot-Type/AHA
6017688 | ECG Leadwires | ELDG-CV5-(22)90S-I | Disposable/COVIDIEN-Type/5-leads/knot-Type/IEC | ECG Leadwires Disposable - COVIDIEN-Type - 5-leads - Knot-Type - IEC | ECG Leadwires Disposable - COVIDIEN-Type{R}5-leads - Knot-Type - IEC{R}REF: ELDG-CV5-(22)90S-I | ECG Leadwires Disposable/COVIDIEN-Type/5-leads/knot-Type/IEC
6017689 | ECG Leadwires | ECD-3004G-A | Disposable/GE Marquette-Type/3-leads/Clamp-Type/AHA | ECG Leadwires Disposable - GE Marquette-Type - 3-leads - Clamp-Type - AHA | ECG Leadwires Disposable - GE Marquette-Type{R}3-leads - Clamp-Type - AHA{R}REF: ECD-3004G-A | ECG Leadwires Disposable/GE Marquette-Type/3-leads/Clamp-Type/AHA
6017690 | ECG Leadwires | ECD-3004G-I | Disposable/GE Marquette-Type/3-leads/Clamp-Type/IEC | ECG Leadwires Disposable - GE Marquette-Type - 3-leads - Clamp-Type - IEC | ECG Leadwires Disposable - GE Marquette-Type{R}3-leads - Clamp-Type - IEC{R}REF: ECD-3004G-I | ECG Leadwires Disposable/GE Marquette-Type/3-leads/Clamp-Type/IEC
6017691 | ECG Leadwires | ECD-3004S-A | Disposable/GE Marquette-Type/3-leads/knot-Type/AHA | ECG Leadwires Disposable - GE Marquette-Type - 3-leads - Knot-Type - AHA | ECG Leadwires Disposable - GE Marquette-Type{R}3-leads - Knot-Type - AHA{R}REF: ECD-3004S-A | ECG Leadwires Disposable/GE Marquette-Type/3-leads/knot-Type/AHA
6017692 | ECG Leadwires | ECD-3004S-I | Disposable/GE Marquette-Type/3-leads/knot-Type/IEC | ECG Leadwires Disposable - GE Marquette-Type - 3-leads - Knot-Type - IEC | ECG Leadwires Disposable - GE Marquette-Type{R}3-leads - Knot-Type - IEC{R}REF: ECD-3004S-I | ECG Leadwires Disposable/GE Marquette-Type/3-leads/knot-Type/IEC
6017693 | ECG Leadwires | ECD-5004G-A | Disposable/GE Marquette-Type/5-leads/Clamp-Type/AHA | ECG Leadwires Disposable - GE Marquette-Type - 5-leads - Clamp-Type - AHA | ECG Leadwires Disposable - GE Marquette-Type{R}5-leads - Clamp-Type - AHA{R}REF: ECD-5004G-A | ECG Leadwires Disposable/GE Marquette-Type/5-leads/Clamp-Type/AHA
6017694 | ECG Leadwires | ECD-5004G-I | Disposable/GE Marquette-Type/5-leads/Clamp-Type/IEC | ECG Leadwires Disposable - GE Marquette-Type - 5-leads - Clamp-Type - IEC | ECG Leadwires Disposable - GE Marquette-Type{R}5-leads - Clamp-Type - IEC{R}REF: ECD-5004G-I | ECG Leadwires Disposable/GE Marquette-Type/5-leads/Clamp-Type/IEC
6017695 | ECG Leadwires | ECD-5004S-A | Disposable/GE Marquette-Type/5-leads/knot-Type/AHA | ECG Leadwires Disposable - GE Marquette-Type - 5-leads - Knot-Type - AHA | ECG Leadwires Disposable - GE Marquette-Type{R}5-leads - Knot-Type - AHA{R}REF: ECD-5004S-A | ECG Leadwires Disposable/GE Marquette-Type/5-leads/knot-Type/AHA
6017696 | ECG Leadwires | ECD-5004S-I | Disposable/GE Marquette-Type/5-leads/knot-Type/IEC | ECG Leadwires Disposable - GE Marquette-Type - 5-leads - Knot-Type - IEC | ECG Leadwires Disposable - GE Marquette-Type{R}5-leads - Knot-Type - IEC{R}REF: ECD-5004S-I | ECG Leadwires Disposable/GE Marquette-Type/5-leads/knot-Type/IEC
6017697 | ECG Leadwires | ECD-5005RG-A | Disposable/Philips-Type/5-leads/Clamp-Type/AHA | ECG Leadwires Disposable - Philips-Type - 5-leads - Clamp-Type - AHA | ECG Leadwires Disposable - Philips-Type{R}5-leads - Clamp-Type - AHA{R}REF: ECD-5005RG-A | ECG Leadwires Disposable/Philips-Type/5-leads/Clamp-Type/AHA
6017698 | ECG Leadwires | ECD-5005RG-I | Disposable/Philips-Type/5-leads/Clamp-Type/IEC | ECG Leadwires Disposable - Philips-Type - 5-leads - Clamp-Type - IEC | ECG Leadwires Disposable - Philips-Type{R}5-leads - Clamp-Type - IEC{R}REF: ECD-5005RG-I | ECG Leadwires Disposable/Philips-Type/5-leads/Clamp-Type/IEC
6017699 | ECG Leadwires | ECD-5005RS-A | Disposable/Philips-Type/5-leads/knot-Type/AHA | ECG Leadwires Disposable - Philips-Type - 5-leads - Knot-Type - AHA | ECG Leadwires Disposable - Philips-Type{R}5-leads - Knot-Type - AHA{R}REF: ECD-5005RS-A | ECG Leadwires Disposable/Philips-Type/5-leads/knot-Type/AHA
6017700 | ECG Leadwires | ECD-5005RS-I | Disposable/Philips-Type/5-leads/knot-Type/IEC | ECG Leadwires Disposable - Philips-Type - 5-leads - Knot-Type - IEC | ECG Leadwires Disposable - Philips-Type{R}5-leads - Knot-Type - IEC{R}REF: ECD-5005RS-I | ECG Leadwires Disposable/Philips-Type/5-leads/knot-Type/IEC
6017701 | ECG Leadwires | ELD-CV3-90G-A | Disposable/COVIDIEN-Type/3-leads/Clamp-Type/AHA | ECG Leadwires Disposable - COVIDIEN-Type - 3-leads - Clamp-Type - AHA | ECG Leadwires Disposable - COVIDIEN-Type{R}3-leads - Clamp-Type - AHA{R}REF: ELD-CV3-90G-A | ECG Leadwires Disposable/COVIDIEN-Type/3-leads/Clamp-Type/AHA
6017702 | ECG Leadwires | ELD-CV3-90G-I | Disposable/COVIDIEN-Type/3-leads/Clamp-Type/IEC | ECG Leadwires Disposable - COVIDIEN-Type - 3-leads - Clamp-Type - IEC | ECG Leadwires Disposable - COVIDIEN-Type{R}3-leads - Clamp-Type - IEC{R}REF: ELD-CV3-90G-I | ECG Leadwires Disposable/COVIDIEN-Type/3-leads/Clamp-Type/IEC
6017703 | ECG Leadwires | ELD-CV3-90S-A | Disposable/COVIDIEN-Type/3-leads/knot-Type/AHA | ECG Leadwires Disposable - COVIDIEN-Type - 3-leads - Knot-Type - AHA | ECG Leadwires Disposable - COVIDIEN-Type{R}3-leads - Knot-Type - AHA{R}REF: ELD-CV3-90S-A | ECG Leadwires Disposable/COVIDIEN-Type/3-leads/knot-Type/AHA
6017704 | ECG Leadwires | ELD-CV3-90S-I | Disposable/COVIDIEN-Type/3-leads/knot-Type/IEC | ECG Leadwires Disposable - COVIDIEN-Type - 3-leads - Knot-Type - IEC | ECG Leadwires Disposable - COVIDIEN-Type{R}3-leads - Knot-Type - IEC{R}REF: ELD-CV3-90S-I | ECG Leadwires Disposable/COVIDIEN-Type/3-leads/knot-Type/IEC
6017705 | ECG Leadwires | ELD-PH3-90G-A | Disposable/PH Type/3-leads/Clamp-Type/AHA | ECG Leadwires Disposable - PH-Type - 3-leads - Clamp-Type - AHA | ECG Leadwires Disposable - PH-Type{R}3-leads - Clamp-Type - AHA{R}REF: ELD-PH3-90G-A | ECG Leadwires Disposable/PH Type/3-leads/Clamp-Type/AHA
6017706 | ECG Leadwires | ELD-PH3-90G-I | Disposable/PH Type/3-leads/Clamp-Type/IEC | ECG Leadwires Disposable - PH-Type - 3-leads - Clamp-Type - IEC | ECG Leadwires Disposable - PH-Type{R}3-leads - Clamp-Type - IEC{R}REF: ELD-PH3-90G-I | ECG Leadwires Disposable/PH Type/3-leads/Clamp-Type/IEC
6017707 | ECG Leadwires | ELD-PH3-90S-A | Disposable/PH Type/3-leads/knot-Type/AHA | ECG Leadwires Disposable - PH-Type - 3-leads - Knot-Type - AHA | ECG Leadwires Disposable - PH-Type{R}3-leads - Knot-Type - AHA{R}REF: ELD-PH3-90S-A | ECG Leadwires Disposable/PH Type/3-leads/knot-Type/AHA
6017708 | ECG Leadwires | ELD-PH3-90S-I | Disposable/PH Type/3-leads/knot-Type/IEC | ECG Leadwires Disposable - PH-Type - 3-leads - Knot-Type - IEC | ECG Leadwires Disposable - PH-Type{R}3-leads - Knot-Type - IEC{R}REF: ELD-PH3-90S-I | ECG Leadwires Disposable/PH Type/3-leads/knot-Type/IEC
6017709 | ECG Leadwires | ELD-MQ3-90G-A | Disposable/MQ Type/3-leads/Clamp-Type/AHA | ECG Leadwires Disposable - MQ-Type - 3-leads - Clamp-Type - AHA | ECG Leadwires Disposable - MQ-Type{R}3-leads - Clamp-Type - AHA{R}REF: ELD-MQ3-90G-A | ECG Leadwires Disposable/MQ Type/3-leads/Clamp-Type/AHA
6017710 | ECG Leadwires | ELD-MQ3-90G-I | Disposable/MQ Type/3-leads/Clamp-Type/IEC | ECG Leadwires Disposable - MQ-Type - 3-leads - Clamp-Type - IEC | ECG Leadwires Disposable - MQ-Type{R}3-leads - Clamp-Type - IEC{R}REF: ELD-MQ3-90G-I | ECG Leadwires Disposable/MQ Type/3-leads/Clamp-Type/IEC
6017711 | ECG Leadwires | ELD-MQ3-90S-A | Disposable/MQ Type/3-leads/knot-Type/AHA | ECG Leadwires Disposable - MQ-Type - 3-leads - Knot-Type - AHA | ECG Leadwires Disposable - MQ-Type{R}3-leads - Knot-Type - AHA{R}REF: ELD-MQ3-90S-A | ECG Leadwires Disposable/MQ Type/3-leads/knot-Type/AHA
6017712 | ECG Leadwires | ELD-MQ3-90S-I | Disposable/MQ Type/3-leads/knot-Type/IEC | ECG Leadwires Disposable - MQ-Type - 3-leads - Knot-Type - IEC | ECG Leadwires Disposable - MQ-Type{R}3-leads - Knot-Type - IEC{R}REF: ELD-MQ3-90S-I | ECG Leadwires Disposable/MQ Type/3-leads/knot-Type/IEC
6017713 | ECG Leadwires | ELD-DT3-90G-A | Disposable/DT-Type/3-leads/Clamp-Type/AHA | ECG Leadwires Disposable - DT-Type - 3-leads - Clamp-Type - AHA | ECG Leadwires Disposable - DT-Type{R}3-leads - Clamp-Type - AHA{R}REF: ELD-DT3-90G-A | ECG Leadwires Disposable/DT-Type/3-leads/Clamp-Type/AHA
6017714 | ECG Leadwires | ELD-DT3-90G-I | Disposable/DT-Type/3-leads/Clamp-Type/IEC | ECG Leadwires Disposable - DT-Type - 3-leads - Clamp-Type - IEC | ECG Leadwires Disposable - DT-Type{R}3-leads - Clamp-Type - IEC{R}REF: ELD-DT3-90G-I | ECG Leadwires Disposable/DT-Type/3-leads/Clamp-Type/IEC
6017715 | ECG Leadwires | ELD-DT3-90S-A | Disposable/DT-Type/3-leads/knot-Type/AHA | ECG Leadwires Disposable - DT-Type - 3-leads - Knot-Type - AHA | ECG Leadwires Disposable - DT-Type{R}3-leads - Knot-Type - AHA{R}REF: ELD-DT3-90S-A | ECG Leadwires Disposable/DT-Type/3-leads/knot-Type/AHA
6017716 | ECG Leadwires | ELD-DT3-90S-I | Disposable/DT-Type/3-leads/knot-Type/IEC | ECG Leadwires Disposable - DT-Type - 3-leads - Knot-Type - IEC | ECG Leadwires Disposable - DT-Type{R}3-leads - Knot-Type - IEC{R}REF: ELD-DT3-90S-I | ECG Leadwires Disposable/DT-Type/3-leads/knot-Type/IEC
6017717 | ECG Leadwires | ELD-CV3-300G-A | Disposable/COVIDIEN-Type/3-leads/Clamp-Type/AHA | ECG Leadwires Disposable - COVIDIEN-Type - 3-leads - Clamp-Type - AHA | ECG Leadwires Disposable - COVIDIEN-Type{R}3-leads - Clamp-Type - AHA{R}REF: ELD-CV3-300G-A | ECG Leadwires Disposable/COVIDIEN-Type/3-leads/Clamp-Type/AHA
6017718 | ECG Leadwires | ELD-CV3-300G-I | Disposable/COVIDIEN-Type/3-leads/Clamp-Type/IEC | ECG Leadwires Disposable - COVIDIEN-Type - 3-leads - Clamp-Type - IEC | ECG Leadwires Disposable - COVIDIEN-Type{R}3-leads - Clamp-Type - IEC{R}REF: ELD-CV3-300G-I | ECG Leadwires Disposable/COVIDIEN-Type/3-leads/Clamp-Type/IEC
6017719 | ECG Leadwires | ELD-CV3-300S-A | Disposable/COVIDIEN-Type/3-leads/knot-Type/AHA | ECG Leadwires Disposable - COVIDIEN-Type - 3-leads - Knot-Type - AHA | ECG Leadwires Disposable - COVIDIEN-Type{R}3-leads - Knot-Type - AHA{R}REF: ELD-CV3-300S-A | ECG Leadwires Disposable/COVIDIEN-Type/3-leads/knot-Type/AHA
6017720 | ECG Leadwires | ELD-CV3-300S-I | Disposable/COVIDIEN-Type/3-leads/knot-Type/IEC | ECG Leadwires Disposable - COVIDIEN-Type - 3-leads - Knot-Type - IEC | ECG Leadwires Disposable - COVIDIEN-Type{R}3-leads - Knot-Type - IEC{R}REF: ELD-CV3-300S-I | ECG Leadwires Disposable/COVIDIEN-Type/3-leads/knot-Type/IEC
6017721 | ECG Leadwires | ELD-AA TypeS3-90G-A | Disposable/AA Type-dissociate/3-leads/Clamp-Type/AHA | ECG Leadwires Disposable - AA-Type-dissociate - 3-leads - Clamp-Type - AHA | ECG Leadwires Disposable - AA-Type-dissociate{R}3-leads - Clamp-Type - AHA{R}REF: ELD-AA TypeS3-90G-A | ECG Leadwires Disposable/AA Type-dissociate/3-leads/Clamp-Type/AHA
6017722 | ECG Leadwires | ELD-AA TypeS3-90G-I | Disposable/AA Type-dissociate/3-leads/Clamp-Type/IEC | ECG Leadwires Disposable - AA-Type-dissociate - 3-leads - Clamp-Type - IEC | ECG Leadwires Disposable - AA-Type-dissociate{R}3-leads - Clamp-Type - IEC{R}REF: ELD-AA TypeS3-90G-I | ECG Leadwires Disposable/AA Type-dissociate/3-leads/Clamp-Type/IEC
6017723 | ECG Leadwires | ELD-AA TypeS3-90S-A | Disposable/AA Type-dissociate/3-leads/knot-Type/AHA | ECG Leadwires Disposable - AA-Type-dissociate - 3-leads - Knot-Type - AHA | ECG Leadwires Disposable - AA-Type-dissociate{R}3-leads - Knot-Type - AHA{R}REF: ELD-AA TypeS3-90S-A | ECG Leadwires Disposable/AA Type-dissociate/3-leads/knot-Type/AHA
6017724 | ECG Leadwires | ELD-AA TypeS3-90S-I | Disposable/AA Type-dissociate/3-leads/knot-Type/IEC | ECG Leadwires Disposable - AA-Type-dissociate - 3-leads - Knot-Type - IEC | ECG Leadwires Disposable - AA-Type-dissociate{R}3-leads - Knot-Type - IEC{R}REF: ELD-AA TypeS3-90S-I | ECG Leadwires Disposable/AA Type-dissociate/3-leads/knot-Type/IEC
6017725 | ECG Leadwires | ELD-MRB3-90G-A | Disposable/MR-Type/3-leads/Clamp-Type/AHA/814 | ECG Leadwires Disposable - MR-Type - 3-leads - Clamp-Type - AHA - 814 | ECG Leadwires Disposable - MR-Type{R}3-leads - Clamp-Type - AHA - 814{R}REF: ELD-MRB3-90G-A | ECG Leadwires Disposable/MR-Type/3-leads/Clamp-Type/AHA/814
6017726 | ECG Leadwires | ELD-MRB3-90G-I | Disposable/MR-Type/3-leads/Clamp-Type/IEC/814 | ECG Leadwires Disposable - MR-Type - 3-leads - Clamp-Type - IEC - 814 | ECG Leadwires Disposable - MR-Type{R}3-leads - Clamp-Type - IEC - 814{R}REF: ELD-MRB3-90G-I | ECG Leadwires Disposable/MR-Type/3-leads/Clamp-Type/IEC/814
6017727 | ECG Leadwires | ELD-MRB3-90S-A | Disposable/MR-Type/3-leads/knot-Type/AHA/814 | ECG Leadwires Disposable - MR-Type - 3-leads - Knot-Type - AHA - 814 | ECG Leadwires Disposable - MR-Type{R}3-leads - Knot-Type - AHA - 814{R}REF: ELD-MRB3-90S-A | ECG Leadwires Disposable/MR-Type/3-leads/knot-Type/AHA/814
6017728 | ECG Leadwires | ELD-MRB3-90S-I | Disposable/MR-Type/3-leads/knot-Type/IEC/814 | ECG Leadwires Disposable - MR-Type - 3-leads - Knot-Type - IEC - 814 | ECG Leadwires Disposable - MR-Type{R}3-leads - Knot-Type - IEC - 814{R}REF: ELD-MRB3-90S-I | ECG Leadwires Disposable/MR-Type/3-leads/knot-Type/IEC/814
6017729 | ECG Leadwires | ELD-NKB3-90G-A | Disposable/NKB-Type/3-leads/Clamp-Type/AHA/824Z | ECG Leadwires Disposable - NKB-Type - 3-leads - Clamp-Type - AHA - 824Z | ECG Leadwires Disposable - NKB-Type{R}3-leads - Clamp-Type - AHA - 824Z{R}REF: ELD-NKB3-90G-A | ECG Leadwires Disposable/NKB-Type/3-leads/Clamp-Type/AHA/824Z
6017730 | ECG Leadwires | ELD-NKB3-90G-I | Disposable/NKB-Type/3-leads/Clamp-Type/IEC/824Z | ECG Leadwires Disposable - NKB-Type - 3-leads - Clamp-Type - IEC - 824Z | ECG Leadwires Disposable - NKB-Type{R}3-leads - Clamp-Type - IEC - 824Z{R}REF: ELD-NKB3-90G-I | ECG Leadwires Disposable/NKB-Type/3-leads/Clamp-Type/IEC/824Z
6017731 | ECG Leadwires | ELD-NKB3-90S-A | Disposable/NKB-Type/3-leads/knot-Type/AHA/824Z | ECG Leadwires Disposable - NKB-Type - 3-leads - Knot-Type - AHA - 824Z | ECG Leadwires Disposable - NKB-Type{R}3-leads - Knot-Type - AHA - 824Z{R}REF: ELD-NKB3-90S-A | ECG Leadwires Disposable/NKB-Type/3-leads/knot-Type/AHA/824Z
6017732 | ECG Leadwires | ELD-NKB3-90S-I | Disposable/NKB-Type/3-leads/knot-Type/IEC/824Z | ECG Leadwires Disposable - NKB-Type - 3-leads - Knot-Type - IEC - 824Z | ECG Leadwires Disposable - NKB-Type{R}3-leads - Knot-Type - IEC - 824Z{R}REF: ELD-NKB3-90S-I | ECG Leadwires Disposable/NKB-Type/3-leads/knot-Type/IEC/824Z
6017733 | ECG Leadwires | ELD-D3-60G-A | Disposable/D-Type/3-leads/Clamp-Type/AHA | ECG Leadwires Disposable - D-Type - 3-leads - Clamp-Type - AHA | ECG Leadwires Disposable - D-Type{R}3-leads - Clamp-Type - AHA{R}REF: ELD-D3-60G-A | ECG Leadwires Disposable/D-Type/3-leads/Clamp-Type/AHA
6017734 | ECG Leadwires | ELD-D3-60G-I | Disposable/D-Type/3-leads/Clamp-Type/IEC | ECG Leadwires Disposable - D-Type - 3-leads - Clamp-Type - IEC | ECG Leadwires Disposable - D-Type{R}3-leads - Clamp-Type - IEC{R}REF: ELD-D3-60G-I | ECG Leadwires Disposable/D-Type/3-leads/Clamp-Type/IEC
6017735 | ECG Leadwires | ELD-D3-60S-A | Disposable/D-Type/3-leads/knot-Type/AHA | ECG Leadwires Disposable - D-Type - 3-leads - Knot-Type - AHA | ECG Leadwires Disposable - D-Type{R}3-leads - Knot-Type - AHA{R}REF: ELD-D3-60S-A | ECG Leadwires Disposable/D-Type/3-leads/knot-Type/AHA
6017736 | ECG Leadwires | ELD-D3-60S-I | Disposable/D-Type/3-leads/knot-Type/IEC | ECG Leadwires Disposable - D-Type - 3-leads - Knot-Type - IEC | ECG Leadwires Disposable - D-Type{R}3-leads - Knot-Type - IEC{R}REF: ELD-D3-60S-I | ECG Leadwires Disposable/D-Type/3-leads/knot-Type/IEC
6017737 | ECG Leadwires | ELD-TAA Type3-90G-A | Disposable/AA Type-Type/3-leads/Clamp-Type/AHA/801T | ECG Leadwires Disposable - AA-Type-Type - 3-leads - Clamp-Type - AHA - 801T | ECG Leadwires Disposable - AA-Type-Type{R}3-leads - Clamp-Type - AHA - 801T{R}REF: ELD-TAA Type3-90G-A | ECG Leadwires Disposable/AA Type-Type/3-leads/Clamp-Type/AHA/801T
6017738 | ECG Leadwires | ELD-TAA Type3-90G-I | Disposable/AA Type-Type/3-leads/Clamp-Type/IEC/801T | ECG Leadwires Disposable - AA-Type-Type - 3-leads - Clamp-Type - IEC - 801T | ECG Leadwires Disposable - AA-Type-Type{R}3-leads - Clamp-Type - IEC - 801T{R}REF: ELD-TAA Type3-90G-I | ECG Leadwires Disposable/AA Type-Type/3-leads/Clamp-Type/IEC/801T
6017739 | ECG Leadwires | ELD-TAA Type3-90S-A | Disposable/AA Type-Type/3-leads/knot-Type/AHA/801T | ECG Leadwires Disposable - AA-Type-Type - 3-leads - Knot-Type - AHA - 801T | ECG Leadwires Disposable - AA-Type-Type{R}3-leads - Knot-Type - AHA - 801T{R}REF: ELD-TAA Type3-90S-A | ECG Leadwires Disposable/AA Type-Type/3-leads/knot-Type/AHA/801T
6017740 | ECG Leadwires | ELD-TAA Type3-90S-I | Disposable/AA Type-Type/3-leads/knot-Type/IEC/801T | ECG Leadwires Disposable - AA-Type-Type - 3-leads - Knot-Type - IEC - 801T | ECG Leadwires Disposable - AA-Type-Type{R}3-leads - Knot-Type - IEC - 801T{R}REF: ELD-TAA Type3-90S-I | ECG Leadwires Disposable/AA Type-Type/3-leads/knot-Type/IEC/801T
6017741 | ECG Leadwires | ELD-TAF3-90G-A | Disposable/AF-Type/3-leads/Clamp-Type/AHA/809 | ECG Leadwires Disposable - AF-Type - 3-leads - Clamp-Type - AHA - 809 | ECG Leadwires Disposable - AF-Type{R}3-leads - Clamp-Type - AHA - 809{R}REF: ELD-TAF3-90G-A | ECG Leadwires Disposable/AF-Type/3-leads/Clamp-Type/AHA/809
6017742 | ECG Leadwires | ELD-TAF3-90G-I | Disposable/AF-Type/3-leads/Clamp-Type/IEC/809 | ECG Leadwires Disposable - AF-Type - 3-leads - Clamp-Type - IEC - 809 | ECG Leadwires Disposable - AF-Type{R}3-leads - Clamp-Type - IEC - 809{R}REF: ELD-TAF3-90G-I | ECG Leadwires Disposable/AF-Type/3-leads/Clamp-Type/IEC/809
6017743 | ECG Leadwires | ELD-TAF3-90S-A | Disposable/AF-Type/3-leads/knot-Type/AHA/809 | ECG Leadwires Disposable - AF-Type - 3-leads - Knot-Type - AHA - 809 | ECG Leadwires Disposable - AF-Type{R}3-leads - Knot-Type - AHA - 809{R}REF: ELD-TAF3-90S-A | ECG Leadwires Disposable/AF-Type/3-leads/knot-Type/AHA/809
6017744 | ECG Leadwires | ELD-TAF3-90S-I | Disposable/AF-Type/3-leads/knot-Type/IEC/809 | ECG Leadwires Disposable - AF-Type - 3-leads - Knot-Type - IEC - 809 | ECG Leadwires Disposable - AF-Type{R}3-leads - Knot-Type - IEC - 809{R}REF: ELD-TAF3-90S-I | ECG Leadwires Disposable/AF-Type/3-leads/knot-Type/IEC/809
6017745 | ECG Leadwires | ELD-TMX3-90G-A | Disposable/Philips-MX40/3-leads/Clamp-Type/AHA/855ZD | ECG Leadwires Disposable - Philips-MX40 - 3-leads - Clamp-Type - AHA - 855ZD | ECG Leadwires Disposable - Philips-MX40{R}3-leads - Clamp-Type - AHA - 855ZD{R}REF: ELD-TMX3-90G-A | ECG Leadwires Disposable/Philips-MX40/3-leads/Clamp-Type/AHA/855ZD
6017746 | ECG Leadwires | ELD-TMX3-90G-I | Disposable/Philips-MX40/3-leads/Clamp-Type/IEC/855ZD | ECG Leadwires Disposable - Philips-MX40 - 3-leads - Clamp-Type - IEC - 855ZD | ECG Leadwires Disposable - Philips-MX40{R}3-leads - Clamp-Type - IEC - 855ZD{R}REF: ELD-TMX3-90G-I | ECG Leadwires Disposable/Philips-MX40/3-leads/Clamp-Type/IEC/855ZD
6017747 | ECG Leadwires | ELD-TMX3-90S-A | Disposable/Philips-MX40/3-leads/knot-Type/AHA/855ZD | ECG Leadwires Disposable - Philips-MX40 - 3-leads - Knot-Type - AHA - 855ZD | ECG Leadwires Disposable - Philips-MX40{R}3-leads - Knot-Type - AHA - 855ZD{R}REF: ELD-TMX3-90S-A | ECG Leadwires Disposable/Philips-MX40/3-leads/knot-Type/AHA/855ZD
6017748 | ECG Leadwires | ELD-TMX3-90S-I | Disposable/Philips-MX40/3-leads/knot-Type/IEC/855ZD | ECG Leadwires Disposable - Philips-MX40 - 3-leads - Knot-Type - IEC - 855ZD | ECG Leadwires Disposable - Philips-MX40{R}3-leads - Knot-Type - IEC - 855ZD{R}REF: ELD-TMX3-90S-I | ECG Leadwires Disposable/Philips-MX40/3-leads/knot-Type/IEC/855ZD
6017749 | ECG Leadwires | ELD-D3-90G-A | Disposable/D-Type/3-leads/Clamp-Type/AHA | ECG Leadwires Disposable - D-Type - 3-leads - Clamp-Type - AHA | ECG Leadwires Disposable - D-Type{R}3-leads - Clamp-Type - AHA{R}REF: ELD-D3-90G-A | ECG Leadwires Disposable/D-Type/3-leads/Clamp-Type/AHA
6017750 | ECG Leadwires | ELD-D3-90G-I | Disposable/D-Type/3-leads/Clamp-Type/IEC | ECG Leadwires Disposable - D-Type - 3-leads - Clamp-Type - IEC | ECG Leadwires Disposable - D-Type{R}3-leads - Clamp-Type - IEC{R}REF: ELD-D3-90G-I | ECG Leadwires Disposable/D-Type/3-leads/Clamp-Type/IEC
6017751 | ECG Leadwires | ELD-D3-90S-A | Disposable/D-Type/3-leads/knot-Type/AHA | ECG Leadwires Disposable - D-Type - 3-leads - Knot-Type - AHA | ECG Leadwires Disposable - D-Type{R}3-leads - Knot-Type - AHA{R}REF: ELD-D3-90S-A | ECG Leadwires Disposable/D-Type/3-leads/knot-Type/AHA
6017752 | ECG Leadwires | ELD-D3-90S-I | Disposable/D-Type/3-leads/knot-Type/IEC | ECG Leadwires Disposable - D-Type - 3-leads - Knot-Type - IEC | ECG Leadwires Disposable - D-Type{R}3-leads - Knot-Type - IEC{R}REF: ELD-D3-90S-I | ECG Leadwires Disposable/D-Type/3-leads/knot-Type/IEC
6017753 | ECG Leadwires | ELD-CV5-90G-A | Disposable/COVIDIEN-Type/5-leads/Clamp-Type/AHA | ECG Leadwires Disposable - COVIDIEN-Type - 5-leads - Clamp-Type - AHA | ECG Leadwires Disposable - COVIDIEN-Type{R}5-leads - Clamp-Type - AHA{R}REF: ELD-CV5-90G-A | ECG Leadwires Disposable/COVIDIEN-Type/5-leads/Clamp-Type/AHA
6017754 | ECG Leadwires | ELD-CV5-90G-I | Disposable/COVIDIEN-Type/5-leads/Clamp-Type/IEC | ECG Leadwires Disposable - COVIDIEN-Type - 5-leads - Clamp-Type - IEC | ECG Leadwires Disposable - COVIDIEN-Type{R}5-leads - Clamp-Type - IEC{R}REF: ELD-CV5-90G-I | ECG Leadwires Disposable/COVIDIEN-Type/5-leads/Clamp-Type/IEC
6017755 | ECG Leadwires | ELD-CV5-90S-A | Disposable/COVIDIEN-Type/5-leads/knot-Type/AHA | ECG Leadwires Disposable - COVIDIEN-Type - 5-leads - Knot-Type - AHA | ECG Leadwires Disposable - COVIDIEN-Type{R}5-leads - Knot-Type - AHA{R}REF: ELD-CV5-90S-A | ECG Leadwires Disposable/COVIDIEN-Type/5-leads/knot-Type/AHA
6017756 | ECG Leadwires | ELD-CV5-90S-I | Disposable/COVIDIEN-Type/5-leads/knot-Type/IEC | ECG Leadwires Disposable - COVIDIEN-Type - 5-leads - Knot-Type - IEC | ECG Leadwires Disposable - COVIDIEN-Type{R}5-leads - Knot-Type - IEC{R}REF: ELD-CV5-90S-I | ECG Leadwires Disposable/COVIDIEN-Type/5-leads/knot-Type/IEC
6017757 | ECG Leadwires | ELD-PH5-90G-A | Disposable/PH Type/5-leads/Clamp-Type/AHA | ECG Leadwires Disposable - PH-Type - 5-leads - Clamp-Type - AHA | ECG Leadwires Disposable - PH-Type{R}5-leads - Clamp-Type - AHA{R}REF: ELD-PH5-90G-A | ECG Leadwires Disposable/PH Type/5-leads/Clamp-Type/AHA
6017758 | ECG Leadwires | ELD-PH5-90G-I | Disposable/PH Type/5-leads/Clamp-Type/IEC | ECG Leadwires Disposable - PH-Type - 5-leads - Clamp-Type - IEC | ECG Leadwires Disposable - PH-Type{R}5-leads - Clamp-Type - IEC{R}REF: ELD-PH5-90G-I | ECG Leadwires Disposable/PH Type/5-leads/Clamp-Type/IEC
6017759 | ECG Leadwires | ELD-PH5-90S-A | Disposable/PH Type/5-leads/knot-Type/AHA | ECG Leadwires Disposable - PH-Type - 5-leads - Knot-Type - AHA | ECG Leadwires Disposable - PH-Type{R}5-leads - Knot-Type - AHA{R}REF: ELD-PH5-90S-A | ECG Leadwires Disposable/PH Type/5-leads/knot-Type/AHA
6017760 | ECG Leadwires | ELD-PH5-90S-I | Disposable/PH Type/5-leads/knot-Type/IEC | ECG Leadwires Disposable - PH-Type - 5-leads - Knot-Type - IEC | ECG Leadwires Disposable - PH-Type{R}5-leads - Knot-Type - IEC{R}REF: ELD-PH5-90S-I | ECG Leadwires Disposable/PH Type/5-leads/knot-Type/IEC
6017761 | ECG Leadwires | ELD-MQ5-90G-A | Disposable/MQ Type/5-leads/Clamp-Type/AHA | ECG Leadwires Disposable - MQ-Type - 5-leads - Clamp-Type - AHA | ECG Leadwires Disposable - MQ-Type{R}5-leads - Clamp-Type - AHA{R}REF: ELD-MQ5-90G-A | ECG Leadwires Disposable/MQ Type/5-leads/Clamp-Type/AHA
6017762 | ECG Leadwires | ELD-MQ5-90G-I | Disposable/MQ Type/5-leads/Clamp-Type/IEC | ECG Leadwires Disposable - MQ-Type - 5-leads - Clamp-Type - IEC | ECG Leadwires Disposable - MQ-Type{R}5-leads - Clamp-Type - IEC{R}REF: ELD-MQ5-90G-I | ECG Leadwires Disposable/MQ Type/5-leads/Clamp-Type/IEC
6017763 | ECG Leadwires | ELD-MQ5-90S-A | Disposable/MQ Type/5-leads/knot-Type/AHA | ECG Leadwires Disposable - MQ-Type - 5-leads - Knot-Type - AHA | ECG Leadwires Disposable - MQ-Type{R}5-leads - Knot-Type - AHA{R}REF: ELD-MQ5-90S-A | ECG Leadwires Disposable/MQ Type/5-leads/knot-Type/AHA
6017764 | ECG Leadwires | ELD-MQ5-90S-I | Disposable/MQ Type/5-leads/knot-Type/IEC | ECG Leadwires Disposable - MQ-Type - 5-leads - Knot-Type - IEC | ECG Leadwires Disposable - MQ-Type{R}5-leads - Knot-Type - IEC{R}REF: ELD-MQ5-90S-I | ECG Leadwires Disposable/MQ Type/5-leads/knot-Type/IEC
6017765 | ECG Leadwires | ELD-D5-90G-A | Disposable/D-Type/5-leads/Clamp-Type/AHA | ECG Leadwires Disposable - D-Type - 5-leads - Clamp-Type - AHA | ECG Leadwires Disposable - D-Type{R}5-leads - Clamp-Type - AHA{R}REF: ELD-D5-90G-A | ECG Leadwires Disposable/D-Type/5-leads/Clamp-Type/AHA
6017766 | ECG Leadwires | ELD-D5-90G-I | Disposable/D-Type/5-leads/Clamp-Type/IEC | ECG Leadwires Disposable - D-Type - 5-leads - Clamp-Type - IEC | ECG Leadwires Disposable - D-Type{R}5-leads - Clamp-Type - IEC{R}REF: ELD-D5-90G-I | ECG Leadwires Disposable/D-Type/5-leads/Clamp-Type/IEC
6017767 | ECG Leadwires | ELD-D5-90S-A | Disposable/D-Type/5-leads/knot-Type/AHA | ECG Leadwires Disposable - D-Type - 5-leads - Knot-Type - AHA | ECG Leadwires Disposable - D-Type{R}5-leads - Knot-Type - AHA{R}REF: ELD-D5-90S-A | ECG Leadwires Disposable/D-Type/5-leads/knot-Type/AHA
6017768 | ECG Leadwires | ELD-D5-90S-I | Disposable/D-Type/5-leads/knot-Type/IEC | ECG Leadwires Disposable - D-Type - 5-leads - Knot-Type - IEC | ECG Leadwires Disposable - D-Type{R}5-leads - Knot-Type - IEC{R}REF: ELD-D5-90S-I | ECG Leadwires Disposable/D-Type/5-leads/knot-Type/IEC
6017769 | ECG Leadwires | ELD-DT5-90S-A | Disposable/DT-Type/5-leads/knot-Type/AHA/827 | ECG Leadwires Disposable - DT-Type - 5-leads - Knot-Type - AHA - 827 | ECG Leadwires Disposable - DT-Type{R}5-leads - Knot-Type - AHA - 827{R}REF: ELD-DT5-90S-A | ECG Leadwires Disposable/DT-Type/5-leads/knot-Type/AHA/827
6017770 | ECG Leadwires | ELD-DT5-90S-I | Disposable/DT-Type/5-leads/knot-Type/IEC/827 | ECG Leadwires Disposable - DT-Type - 5-leads - Knot-Type - IEC - 827 | ECG Leadwires Disposable - DT-Type{R}5-leads - Knot-Type - IEC - 827{R}REF: ELD-DT5-90S-I | ECG Leadwires Disposable/DT-Type/5-leads/knot-Type/IEC/827
6017771 | ECG Leadwires | ELD-TPH5-90G-A | Disposable/PH Type/5-leads/Clamp-Type/AHA/804ZT | ECG Leadwires Disposable - PH-Type - 5-leads - Clamp-Type - AHA - 804ZT | ECG Leadwires Disposable - PH-Type{R}5-leads - Clamp-Type - AHA - 804ZT{R}REF: ELD-TPH5-90G-A | ECG Leadwires Disposable/PH Type/5-leads/Clamp-Type/AHA/804ZT
6017772 | ECG Leadwires | ELD-TPH5-90G-I | Disposable/PH Type/5-leads/Clamp-Type/IEC/804ZT | ECG Leadwires Disposable - PH-Type - 5-leads - Clamp-Type - IEC - 804ZT | ECG Leadwires Disposable - PH-Type{R}5-leads - Clamp-Type - IEC - 804ZT{R}REF: ELD-TPH5-90G-I | ECG Leadwires Disposable/PH Type/5-leads/Clamp-Type/IEC/804ZT
6017773 | ECG Leadwires | ELD-TPH5-90S-A | Disposable/PH Type/5-leads/knot-Type/AHA/804ZT | ECG Leadwires Disposable - PH-Type - 5-leads - Knot-Type - AHA - 804ZT | ECG Leadwires Disposable - PH-Type{R}5-leads - Knot-Type - AHA - 804ZT{R}REF: ELD-TPH5-90S-A | ECG Leadwires Disposable/PH Type/5-leads/knot-Type/AHA/804ZT
6017774 | ECG Leadwires | ELD-TPH5-90S-I | Disposable/PH Type/5-leads/knot-Type/IEC/804ZT | ECG Leadwires Disposable - PH-Type - 5-leads - Knot-Type - IEC - 804ZT | ECG Leadwires Disposable - PH-Type{R}5-leads - Knot-Type - IEC - 804ZT{R}REF: ELD-TPH5-90S-I | ECG Leadwires Disposable/PH Type/5-leads/knot-Type/IEC/804ZT
6017775 | ECG Leadwires | ELD-AA TypeS5-90G-A | Disposable/AA Type-dissociate/5-leads/Clamp-Type/AHA | ECG Leadwires Disposable - AA-Type-dissociate - 5-leads - Clamp-Type - AHA | ECG Leadwires Disposable - AA-Type-dissociate{R}5-leads - Clamp-Type - AHA{R}REF: ELD-AA TypeS5-90G-A | ECG Leadwires Disposable/AA Type-dissociate/5-leads/Clamp-Type/AHA
6017776 | ECG Leadwires | ELD-AA TypeS5-90G-I | Disposable/AA Type-dissociate/5-leads/Clamp-Type/IEC | ECG Leadwires Disposable - AA-Type-dissociate - 5-leads - Clamp-Type - IEC | ECG Leadwires Disposable - AA-Type-dissociate{R}5-leads - Clamp-Type - IEC{R}REF: ELD-AA TypeS5-90G-I | ECG Leadwires Disposable/AA Type-dissociate/5-leads/Clamp-Type/IEC
6017777 | ECG Leadwires | ELD-AA TypeS5-90S-A | Disposable/AA Type-dissociate/5-leads/knot-Type/AHA | ECG Leadwires Disposable - AA-Type-dissociate - 5-leads - Knot-Type - AHA | ECG Leadwires Disposable - AA-Type-dissociate{R}5-leads - Knot-Type - AHA{R}REF: ELD-AA TypeS5-90S-A | ECG Leadwires Disposable/AA Type-dissociate/5-leads/knot-Type/AHA
6017778 | ECG Leadwires | ELD-AA TypeS5-90S-I | Disposable/AA Type-dissociate/5-leads/knot-Type/IEC | ECG Leadwires Disposable - AA-Type-dissociate - 5-leads - Knot-Type - IEC | ECG Leadwires Disposable - AA-Type-dissociate{R}5-leads - Knot-Type - IEC{R}REF: ELD-AA TypeS5-90S-I | ECG Leadwires Disposable/AA Type-dissociate/5-leads/knot-Type/IEC
6017779 | ECG Leadwires | ELD-TMX5NE-90G-A | Disposable/Philips-MX40+NellcorSpO2 Cable/5-leads/Clamp-Type/AHA | ECG Leadwires Disposable - Philips-MX40+NellcorSpO2 Cable - 5-leads - Clamp-Type - AHA | ECG Leadwires Disposable - Philips-MX40+NellcorSpO2 Cable{R}5-leads - Clamp-Type - AHA{R}REF: ELD-TMX5NE-90G-A | ECG Leadwires Disposable/Philips-MX40+NellcorSpO2 Cable/5-leads/Clamp-Type/AHA
6017780 | ECG Leadwires | ELD-TMX5NE-90G-I | Disposable/Philips-MX40+NellcorSpO2 Cable/5-leads/Clamp-Type/IEC | ECG Leadwires Disposable - Philips-MX40+NellcorSpO2 Cable - 5-leads - Clamp-Type - IEC | ECG Leadwires Disposable - Philips-MX40+NellcorSpO2 Cable{R}5-leads - Clamp-Type - IEC{R}REF: ELD-TMX5NE-90G-I | ECG Leadwires Disposable/Philips-MX40+NellcorSpO2 Cable/5-leads/Clamp-Type/IEC
6017781 | ECG Leadwires | ELD-TMX5NE-90S-A | Disposable/Philips-MX40+NellcorSpO2 Cable/5-leads/knot-Type/AHA | ECG Leadwires Disposable - Philips-MX40+NellcorSpO2 Cable - 5-leads - Knot-Type - AHA | ECG Leadwires Disposable - Philips-MX40+NellcorSpO2 Cable{R}5-leads - Knot-Type - AHA{R}REF: ELD-TMX5NE-90S-A | ECG Leadwires Disposable/Philips-MX40+NellcorSpO2 Cable/5-leads/knot-Type/AHA
6017782 | ECG Leadwires | ELD-TMX5NE-90S-I | Disposable/Philips-MX40+NellcorSpO2 Cable/5-leads/knot-Type/IEC | ECG Leadwires Disposable - Philips-MX40+NellcorSpO2 Cable - 5-leads - Knot-Type - IEC | ECG Leadwires Disposable - Philips-MX40+NellcorSpO2 Cable{R}5-leads - Knot-Type - IEC{R}REF: ELD-TMX5NE-90S-I | ECG Leadwires Disposable/Philips-MX40+NellcorSpO2 Cable/5-leads/knot-Type/IEC
6017783 | ECG Leadwires | ELD-DT5-90G-A | Disposable/DT-Type/5-leads/Clamp-Type/AHA/827 | ECG Leadwires Disposable - DT-Type - 5-leads - Clamp-Type - AHA - 827 | ECG Leadwires Disposable - DT-Type{R}5-leads - Clamp-Type - AHA - 827{R}REF: ELD-DT5-90G-A | ECG Leadwires Disposable/DT-Type/5-leads/Clamp-Type/AHA/827
6017784 | ECG Leadwires | ELD-DT5-90G-I | Disposable/DT-Type/5-leads/Clamp-Type/IEC/827 | ECG Leadwires Disposable - DT-Type - 5-leads - Clamp-Type - IEC - 827 | ECG Leadwires Disposable - DT-Type{R}5-leads - Clamp-Type - IEC - 827{R}REF: ELD-DT5-90G-I | ECG Leadwires Disposable/DT-Type/5-leads/Clamp-Type/IEC/827
6017785 | ECG Leadwires | ELD-CV5-300G-A | Disposable/COVIDIEN-Type/5-leads/Clamp-Type/AHA | ECG Leadwires Disposable - COVIDIEN-Type - 5-leads - Clamp-Type - AHA | ECG Leadwires Disposable - COVIDIEN-Type{R}5-leads - Clamp-Type - AHA{R}REF: ELD-CV5-300G-A | ECG Leadwires Disposable/COVIDIEN-Type/5-leads/Clamp-Type/AHA
6017786 | ECG Leadwires | ELD-CV5-300G-I | Disposable/COVIDIEN-Type/5-leads/Clamp-Type/IEC | ECG Leadwires Disposable - COVIDIEN-Type - 5-leads - Clamp-Type - IEC | ECG Leadwires Disposable - COVIDIEN-Type{R}5-leads - Clamp-Type - IEC{R}REF: ELD-CV5-300G-I | ECG Leadwires Disposable/COVIDIEN-Type/5-leads/Clamp-Type/IEC
6017787 | ECG Leadwires | ELD-CV5-300S-A | Disposable/COVIDIEN-Type/5-leads/knot-Type/AHA | ECG Leadwires Disposable - COVIDIEN-Type - 5-leads - Knot-Type - AHA | ECG Leadwires Disposable - COVIDIEN-Type{R}5-leads - Knot-Type - AHA{R}REF: ELD-CV5-300S-A | ECG Leadwires Disposable/COVIDIEN-Type/5-leads/knot-Type/AHA
6017788 | ECG Leadwires | ELD-CV5-300S-I | Disposable/COVIDIEN-Type/5-leads/knot-Type/IEC | ECG Leadwires Disposable - COVIDIEN-Type - 5-leads - Knot-Type - IEC | ECG Leadwires Disposable - COVIDIEN-Type{R}5-leads - Knot-Type - IEC{R}REF: ELD-CV5-300S-I | ECG Leadwires Disposable/COVIDIEN-Type/5-leads/knot-Type/IEC
6017789 | ECG Leadwires | ELD-TMX5-90G-A | Disposable/Philips-MX40/5-leads/Clamp-Type/AHA | ECG Leadwires Disposable - Philips-MX40 - 5-leads - Clamp-Type - AHA | ECG Leadwires Disposable - Philips-MX40{R}5-leads - Clamp-Type - AHA{R}REF: ELD-TMX5-90G-A | ECG Leadwires Disposable/Philips-MX40/5-leads/Clamp-Type/AHA
6017790 | ECG Leadwires | ELD-TMX5-90G-I | Disposable/Philips-MX40/5-leads/Clamp-Type/IEC | ECG Leadwires Disposable - Philips-MX40 - 5-leads - Clamp-Type - IEC | ECG Leadwires Disposable - Philips-MX40{R}5-leads - Clamp-Type - IEC{R}REF: ELD-TMX5-90G-I | ECG Leadwires Disposable/Philips-MX40/5-leads/Clamp-Type/IEC
6017791 | ECG Leadwires | ELD-TMX5-90S-A | Disposable/Philips-MX40/5-leads/knot-Type/AHA | ECG Leadwires Disposable - Philips-MX40 - 5-leads - Knot-Type - AHA | ECG Leadwires Disposable - Philips-MX40{R}5-leads - Knot-Type - AHA{R}REF: ELD-TMX5-90S-A | ECG Leadwires Disposable/Philips-MX40/5-leads/knot-Type/AHA
6017792 | ECG Leadwires | ELD-TMX5-90S-I | Disposable/Philips-MX40/5-leads/knot-Type/IEC | ECG Leadwires Disposable - Philips-MX40 - 5-leads - Knot-Type - IEC | ECG Leadwires Disposable - Philips-MX40{R}5-leads - Knot-Type - IEC{R}REF: ELD-TMX5-90S-I | ECG Leadwires Disposable/Philips-MX40/5-leads/knot-Type/IEC
6017793 | ECG Leadwires | ELD-TMX5S09AN-90G-A | Disposable/Philips-MX40+Non-adhesive Adult+Neonate/5-leads/Clamp-Type/AHA | ECG Leadwires Disposable - Philips-MX40+Non-adhesive Adult+Neonate - 5-leads - Clamp-Type - AHA | ECG Leadwires Disposable - Philips-MX40+Non-adhesive Adult+Neonate{R}5-leads - Clamp-Type - AHA{R}REF: ELD-TMX5S09AN-90G-A | ECG Leadwires Disposable/Philips-MX40+Non-adhesive Adult+Neonate/5-leads/Clamp-Type/AHA
6017794 | ECG Leadwires | ELD-TMX5S09AN-90G-I | Disposable/Philips-MX40+Non-adhesive Adult+Neonate/5-leads/Clamp-Type/IEC | ECG Leadwires Disposable - Philips-MX40+Non-adhesive Adult+Neonate - 5-leads - Clamp-Type - IEC | ECG Leadwires Disposable - Philips-MX40+Non-adhesive Adult+Neonate{R}5-leads - Clamp-Type - IEC{R}REF: ELD-TMX5S09AN-90G-I | ECG Leadwires Disposable/Philips-MX40+Non-adhesive Adult+Neonate/5-leads/Clamp-Type/IEC
6017795 | ECG Leadwires | ELD-TAF5-90G-A | Disposable/AF-Type/5-leads/Clamp-Type/AHA/810 | ECG Leadwires Disposable - AF-Type - 5-leads - Clamp-Type - AHA - 810 | ECG Leadwires Disposable - AF-Type{R}5-leads - Clamp-Type - AHA - 810{R}REF: ELD-TAF5-90G-A | ECG Leadwires Disposable/AF-Type/5-leads/Clamp-Type/AHA/810
6017796 | ECG Leadwires | ELD-TAF5-90G-I | Disposable/AF-Type/5-leads/Clamp-Type/IEC/810 | ECG Leadwires Disposable - AF-Type - 5-leads - Clamp-Type - IEC - 810 | ECG Leadwires Disposable - AF-Type{R}5-leads - Clamp-Type - IEC - 810{R}REF: ELD-TAF5-90G-I | ECG Leadwires Disposable/AF-Type/5-leads/Clamp-Type/IEC/810
6017797 | ECG Leadwires | ELD-TAF5-90S-A | Disposable/AF-Type/5-leads/knot-Type/AHA/810 | ECG Leadwires Disposable - AF-Type - 5-leads - Knot-Type - AHA - 810 | ECG Leadwires Disposable - AF-Type{R}5-leads - Knot-Type - AHA - 810{R}REF: ELD-TAF5-90S-A | ECG Leadwires Disposable/AF-Type/5-leads/knot-Type/AHA/810
6017798 | ECG Leadwires | ELD-TAF5-90S-I | Disposable/AF-Type/5-leads/knot-Type/IEC/810 | ECG Leadwires Disposable - AF-Type - 5-leads - Knot-Type - IEC - 810 | ECG Leadwires Disposable - AF-Type{R}5-leads - Knot-Type - IEC - 810{R}REF: ELD-TAF5-90S-I | ECG Leadwires Disposable/AF-Type/5-leads/knot-Type/IEC/810
6017799 | ECG Leadwires | ELD-DG5-90G-A | Disposable/DG-Type/5-leads/Clamp-Type/AHA/816 | ECG Leadwires Disposable - DG-Type - 5-leads - Clamp-Type - AHA - 816 | ECG Leadwires Disposable - DG-Type{R}5-leads - Clamp-Type - AHA - 816{R}REF: ELD-DG5-90G-A | ECG Leadwires Disposable/DG-Type/5-leads/Clamp-Type/AHA/816
6017800 | ECG Leadwires | ELD-DG5-90G-I | Disposable/DG-Type/5-leads/Clamp-Type/IEC/816 | ECG Leadwires Disposable - DG-Type - 5-leads - Clamp-Type - IEC - 816 | ECG Leadwires Disposable - DG-Type{R}5-leads - Clamp-Type - IEC - 816{R}REF: ELD-DG5-90G-I | ECG Leadwires Disposable/DG-Type/5-leads/Clamp-Type/IEC/816
6017801 | ECG Leadwires | ELD-DG5-90S-A | Disposable/DG-Type/5-leads/knot-Type/AHA/816 | ECG Leadwires Disposable - DG-Type - 5-leads - Knot-Type - AHA - 816 | ECG Leadwires Disposable - DG-Type{R}5-leads - Knot-Type - AHA - 816{R}REF: ELD-DG5-90S-A | ECG Leadwires Disposable/DG-Type/5-leads/knot-Type/AHA/816
6017802 | ECG Leadwires | ELD-DG5-90S-I | Disposable/DG-Type/5-leads/knot-Type/IEC/816 | ECG Leadwires Disposable - DG-Type - 5-leads - Knot-Type - IEC - 816 | ECG Leadwires Disposable - DG-Type{R}5-leads - Knot-Type - IEC - 816{R}REF: ELD-DG5-90S-I | ECG Leadwires Disposable/DG-Type/5-leads/knot-Type/IEC/816
6017803 | ECG Leadwires | ELD-MQV5-90G-A | Disposable/MQ Type/5-leads/Clamp-Type/AHA/808Z | ECG Leadwires Disposable - MQ-Type - 5-leads - Clamp-Type - AHA - 808Z | ECG Leadwires Disposable - MQ-Type{R}5-leads - Clamp-Type - AHA - 808Z{R}REF: ELD-MQV5-90G-A | ECG Leadwires Disposable/MQ Type/5-leads/Clamp-Type/AHA/808Z
6017804 | ECG Leadwires | ELD-MQV5-90G-I | Disposable/MQ Type/5-leads/Clamp-Type/IEC/808Z | ECG Leadwires Disposable - MQ-Type - 5-leads - Clamp-Type - IEC - 808Z | ECG Leadwires Disposable - MQ-Type{R}5-leads - Clamp-Type - IEC - 808Z{R}REF: ELD-MQV5-90G-I | ECG Leadwires Disposable/MQ Type/5-leads/Clamp-Type/IEC/808Z
6017805 | ECG Leadwires | ELD-MQV5-90S-A | Disposable/MQ Type/5-leads/knot-Type/AHA/808Z | ECG Leadwires Disposable - MQ-Type - 5-leads - Knot-Type - AHA - 808Z | ECG Leadwires Disposable - MQ-Type{R}5-leads - Knot-Type - AHA - 808Z{R}REF: ELD-MQV5-90S-A | ECG Leadwires Disposable/MQ Type/5-leads/knot-Type/AHA/808Z
6017806 | ECG Leadwires | ELD-MQV5-90S-I | Disposable/MQ Type/5-leads/knot-Type/IEC/808Z | ECG Leadwires Disposable - MQ-Type - 5-leads - Knot-Type - IEC - 808Z | ECG Leadwires Disposable - MQ-Type{R}5-leads - Knot-Type - IEC - 808Z{R}REF: ELD-MQV5-90S-I | ECG Leadwires Disposable/MQ Type/5-leads/knot-Type/IEC/808Z
6017807 | ECG Leadwires | ELD-CVV5-90G-A | Disposable/COVIDIEN-Type-Chest leads/5-leads/Clamp-Type/AHA | ECG Leadwires Disposable - COVIDIEN-Type-Chest leads - 5-leads - Clamp-Type - AHA | ECG Leadwires Disposable - COVIDIEN-Type-Chest leads{R}5-leads - Clamp-Type - AHA{R}REF: ELD-CVV5-90G-A | ECG Leadwires Disposable/COVIDIEN-Type-Chest leads/5-leads/Clamp-Type/AHA
6017808 | ECG Leadwires | ELD-CVV5-90G-I | Disposable/COVIDIEN-Type-Chest leads/5-leads/Clamp-Type/IEC | ECG Leadwires Disposable - COVIDIEN-Type-Chest leads - 5-leads - Clamp-Type - IEC | ECG Leadwires Disposable - COVIDIEN-Type-Chest leads{R}5-leads - Clamp-Type - IEC{R}REF: ELD-CVV5-90G-I | ECG Leadwires Disposable/COVIDIEN-Type-Chest leads/5-leads/Clamp-Type/IEC
6017809 | ECG Leadwires | ELD-CVV5-90S-A | Disposable/COVIDIEN-Type-Chest leads/5-leads/knot-Type/AHA | ECG Leadwires Disposable - COVIDIEN-Type-Chest leads - 5-leads - Knot-Type - AHA | ECG Leadwires Disposable - COVIDIEN-Type-Chest leads{R}5-leads - Knot-Type - AHA{R}REF: ELD-CVV5-90S-A | ECG Leadwires Disposable/COVIDIEN-Type-Chest leads/5-leads/knot-Type/AHA
6017810 | ECG Leadwires | ELD-CVV5-90S-I | Disposable/COVIDIEN-Type-Chest leads/5-leads/knot-Type/IEC | ECG Leadwires Disposable - COVIDIEN-Type-Chest leads - 5-leads - Knot-Type - IEC | ECG Leadwires Disposable - COVIDIEN-Type-Chest leads{R}5-leads - Knot-Type - IEC{R}REF: ELD-CVV5-90S-I | ECG Leadwires Disposable/COVIDIEN-Type-Chest leads/5-leads/knot-Type/IEC
6017811 | ECG Leadwires | ELD-CVV5-300G-A | Disposable/COVIDIEN-Type-Chest leads/5-leads/Clamp-Type/AHA | ECG Leadwires Disposable - COVIDIEN-Type-Chest leads - 5-leads - Clamp-Type - AHA | ECG Leadwires Disposable - COVIDIEN-Type-Chest leads{R}5-leads - Clamp-Type - AHA{R}REF: ELD-CVV5-300G-A | ECG Leadwires Disposable/COVIDIEN-Type-Chest leads/5-leads/Clamp-Type/AHA
6017812 | ECG Leadwires | ELD-CVV5-300G-I | Disposable/COVIDIEN-Type-Chest leads/5-leads/Clamp-Type/IEC | ECG Leadwires Disposable - COVIDIEN-Type-Chest leads - 5-leads - Clamp-Type - IEC | ECG Leadwires Disposable - COVIDIEN-Type-Chest leads{R}5-leads - Clamp-Type - IEC{R}REF: ELD-CVV5-300G-I | ECG Leadwires Disposable/COVIDIEN-Type-Chest leads/5-leads/Clamp-Type/IEC
6017813 | ECG Leadwires | ELD-CVV5-300S-A | Disposable/COVIDIEN-Type-Chest leads/5-leads/knot-Type/AHA | ECG Leadwires Disposable - COVIDIEN-Type-Chest leads - 5-leads - Knot-Type - AHA | ECG Leadwires Disposable - COVIDIEN-Type-Chest leads{R}5-leads - Knot-Type - AHA{R}REF: ELD-CVV5-300S-A | ECG Leadwires Disposable/COVIDIEN-Type-Chest leads/5-leads/knot-Type/AHA
6017814 | ECG Leadwires | ELD-CVV5-300S-I | Disposable/COVIDIEN-Type-Chest leads/5-leads/knot-Type/IEC | ECG Leadwires Disposable - COVIDIEN-Type-Chest leads - 5-leads - Knot-Type - IEC | ECG Leadwires Disposable - COVIDIEN-Type-Chest leads{R}5-leads - Knot-Type - IEC{R}REF: ELD-CVV5-300S-I | ECG Leadwires Disposable/COVIDIEN-Type-Chest leads/5-leads/knot-Type/IEC
6017815 | ECG Leadwires | ELD-D5-60G-A | Disposable/D-Type/5-leads/Clamp-Type/AHA | ECG Leadwires Disposable - D-Type - 5-leads - Clamp-Type - AHA | ECG Leadwires Disposable - D-Type{R}5-leads - Clamp-Type - AHA{R}REF: ELD-D5-60G-A | ECG Leadwires Disposable/D-Type/5-leads/Clamp-Type/AHA
6017816 | ECG Leadwires | ELD-D5-60G-I | Disposable/D-Type/5-leads/Clamp-Type/IEC | ECG Leadwires Disposable - D-Type - 5-leads - Clamp-Type - IEC | ECG Leadwires Disposable - D-Type{R}5-leads - Clamp-Type - IEC{R}REF: ELD-D5-60G-I | ECG Leadwires Disposable/D-Type/5-leads/Clamp-Type/IEC
6017817 | ECG Leadwires | ELD-D5-60S-A | Disposable/D-Type/5-leads/knot-Type/AHA | ECG Leadwires Disposable - D-Type - 5-leads - Knot-Type - AHA | ECG Leadwires Disposable - D-Type{R}5-leads - Knot-Type - AHA{R}REF: ELD-D5-60S-A | ECG Leadwires Disposable/D-Type/5-leads/knot-Type/AHA
6017818 | ECG Leadwires | ELD-D5-60S-I | Disposable/D-Type/5-leads/knot-Type/IEC | ECG Leadwires Disposable - D-Type - 5-leads - Knot-Type - IEC | ECG Leadwires Disposable - D-Type{R}5-leads - Knot-Type - IEC{R}REF: ELD-D5-60S-I | ECG Leadwires Disposable/D-Type/5-leads/knot-Type/IEC
6017819 | ECG Leadwires | ELD-PHV5-90G-A | Disposable/PH Type-Chest leads/5-leads/Clamp-Type/AHA/805 | ECG Leadwires Disposable - PH-Type-Chest leads - 5-leads - Clamp-Type - AHA - 805 | ECG Leadwires Disposable - PH-Type-Chest leads{R}5-leads - Clamp-Type - AHA - 805{R}REF: ELD-PHV5-90G-A | ECG Leadwires Disposable/PH Type-Chest leads/5-leads/Clamp-Type/AHA/805
6017820 | ECG Leadwires | ELD-PHV5-90G-I | Disposable/PH Type-Chest leads/5-leads/Clamp-Type/IEC/805 | ECG Leadwires Disposable - PH-Type-Chest leads - 5-leads - Clamp-Type - IEC - 805 | ECG Leadwires Disposable - PH-Type-Chest leads{R}5-leads - Clamp-Type - IEC - 805{R}REF: ELD-PHV5-90G-I | ECG Leadwires Disposable/PH Type-Chest leads/5-leads/Clamp-Type/IEC/805
6017821 | ECG Leadwires | ELD-PHV5-90S-A | Disposable/PH Type-Chest leads/5-leads/knot-Type/AHA/805 | ECG Leadwires Disposable - PH-Type-Chest leads - 5-leads - Knot-Type - AHA - 805 | ECG Leadwires Disposable - PH-Type-Chest leads{R}5-leads - Knot-Type - AHA - 805{R}REF: ELD-PHV5-90S-A | ECG Leadwires Disposable/PH Type-Chest leads/5-leads/knot-Type/AHA/805
6017822 | ECG Leadwires | ELD-PHV5-90S-I | Disposable/PH Type-Chest leads/5-leads/knot-Type/IEC/805 | ECG Leadwires Disposable - PH-Type-Chest leads - 5-leads - Knot-Type - IEC - 805 | ECG Leadwires Disposable - PH-Type-Chest leads{R}5-leads - Knot-Type - IEC - 805{R}REF: ELD-PHV5-90S-I | ECG Leadwires Disposable/PH Type-Chest leads/5-leads/knot-Type/IEC/805
6017823 | ECG Leadwires | ELD-SMA5-90G-A | Disposable/SMA-Type/5-leads/Clamp-Type/AHA/813 | ECG Leadwires Disposable - SMA-Type - 5-leads - Clamp-Type - AHA - 813 | ECG Leadwires Disposable - SMA-Type{R}5-leads - Clamp-Type - AHA - 813{R}REF: ELD-SMA5-90G-A | ECG Leadwires Disposable/SMA-Type/5-leads/Clamp-Type/AHA/813
6017824 | ECG Leadwires | ELD-SMA5-90G-I | Disposable/SMA-Type/5-leads/Clamp-Type/IEC/813 | ECG Leadwires Disposable - SMA-Type - 5-leads - Clamp-Type - IEC - 813 | ECG Leadwires Disposable - SMA-Type{R}5-leads - Clamp-Type - IEC - 813{R}REF: ELD-SMA5-90G-I | ECG Leadwires Disposable/SMA-Type/5-leads/Clamp-Type/IEC/813
6017825 | ECG Leadwires | ELD-SMA5-90S-A | Disposable/SMA-Type/5-leads/knot-Type/AHA/813 | ECG Leadwires Disposable - SMA-Type - 5-leads - Knot-Type - AHA - 813 | ECG Leadwires Disposable - SMA-Type{R}5-leads - Knot-Type - AHA - 813{R}REF: ELD-SMA5-90S-A | ECG Leadwires Disposable/SMA-Type/5-leads/knot-Type/AHA/813
6017826 | ECG Leadwires | ELD-SMA5-90S-I | Disposable/SMA-Type/5-leads/knot-Type/IEC/813 | ECG Leadwires Disposable - SMA-Type - 5-leads - Knot-Type - IEC - 813 | ECG Leadwires Disposable - SMA-Type{R}5-leads - Knot-Type - IEC - 813{R}REF: ELD-SMA5-90S-I | ECG Leadwires Disposable/SMA-Type/5-leads/knot-Type/IEC/813
6017827 | ECG Leadwires | ELD-TAA Type5-90G-A | Disposable/AA Type-Type/5-leads/Clamp-Type/AHA/802T | ECG Leadwires Disposable - AA-Type-Type - 5-leads - Clamp-Type - AHA - 802T | ECG Leadwires Disposable - AA-Type-Type{R}5-leads - Clamp-Type - AHA - 802T{R}REF: ELD-TAA Type5-90G-A | ECG Leadwires Disposable/AA Type-Type/5-leads/Clamp-Type/AHA/802T
6017828 | ECG Leadwires | ELD-TAA Type5-90G-I | Disposable/AA Type-Type/5-leads/Clamp-Type/IEC/802T | ECG Leadwires Disposable - AA-Type-Type - 5-leads - Clamp-Type - IEC - 802T | ECG Leadwires Disposable - AA-Type-Type{R}5-leads - Clamp-Type - IEC - 802T{R}REF: ELD-TAA Type5-90G-I | ECG Leadwires Disposable/AA Type-Type/5-leads/Clamp-Type/IEC/802T
6017829 | ECG Leadwires | ELD-TAA Type5-90S-A | Disposable/AA Type-Type/5-leads/knot-Type/AHA/802T | ECG Leadwires Disposable - AA-Type-Type - 5-leads - Knot-Type - AHA - 802T | ECG Leadwires Disposable - AA-Type-Type{R}5-leads - Knot-Type - AHA - 802T{R}REF: ELD-TAA Type5-90S-A | ECG Leadwires Disposable/AA Type-Type/5-leads/knot-Type/AHA/802T
6017830 | ECG Leadwires | ELD-TAA Type5-90S-I | Disposable/AA Type-Type/5-leads/knot-Type/IEC/802T | ECG Leadwires Disposable - AA-Type-Type - 5-leads - Knot-Type - IEC - 802T | ECG Leadwires Disposable - AA-Type-Type{R}5-leads - Knot-Type - IEC - 802T{R}REF: ELD-TAA Type5-90S-I | ECG Leadwires Disposable/AA Type-Type/5-leads/knot-Type/IEC/802T
6017831 | ECG Leadwires | ELD-TMX5S09AN-90S-A | Disposable/Philips-MX40+Non-adhesive Adult+Neonate/5-leads/knot-Type/AHA | ECG Leadwires Disposable - Philips-MX40+Non-adhesive Adult+Neonate - 5-leads - Knot-Type - AHA | ECG Leadwires Disposable - Philips-MX40+Non-adhesive Adult+Neonate{R}5-leads - Knot-Type - AHA{R}REF: ELD-TMX5S09AN-90S-A | ECG Leadwires Disposable/Philips-MX40+Non-adhesive Adult+Neonate/5-leads/knot-Type/AHA
6017832 | ECG Leadwires | ELD-TMX5S09AN-90S-I | Disposable/Philips-MX40+Non-adhesive Adult+Neonate/5-leads/knot-Type/IEC | ECG Leadwires Disposable - Philips-MX40+Non-adhesive Adult+Neonate - 5-leads - Knot-Type - IEC | ECG Leadwires Disposable - Philips-MX40+Non-adhesive Adult+Neonate{R}5-leads - Knot-Type - IEC{R}REF: ELD-TMX5S09AN-90S-I | ECG Leadwires Disposable/Philips-MX40+Non-adhesive Adult+Neonate/5-leads/knot-Type/IEC
6017833 | ECG Leadwires | ELD-NKB6-90G-A | Disposable/NKB-Type/6-leads/Clamp-Type/AHA/824Z | ECG Leadwires Disposable - NKB-Type - 6-leads - Clamp-Type - AHA - 824Z | ECG Leadwires Disposable - NKB-Type{R}6-leads - Clamp-Type - AHA - 824Z{R}REF: ELD-NKB6-90G-A | ECG Leadwires Disposable/NKB-Type/6-leads/Clamp-Type/AHA/824Z
6017834 | ECG Leadwires | ELD-NKB6-90G-I | Disposable/NKB-Type/6-leads/Clamp-Type/IEC/824Z | ECG Leadwires Disposable - NKB-Type - 6-leads - Clamp-Type - IEC - 824Z | ECG Leadwires Disposable - NKB-Type{R}6-leads - Clamp-Type - IEC - 824Z{R}REF: ELD-NKB6-90G-I | ECG Leadwires Disposable/NKB-Type/6-leads/Clamp-Type/IEC/824Z
6017835 | ECG Leadwires | ELD-NKB6-90S-A | Disposable/NKB-Type/6-leads/knot-Type/AHA/824Z | ECG Leadwires Disposable - NKB-Type - 6-leads - Knot-Type - AHA - 824Z | ECG Leadwires Disposable - NKB-Type{R}6-leads - Knot-Type - AHA - 824Z{R}REF: ELD-NKB6-90S-A | ECG Leadwires Disposable/NKB-Type/6-leads/knot-Type/AHA/824Z
6017836 | ECG Leadwires | ELD-NKB6-90S-I | Disposable/NKB-Type/6-leads/knot-Type/IEC/824Z | ECG Leadwires Disposable - NKB-Type - 6-leads - Knot-Type - IEC - 824Z | ECG Leadwires Disposable - NKB-Type{R}6-leads - Knot-Type - IEC - 824Z{R}REF: ELD-NKB6-90S-I | ECG Leadwires Disposable/NKB-Type/6-leads/knot-Type/IEC/824Z
6017837 | ECG Leadwires | ELD-TAF6-90G-A | Disposable/AF-Type/6-leads/Clamp-Type/AHA/811 | ECG Leadwires Disposable - AF-Type - 6-leads - Clamp-Type - AHA - 811 | ECG Leadwires Disposable - AF-Type{R}6-leads - Clamp-Type - AHA - 811{R}REF: ELD-TAF6-90G-A | ECG Leadwires Disposable/AF-Type/6-leads/Clamp-Type/AHA/811
6017838 | ECG Leadwires | ELD-TAF6-90G-I | Disposable/AF-Type/6-leads/Clamp-Type/IEC/811 | ECG Leadwires Disposable - AF-Type - 6-leads - Clamp-Type - IEC - 811 | ECG Leadwires Disposable - AF-Type{R}6-leads - Clamp-Type - IEC - 811{R}REF: ELD-TAF6-90G-I | ECG Leadwires Disposable/AF-Type/6-leads/Clamp-Type/IEC/811
6017839 | ECG Leadwires | ELD-TAF6-90S-A | Disposable/AF-Type/6-leads/knot-Type/AHA/811 | ECG Leadwires Disposable - AF-Type - 6-leads - Knot-Type - AHA - 811 | ECG Leadwires Disposable - AF-Type{R}6-leads - Knot-Type - AHA - 811{R}REF: ELD-TAF6-90S-A | ECG Leadwires Disposable/AF-Type/6-leads/knot-Type/AHA/811
6017840 | ECG Leadwires | ELD-TAF6-90S-I | Disposable/AF-Type/6-leads/knot-Type/IEC/811 | ECG Leadwires Disposable - AF-Type - 6-leads - Knot-Type - IEC - 811 | ECG Leadwires Disposable - AF-Type{R}6-leads - Knot-Type - IEC - 811{R}REF: ELD-TAF6-90S-I | ECG Leadwires Disposable/AF-Type/6-leads/knot-Type/IEC/811
6017841 | ECG Leadwires | ETD-CV-CV5 | Compatible with COVIDIEN/Disposable/CV-Type/5-leads/853Z-742Z | ECG Leadwires Compatible with COVIDIEN - Disposable - CV-Type - 5-leads - 853Z-742Z | ECG Leadwires Compatible with COVIDIEN - Disposable - CV-Type{R}5-leads - 853Z-742Z{R}REF: ETD-CV-CV5 | ECG Leadwires Compatible with COVIDIEN/Disposable/CV-Type/5-leads/853Z-742Z
6017842 | ECG Leadwires | ELDER-CV5-90G-A | Disposable(X-ray)/COVIDIEN-Type/5-leads/Clamp-Type/AHA | ECG Leadwires Disposable (X-Ray) - COVIDIEN-Type - 5-leads - Clamp-Type - AHA | ECG Leadwires Disposable (X-Ray) - COVIDIEN-Type{R}5-leads - Clamp-Type - AHA{R}REF: ELDER-CV5-90G-A | ECG Leadwires Disposable(X-ray)/COVIDIEN-Type/5-leads/Clamp-Type/AHA
6017843 | ECG Leadwires | ELDER-CV5-90G-I | Disposable(X-ray)/COVIDIEN-Type/5-leads/Clamp-Type/IEC | ECG Leadwires Disposable (X-Ray) - COVIDIEN-Type - 5-leads - Clamp-Type - IEC | ECG Leadwires Disposable (X-Ray) - COVIDIEN-Type{R}5-leads - Clamp-Type - IEC{R}REF: ELDER-CV5-90G-I | ECG Leadwires Disposable(X-ray)/COVIDIEN-Type/5-leads/Clamp-Type/IEC
6017844 | ECG Leadwires | ELDER-CV5-90S-A | Disposable(X-ray)/COVIDIEN-Type/5-leads/knot-Type/AHA | ECG Leadwires Disposable (X-Ray) - COVIDIEN-Type - 5-leads - Knot-Type - AHA | ECG Leadwires Disposable (X-Ray) - COVIDIEN-Type{R}5-leads - Knot-Type - AHA{R}REF: ELDER-CV5-90S-A | ECG Leadwires Disposable(X-ray)/COVIDIEN-Type/5-leads/knot-Type/AHA
6017845 | ECG Leadwires | ELDER-CV5-90S-I | Disposable(X-ray)/COVIDIEN-Type/5-leads/knot-Type/IEC | ECG Leadwires Disposable (X-Ray) - COVIDIEN-Type - 5-leads - Knot-Type - IEC | ECG Leadwires Disposable (X-Ray) - COVIDIEN-Type{R}5-leads - Knot-Type - IEC{R}REF: ELDER-CV5-90S-I | ECG Leadwires Disposable(X-ray)/COVIDIEN-Type/5-leads/knot-Type/IEC
6017846 | ECG Leadwires | ELDER-PH5-90G-A | Disposable(X-ray)/PH Type/5-leads/Clamp-Type/AHA | ECG Leadwires Disposable (X-Ray) - PH-Type - 5-leads - Clamp-Type - AHA | ECG Leadwires Disposable (X-Ray) - PH-Type{R}5-leads - Clamp-Type - AHA{R}REF: ELDER-PH5-90G-A | ECG Leadwires Disposable(X-ray)/PH Type/5-leads/Clamp-Type/AHA
6017847 | ECG Leadwires | ELDER-PH5-90G-I | Disposable(X-ray)/PH Type/5-leads/Clamp-Type/IEC | ECG Leadwires Disposable (X-Ray) - PH-Type - 5-leads - Clamp-Type - IEC | ECG Leadwires Disposable (X-Ray) - PH-Type{R}5-leads - Clamp-Type - IEC{R}REF: ELDER-PH5-90G-I | ECG Leadwires Disposable(X-ray)/PH Type/5-leads/Clamp-Type/IEC
6017848 | ECG Leadwires | ELDER-PH5-90S-A | Disposable(X-ray)/PH Type/5-leads/knot-Type/AHA | ECG Leadwires Disposable (X-Ray) - PH-Type - 5-leads - Knot-Type - AHA | ECG Leadwires Disposable (X-Ray) - PH-Type{R}5-leads - Knot-Type - AHA{R}REF: ELDER-PH5-90S-A | ECG Leadwires Disposable(X-ray)/PH Type/5-leads/knot-Type/AHA
6017849 | ECG Leadwires | ELDER-PH5-90S-I | Disposable(X-ray)/PH Type/5-leads/knot-Type/IEC | ECG Leadwires Disposable (X-Ray) - PH-Type - 5-leads - Knot-Type - IEC | ECG Leadwires Disposable (X-Ray) - PH-Type{R}5-leads - Knot-Type - IEC{R}REF: ELDER-PH5-90S-I | ECG Leadwires Disposable(X-ray)/PH Type/5-leads/knot-Type/IEC
6017850 | ECG Leadwires | ELDER-MQ5-90G-A | Disposable(X-ray)/MQ Type/5-leads/Clamp-Type/AHA | ECG Leadwires Disposable (X-Ray) - MQ-Type - 5-leads - Clamp-Type - AHA | ECG Leadwires Disposable (X-Ray) - MQ-Type{R}5-leads - Clamp-Type - AHA{R}REF: ELDER-MQ5-90G-A | ECG Leadwires Disposable(X-ray)/MQ Type/5-leads/Clamp-Type/AHA
6017851 | ECG Leadwires | ELDER-MQ5-90G-I | Disposable(X-ray)/MQ Type/5-leads/Clamp-Type/IEC | ECG Leadwires Disposable (X-Ray) - MQ-Type - 5-leads - Clamp-Type - IEC | ECG Leadwires Disposable (X-Ray) - MQ-Type{R}5-leads - Clamp-Type - IEC{R}REF: ELDER-MQ5-90G-I | ECG Leadwires Disposable(X-ray)/MQ Type/5-leads/Clamp-Type/IEC
6017852 | ECG Leadwires | ELDER-MQ5-90S-A | Disposable(X-ray)/MQ Type/5-leads/knot-Type/AHA | ECG Leadwires Disposable (X-Ray) - MQ-Type - 5-leads - Knot-Type - AHA | ECG Leadwires Disposable (X-Ray) - MQ-Type{R}5-leads - Knot-Type - AHA{R}REF: ELDER-MQ5-90S-A | ECG Leadwires Disposable(X-ray)/MQ Type/5-leads/knot-Type/AHA
6017853 | ECG Leadwires | ELDER-MQ5-90S-I | Disposable(X-ray)/MQ Type/5-leads/knot-Type/IEC | ECG Leadwires Disposable (X-Ray) - MQ-Type - 5-leads - Knot-Type - IEC | ECG Leadwires Disposable (X-Ray) - MQ-Type{R}5-leads - Knot-Type - IEC{R}REF: ELDER-MQ5-90S-I | ECG Leadwires Disposable(X-ray)/MQ Type/5-leads/knot-Type/IEC
6017854 | ECG Leadwires | ELDER-DT5-90S-A | Disposable(X-ray)/DT-Type/5-leads/knot-Type/AHA/827 | ECG Leadwires Disposable (X-Ray) - DT-Type - 5-leads - Knot-Type - AHA - 827 | ECG Leadwires Disposable (X-Ray) - DT-Type{R}5-leads - Knot-Type - AHA - 827{R}REF: ELDER-DT5-90S-A | ECG Leadwires Disposable(X-ray)/DT-Type/5-leads/knot-Type/AHA/827
6017855 | ECG Leadwires | ELDER-DT5-90S-I | Disposable(X-ray)/DT-Type/5-leads/knot-Type/IEC/827 | ECG Leadwires Disposable (X-Ray) - DT-Type - 5-leads - Knot-Type - IEC - 827 | ECG Leadwires Disposable (X-Ray) - DT-Type{R}5-leads - Knot-Type - IEC - 827{R}REF: ELDER-DT5-90S-I | ECG Leadwires Disposable(X-ray)/DT-Type/5-leads/knot-Type/IEC/827
6017856 | ECG Leadwires | ELDER-TAA Type5-90S-A | Disposable(X-ray)/AA Type-Type/5-leads/knot-Type/AHA/802T | ECG Leadwires Disposable (X-Ray) - AA-Type-Type - 5-leads - Knot-Type - AHA - 802T | ECG Leadwires Disposable (X-Ray) - AA-Type-Type{R}5-leads - Knot-Type - AHA - 802T{R}REF: ELDER-TAA Type5-90S-A | ECG Leadwires Disposable(X-ray)/AA Type-Type/5-leads/knot-Type/AHA/802T
6017857 | ECG Leadwires | ELDER-TAA Type5-90S-I | Disposable(X-ray)/AA Type-Type/5-leads/knot-Type/IEC/802T | ECG Leadwires Disposable (X-Ray) - AA-Type-Type - 5-leads - Knot-Type - IEC - 802T | ECG Leadwires Disposable (X-Ray) - AA-Type-Type{R}5-leads - Knot-Type - IEC - 802T{R}REF: ELDER-TAA Type5-90S-I | ECG Leadwires Disposable(X-ray)/AA Type-Type/5-leads/knot-Type/IEC/802T
6017858 | ECG Leadwires | ELDER-TMX5-90S-A | Disposable(X-ray)/Philips-MX40/5-leads/knot-Type/AHA | ECG Leadwires Disposable (X-Ray) - Philips-MX40 - 5-leads - Knot-Type - AHA | ECG Leadwires Disposable (X-Ray) - Philips-MX40{R}5-leads - Knot-Type - AHA{R}REF: ELDER-TMX5-90S-A | ECG Leadwires Disposable(X-ray)/Philips-MX40/5-leads/knot-Type/AHA
6017859 | ECG Leadwires | ELDER-TMX5-90S-I | Disposable(X-ray)/Philips-MX40/5-leads/knot-Type/IEC | ECG Leadwires Disposable (X-Ray) - Philips-MX40 - 5-leads - Knot-Type - IEC | ECG Leadwires Disposable (X-Ray) - Philips-MX40{R}5-leads - Knot-Type - IEC{R}REF: ELDER-TMX5-90S-I | ECG Leadwires Disposable(X-ray)/Philips-MX40/5-leads/knot-Type/IEC
6017860 | ECG Leadwires | ELDER-TPH5-90S-A | Disposable(X-ray)/PH Type/5-leads/knot-Type/AHA/804ZT | ECG Leadwires Disposable (X-Ray) - PH-Type - 5-leads - Knot-Type - AHA - 804ZT | ECG Leadwires Disposable (X-Ray) - PH-Type{R}5-leads - Knot-Type - AHA - 804ZT{R}REF: ELDER-TPH5-90S-A | ECG Leadwires Disposable(X-ray)/PH Type/5-leads/knot-Type/AHA/804ZT
6017861 | ECG Leadwires | ELDER-TPH5-90S-I | Disposable(X-ray)/PH Type/5-leads/knot-Type/IEC/804ZT | ECG Leadwires Disposable (X-Ray) - PH-Type - 5-leads - Knot-Type - IEC - 804ZT | ECG Leadwires Disposable (X-Ray) - PH-Type{R}5-leads - Knot-Type - IEC - 804ZT{R}REF: ELDER-TPH5-90S-I | ECG Leadwires Disposable(X-ray)/PH Type/5-leads/knot-Type/IEC/804ZT
6017862 | ECG Leadwires | ELDER-D3-60-A | Disposable(X-ray)/D-Type/3-leads/With electrodes/AHA | ECG Leadwires Disposable (X-Ray) - D-Type - 3-leads - with electrodes - AHA | ECG Leadwires Disposable (X-Ray) - D-Type{R}3-leads - with electrodes - AHA{R}REF: ELDER-D3-60-A | ECG Leadwires Disposable(X-ray)/D-Type/3-leads/With electrodes/AHA
6017863 | ECG Leadwires | ELDER-D3-60-I | Disposable(X-ray)/D-Type/3-leads/With electrodes/IEC | ECG Leadwires Disposable (X-Ray) - D-Type - 3-leads - with electrodes - IEC | ECG Leadwires Disposable (X-Ray) - D-Type{R}3-leads - with electrodes - IEC{R}REF: ELDER-D3-60-I | ECG Leadwires Disposable(X-ray)/D-Type/3-leads/With electrodes/IEC
6017864 | ECG Leadwires | ELDER-D3-90-A | Disposable(X-ray)/D-Type/3-leads/With electrodes/AHA | ECG Leadwires Disposable (X-Ray) - D-Type - 3-leads - with electrodes - AHA | ECG Leadwires Disposable (X-Ray) - D-Type{R}3-leads - with electrodes - AHA{R}REF: ELDER-D3-90-A | ECG Leadwires Disposable(X-ray)/D-Type/3-leads/With electrodes/AHA
6017865 | ECG Leadwires | ELDER-D3-90-I | Disposable(X-ray)/D-Type/3-leads/With electrodes/IEC | ECG Leadwires Disposable (X-Ray) - D-Type - 3-leads - with electrodes - IEC | ECG Leadwires Disposable (X-Ray) - D-Type{R}3-leads - with electrodes - IEC{R}REF: ELDER-D3-90-I | ECG Leadwires Disposable(X-ray)/D-Type/3-leads/With electrodes/IEC
6017866 | ECG Leadwires | ELDER-D5-60-A | Disposable(X-ray)/D-Type/5-leads/With electrodes/AHA | ECG Leadwires Disposable (X-Ray) - D-Type - 5-leads - with electrodes - AHA | ECG Leadwires Disposable (X-Ray) - D-Type{R}5-leads - with electrodes - AHA{R}REF: ELDER-D5-60-A | ECG Leadwires Disposable(X-ray)/D-Type/5-leads/With electrodes/AHA
6017867 | ECG Leadwires | ELDER-D5-60-I | Disposable(X-ray)/D-Type/5-leads/With electrodes/IEC | ECG Leadwires Disposable (X-Ray) - D-Type - 5-leads - with electrodes - IEC | ECG Leadwires Disposable (X-Ray) - D-Type{R}5-leads - with electrodes - IEC{R}REF: ELDER-D5-60-I | ECG Leadwires Disposable(X-ray)/D-Type/5-leads/With electrodes/IEC
6017868 | ECG Leadwires | ELDER-D5-90-A | Disposable(X-ray)/D-Type/5-leads/With electrodes/AHA | ECG Leadwires Disposable (X-Ray) - D-Type - 5-leads - with electrodes - AHA | ECG Leadwires Disposable (X-Ray) - D-Type{R}5-leads - with electrodes - AHA{R}REF: ELDER-D5-90-A | ECG Leadwires Disposable(X-ray)/D-Type/5-leads/With electrodes/AHA
6017869 | ECG Leadwires | ELDER-D5-90-I | Disposable(X-ray)/D-Type/5-leads/With electrodes/IEC | ECG Leadwires Disposable (X-Ray) - D-Type - 5-leads - with electrodes - IEC | ECG Leadwires Disposable (X-Ray) - D-Type{R}5-leads - with electrodes - IEC{R}REF: ELDER-D5-90-I | ECG Leadwires Disposable(X-ray)/D-Type/5-leads/With electrodes/IEC