## final2 (1)
"6010553	SA-023-24NE		SA-023-24NE	https://www.medten.com/product/1	Replacement	Reusable	Philips	SpO2 Adapter Cables	Accessories	Philips SpO2 Adapter Cable M1900B	Reusable Philips SpO2 Adapter Cable M1900B	Replacement: 2.4m"," use with Nellcor-Oxismart sensor	Philips SpO2 Adapter Cable M1900B"," 2.4m"," use with Nellcor-Oxismart sensor	1	12				Ultrasound Foetal Transducer - comp w/ Bionet - Uterine Contractions		Ultrasound Foetal Transducer - comp w/ Bionet - UC	Bionet "
"6010552	SA-023-24		SA-023-24	https://www.medten.com/product/2	Replacement	Reusable	Philips	SpO2 Adapter Cables	Accessories	Philips SpO2 Adapter Cable M1940A	Reusable Philips SpO2 Adapter Cable M1940A	Replacement: 1.0m"," use with Philips sensor	Philips SpO2 Adapter Cable M1940A"," 1.0m"," use with Philips sensor	1	12				Ultrasound Foetal Transducer - comp w/ Bionet - Uterine Contractions		Ultrasound Foetal Transducer - comp w/ Bionet - UC	Bionet "
"	SA-023-24LP		SA-023-24LP	https://www.medten.com/product/3	Replacement	Reusable	Datascope	SpO2 Adapter Cables	Accessories	Philips SpO2 Adapter Cable M1020-61102	Reusable Philips SpO2 Adapter Cable M1020-61102	Replacement: 2.4m"," use with Masimo-LNOP sensor"," Reusable	Philips SpO2 Adapter Cable M1020-61102"," 2.4m"," use with Masimo-LNOP sensor"," Reusable	1	12				Ultrasound Foetal Transducer - comp w/ Bionet - Uterine Contractions		Ultrasound Foetal Transducer - comp w/ Bionet - UC	Bionet "
"6010554	SA-024-24		SA-024-24	https://www.medten.com/product/4	Replacement	Reusable	Philips	SpO2 Adapter Cables	Accessories	Philips SpO2 Adapter Cable M1941A	Reusable Philips SpO2 Adapter Cable M1941A	Replacement: 2.4m"," use with Philips sensor	Philips SpO2 Adapter Cable M1941A"," 2.4m"," use with Philips sensor	1	12				Ultrasound Foetal Transducer - comp w/ Bionet - Uterine Contractions		Ultrasound Foetal Transducer - comp w/ Bionet - UC	Bionet "
"6010555	SA-024-12NE		SA-024-12NE	https://www.medten.com/product/5	Replacement	Reusable	Philips	SpO2 Adapter Cables	Accessories	Philips SpO2 Adapter Cable M1943A	Reusable Philips SpO2 Adapter Cable M1943A	Replacement: 1.2m"," use with Nellcor-Oxismart sensor	Philips SpO2 Adapter Cable M1943A"," 1.2m"," use with Nellcor-Oxismart sensor	1	12				Ultrasound Foetal Transducer - comp w/ Bionet - Uterine Contractions		Ultrasound Foetal Transducer - comp w/ Bionet - UC	Bionet "
"6010556	SA-024-24NE		SA-024-24NE	https://www.medten.com/product/6	Replacement	Reusable	Philips	SpO2 Adapter Cables	Accessories	Philips SpO2 Adapter Cable	Reusable Philips SpO2 Adapter Cable	Replacement: 2.4m"," use with Nellcor-Oxismart sensor	Philips SpO2 Adapter Cable"," 2.4m"," use with Nellcor-Oxismart sensor	1	12				Ultrasound Foetal Transducer - comp w/ Bionet - Uterine Contractions		Ultrasound Foetal Transducer - comp w/ Bionet - UC	Bionet "
"6011272	SS-024-AS20		SS-024-AS20	https://www.medten.com/product/7	Replacement	Reusable	Philips	SpO2 Sensors	Accessories	Philips SpO2 Sensor M1191B	Reusable Philips SpO2 Sensor M1191B	Replacement: Adult"," Soft Rubber"," 2.0m"," Nellcor - OxiSmart	Philips SpO2 Sensor M1191B"," Adult"," Soft Rubber"," 2.0m"," Nellcor - OxiSmart	1	12				Ultrasound Foetal Transducer - comp w/ Bionet - Uterine Contractions		Ultrasound Foetal Transducer - comp w/ Bionet - UC	Bionet "
"6011273	SS-024-AS30		SS-024-AS30	https://www.medten.com/product/9	Replacement	Reusable	Philips	SpO2 Sensors	Accessories	Philips SpO2 Sensor M1191BL	Reusable Philips SpO2 Sensor M1191BL	Replacement: Adult"," Soft Rubber"," 3.0m"," Nellcor - OxiSmart	Philips SpO2 Sensor M1191BL"," Adult"," Soft Rubber"," 3.0m"," Nellcor - OxiSmart	1	12				Ultrasound Foetal Transducer - comp w/ Bionet - Uterine Contractions		Ultrasound Foetal Transducer - comp w/ Bionet - UC	Bionet "
"6011708	SS-024-PS20		SS-024-PS20	https://www.medten.com/product/11	Replacement	Reusable	Philips	SpO2 Sensors	Accessories	Philips SpO2 Sensor M1192A	Reusable Philips SpO2 Sensor M1192A	Replacement: Pediatric"," Soft rubber"," 2.0m"," Nellcor-OxiSmart"," Reusable	Philips SpO2 Sensor M1192A"," Pediatric"," Soft rubber"," 2.0m"," Nellcor-OxiSmart"," Reusable	1	12				Ultrasound Foetal Transducer - comp w/ Bionet - Uterine Contractions		Ultrasound Foetal Transducer - comp w/ Bionet - UC	Bionet "
"6012140	SS-024-NW20		SS-024-NW20	https://www.medten.com/product/12	Replacement	Reusable	Philips	SpO2 Sensors	Accessories	Philips SpO2 Sensor M1193A	Reusable Philips SpO2 Sensor M1193A	Replacement: Neonate"," Wrap"," 2.0m"," Nellcor - OxiSmart	Philips SpO2 Sensor M1193A"," Neonate"," Wrap"," 2.0m"," Nellcor - OxiSmart	1	12				Ultrasound Foetal Transducer - comp w/ Bionet - Uterine Contractions		Ultrasound Foetal Transducer - comp w/ Bionet - UC	Bionet "
"6012354	SS-024-AE20		SS-024-AE20	https://www.medten.com/product/13	Replacement	Reusable	Philips	SpO2 Sensors	Accessories	Philips SpO2 Sensor M1194A	Reusable Philips SpO2 Sensor M1194A	Replacement: Adult"," Ear clip"," 2.0m"," Nellcor - OxiSmart	Philips SpO2 Sensor M1194A"," Adult"," Ear clip"," 2.0m"," Nellcor - OxiSmart	1	12				Ultrasound Foetal Transducer - comp w/ Bionet - Uterine Contractions		Ultrasound Foetal Transducer - comp w/ Bionet - UC	Bionet "
"6011922	SS-024-IS20		SS-024-IS20	https://www.medten.com/product/14	Replacement	Reusable	Philips	SpO2 Sensors	Accessories	Philips SpO2 Sensor M1195A	Reusable Philips SpO2 Sensor M1195A	Replacement: Infant"," Soft rubber"," 2.0m"," Nellcor-OxiSmart"," Reusable	Philips SpO2 Sensor M1195A"," Infant"," Soft rubber"," 2.0m"," Nellcor-OxiSmart"," Reusable	1	12				Ultrasound Foetal Transducer - comp w/ Bionet - Uterine Contractions		Ultrasound Foetal Transducer - comp w/ Bionet - UC	Bionet "
"6011038	SS-024-AF30		SS-024-AF30	https://www.medten.com/product/15	Replacement	Reusable	Philips	SpO2 Sensors	Accessories	Philips SpO2 Sensor M1196A	Reusable Philips SpO2 Sensor M1196A	Replacement: Adult"," Finger clip"," 3.0m"," Nellcor - OxiSmart	Philips SpO2 Sensor M1196A"," Adult"," Finger clip"," 3.0m"," Nellcor - OxiSmart	1	12				Ultrasound Foetal Transducer - comp w/ Bionet - Uterine Contractions		Ultrasound Foetal Transducer - comp w/ Bionet - UC	Bionet "
"6010560	SA-024M-24LS		SA-024M-24LS	https://www.medten.com/product/16	Replacement	Reusable	Philips	SpO2 Adapter Cables	Accessories	Philips SpO2 Adapter Cable LNC-MP10	Reusable Philips SpO2 Adapter Cable LNC-MP10	Replacement: 2.4m"," use with Masimo-LNCS sensor	Philips SpO2 Adapter Cable LNC-MP10"," 2.4m"," use with Masimo-LNCS sensor	1	12				Ultrasound Foetal Transducer - comp w/ Bionet - Uterine Contractions		Ultrasound Foetal Transducer - comp w/ Bionet - UC	Bionet "
"6010561	SA-024M-24LP		SA-024M-24LP	https://www.medten.com/product/17	Replacement	Reusable	Philips	SpO2 Adapter Cables	Accessories	Philips SpO2 Adapter Cable M1020-61100	Reusable Philips SpO2 Adapter Cable M1020-61100	Replacement: 2.4m"," use with Masimo-LNOP sensor"," Reusable	Philips SpO2 Adapter Cable M1020-61100"," 2.4m"," use with Masimo-LNOP sensor"," Reusable	1	12				Ultrasound Foetal Transducer - comp w/ Bionet - Uterine Contractions		Ultrasound Foetal Transducer - comp w/ Bionet - UC	Bionet "
"6010557	SA-024X-30		SA-024X-30	https://www.medten.com/product/18	Replacement	Reusable	Philips	SpO2 Adapter Cables	Accessories	Philips SpO2 Adapter Cable M1943NL	Reusable Philips SpO2 Adapter Cable M1943NL	Replacement: 3.0m"," use with Nellcor-Oximax sensor"," Reusable	Philips SpO2 Adapter Cable M1943NL"," 3.0m"," use with Nellcor-Oximax sensor"," Reusable	1	12				Ultrasound Foetal Transducer - comp w/ Bionet - Uterine Contractions		Ultrasound Foetal Transducer - comp w/ Bionet - UC	Bionet "
"6016605	ET-3005R-PH-I		ET-3005R-PH-I	https://www.medten.com/product/20	Replacement	Reusable	Philips	ECG Trunk Cables	Accessories	Philips ECG Trunk Cable M1669A	Reusable Philips ECG Trunk Cable M1669A	Replacement: 3 lead"," 2.5m"," IntelliVue"," IEC"," Reusable	Philips ECG Trunk Cable M1669A"," 3 lead"," 2.5m"," IntelliVue"," IEC"," Reusable	1	12				Ultrasound Foetal Transducer - comp w/ Bionet - Uterine Contractions		Ultrasound Foetal Transducer - comp w/ Bionet - UC	Bionet "
"6016025	EC-3005RG-I		EC-3005RG-I	https://www.medten.com/product/21	Replacement	Reusable	Philips	One-Piece ECG Cables	Accessories	Philips One-Piece ECG Cable 989803160741	Reusable Philips One-Piece ECG Cable 989803160741	Replacement: 3 lead"," Grabber"," 2.5m+1.5m"," With Resistance"," IEC"," Reusable	Philips One-Piece ECG Cable 989803160741"," 3 lead"," Grabber"," 2.5m+1.5m"," With Resistance"," IEC"," Reusable	1	12				Ultrasound Foetal Transducer - comp w/ Bionet - Uterine Contractions		Ultrasound Foetal Transducer - comp w/ Bionet - UC	Bionet "
"6016027	EC-3005RS-I		EC-3005RS-I	https://www.medten.com/product/24	Replacement	Reusable	Philips	One-Piece ECG Cables	Accessories	Philips One-Piece ECG Cable M1981A	Reusable Philips One-Piece ECG Cable M1981A	Replacement: 3 lead"," Snap"," 2.5m+1.5m"," With Resistance"," IEC"," Reusable	Philips One-Piece ECG Cable M1981A"," 3 lead"," Snap"," 2.5m+1.5m"," With Resistance"," IEC"," Reusable	1	12				Ultrasound Foetal Transducer - comp w/ Bionet - Uterine Contractions		Ultrasound Foetal Transducer - comp w/ Bionet - UC	Bionet "
"	ET-3005R-AA-I		ET-3005R-AA-I	https://www.medten.com/product/26	Replacement	Reusable	Philips	ECG Trunk Cables	Accessories	Philips ECG Trunk Cable M1510A	Reusable Philips ECG Trunk Cable M1510A	Replacement: 3 lead"," 2.5m"," AA Twin-Pin"," AA Twin-Pin"," IEC"," Reusable	Philips ECG Trunk Cable M1510A"," 3 lead"," 2.5m"," AA Twin-Pin"," AA Twin-Pin"," IEC"," Reusable	1	12				Ultrasound Foetal Transducer - comp w/ Bionet - Uterine Contractions		Ultrasound Foetal Transducer - comp w/ Bionet - UC	Bionet "
"6017488	EL-TPH5-90S-I		EL-TPH5-90S-I	https://www.medten.com/product/28	Replacement	Reusable	Philips	ECG Leadwires	Accessories	Philips ECG Leadwire 989803152081	Reusable Philips ECG Leadwire 989803152081	Replacement: 5 lead"," IntelliVue"," Snap"," 0.9m "," IEC"," Reusable	Philips ECG Leadwire 989803152081"," 5 lead"," IntelliVue"," Snap"," 0.9m "," IEC"," Reusable	1	6				Ultrasound Foetal Transducer - comp w/ Bionet - Uterine Contractions		Ultrasound Foetal Transducer - comp w/ Bionet - UC	Bionet "
"6015136	IBP-PH-BB40		IBP-PH-BB40	https://www.medten.com/product/29	Replacement	Reusable	Philips	IBP Adapter Cables	Accessories	Philips IBP Adapter Cable M1634A	Reusable Philips IBP Adapter Cable M1634A	Replacement: 4.0m"," use with B.Braun disposable transducer"," Reusable	Philips IBP Adapter Cable M1634A"," 4.0m"," use with B.Braun disposable transducer"," Reusable	1	12				Ultrasound Foetal Transducer - comp w/ Bionet - Uterine Contractions		Ultrasound Foetal Transducer - comp w/ Bionet - UC	Bionet "
"6016823	ET-5005R-PH-I		ET-5005R-PH-I	https://www.medten.com/product/32	Replacement	Reusable	Philips	ECG Trunk Cables	Accessories	Philips ECG Trunk Cable M1668A (IEC)	Reusable Philips ECG Trunk Cable M1668A (IEC)	Replacement: 5 lead"," 2.5m"," IntelliVue"," IEC	Philips ECG Trunk Cable M1668A (IEC)"," 5 lead"," 2.5m"," IntelliVue"," IEC	1	12				Ultrasound Foetal Transducer - comp w/ Bionet - Uterine Contractions		Ultrasound Foetal Transducer - comp w/ Bionet - UC	Bionet "
"6017486	EL-TPH5-90G-I		EL-TPH5-90G-I	https://www.medten.com/product/33	Replacement	Reusable	Philips	ECG Leadwires	Accessories	Philips ECG Leadwire 989803152061	Reusable Philips ECG Leadwire 989803152061	Replacement: 5 lead"," IntelliVue"," Grabber"," 0.9m "," IEC"," Reusable	Philips ECG Leadwire 989803152061"," 5 lead"," IntelliVue"," Grabber"," 0.9m "," IEC"," Reusable	1	6				Ultrasound Foetal Transducer - comp w/ Bionet - Uterine Contractions		Ultrasound Foetal Transducer - comp w/ Bionet - UC	Bionet "
"	ET-5005R-AA-I		ET-5005R-AA-I	https://www.medten.com/product/34	Replacement	Reusable	Philips	ECG Trunk Cables	Accessories	Philips ECG Trunk Cable M1530A	Reusable Philips ECG Trunk Cable M1530A	Replacement: 5 lead"," 2.5m"," AA Twin-Pin"," IEC"," Reusable	Philips ECG Trunk Cable M1530A"," 5 lead"," 2.5m"," AA Twin-Pin"," IEC"," Reusable	1	12				Ultrasound Foetal Transducer - comp w/ Bionet - Uterine Contractions		Ultrasound Foetal Transducer - comp w/ Bionet - UC	Bionet "
"6016349	EC-5005RG-I		EC-5005RG-I	https://www.medten.com/product/35	Replacement	Reusable	Philips	One-Piece ECG Cables	Accessories	Philips One-Piece ECG Cable 989803160781	Reusable Philips One-Piece ECG Cable 989803160781	Replacement: 5 lead"," Grabber"," 2.5m+1.5m"," With Resistance"," IEC"," Reusable	Philips One-Piece ECG Cable 989803160781"," 5 lead"," Grabber"," 2.5m+1.5m"," With Resistance"," IEC"," Reusable	1	12				Ultrasound Foetal Transducer - comp w/ Bionet - Uterine Contractions		Ultrasound Foetal Transducer - comp w/ Bionet - UC	Bionet "
"6010046	SSD-001-W09I		SSD-001-W09I	https://www.medten.com/product/42	Replacement	Disposable	Nellcor	SpO2 Sensors	Accessories	Nellcor SpO2 Sensor I20	Disposable Nellcor SpO2 Sensor I20	Replacement: Infant"," Non-woven adhesive "," 0.9m"," Nellcor"," Disposable (Box of 24)	Nellcor SpO2 Sensor I20"," Infant"," Non-woven adhesive "," 0.9m"," Nellcor"," Disposable (Box of 24)	24	0				Ultrasound Foetal Transducer - comp w/ Bionet - Uterine Contractions		Ultrasound Foetal Transducer - comp w/ Bionet - UC	Bionet "
"6012531	SS-001-MY10		SS-001-MY10	https://www.medten.com/product/43	Replacement	Reusable	Nellcor	SpO2 Sensors	Accessories	Nellcor SpO2 Sensor D-YS (Non-Oximax)	Reusable Nellcor SpO2 Sensor D-YS (Non-Oximax)	Replacement: All Sizes"," Multi-Y"," 1.0m"," Nellcor - OxiSmart	Nellcor SpO2 Sensor D-YS (Non-Oximax)"," All Sizes"," Multi-Y"," 1.0m"," Nellcor - OxiSmart	1	12				Ultrasound Foetal Transducer - comp w/ Bionet - Uterine Contractions		Ultrasound Foetal Transducer - comp w/ Bionet - UC	Bionet "
"6011235	SS-001-AS10		SS-001-AS10	https://www.medten.com/product/44	Replacement	Reusable	Nellcor	SpO2 Sensors	Accessories	Nellcor SpO2 Sensor DS100A (Non-Oximax/Soft Tip)	Reusable Nellcor SpO2 Sensor DS100A (Non-Oximax/Soft Tip)	Replacement: Adult"," Soft Rubber"," 1.0m"," Nellcor - OxiSmart	Nellcor SpO2 Sensor DS100A (Non-Oximax/Soft Tip)"," Adult"," Soft Rubber"," 1.0m"," Nellcor - OxiSmart	1	12				Ultrasound Foetal Transducer - comp w/ Bionet - Uterine Contractions		Ultrasound Foetal Transducer - comp w/ Bionet - UC	Bionet "
"6011671	SS-001-PS10		SS-001-PS10	https://www.medten.com/product/45	Replacement	Reusable	Nellcor	SpO2 Sensors	Accessories	Nellcor SpO2 Sensor FLEXMAX-P (Non-Oximax)	Reusable Nellcor SpO2 Sensor FLEXMAX-P (Non-Oximax)	Replacement: Pediatric"," Soft Rubber"," 1.0m"," Nellcor - OxiSmart	Nellcor SpO2 Sensor FLEXMAX-P (Non-Oximax)"," Pediatric"," Soft Rubber"," 1.0m"," Nellcor - OxiSmart	1	12				Ultrasound Foetal Transducer - comp w/ Bionet - Uterine Contractions		Ultrasound Foetal Transducer - comp w/ Bionet - UC	Bionet "
"6012103	SS-001-NW10		SS-001-NW10	https://www.medten.com/product/46	Replacement	Reusable	Nellcor	SpO2 Sensors	Accessories	Nellcor SpO2 Sensor	Reusable Nellcor SpO2 Sensor	Replacement: Neonate"," Wrap"," 1.0m"," Nellcor - OxiSmart	Nellcor SpO2 Sensor"," Neonate"," Wrap"," 1.0m"," Nellcor - OxiSmart	1	12				Ultrasound Foetal Transducer - comp w/ Bionet - Uterine Contractions		Ultrasound Foetal Transducer - comp w/ Bionet - UC	Bionet "
"	SSD-001-W09A		SSD-001-W09A	https://www.medten.com/product/47	Replacement	Disposable	Nellcor	SpO2 Sensors	Accessories	Nellcor SpO2 Sensor D25	Disposable Nellcor SpO2 Sensor D25	Replacement: Adult"," Non-woven adhesive "," 0.9m"," Nellcor"," Nellcor"," Disposable (Box of 24)	Nellcor SpO2 Sensor D25"," Adult"," Non-woven adhesive "," 0.9m"," Nellcor"," Nellcor"," Disposable (Box of 24)	24	0				Ultrasound Foetal Transducer - comp w/ Bionet - Uterine Contractions		Ultrasound Foetal Transducer - comp w/ Bionet - UC	Bionet "
"6017276	EL-TMX3-90G-I		EL-TMX3-90G-I	https://www.medten.com/product/49	Replacement	Reusable	Philips	ECG Leadwires	Accessories	Philips ECG Leadwire 989803171901	Reusable Philips ECG Leadwire 989803171901	Replacement: 3 lead"," IntelliVue MX40"," Grabber"," 0.9m "," IEC"," Reusable	Philips ECG Leadwire 989803171901"," 3 lead"," IntelliVue MX40"," Grabber"," 0.9m "," IEC"," Reusable	1	6				Ultrasound Foetal Transducer - comp w/ Bionet - Uterine Contractions		Ultrasound Foetal Transducer - comp w/ Bionet - UC	Bionet "
"6016031	EC-3006RS-I		EC-3006RS-I	https://www.medten.com/product/51	Replacement	Reusable	Philips	One-Piece ECG Cables	Accessories	Philips One-Piece ECG Cable M1735A	Reusable Philips One-Piece ECG Cable M1735A	Replacement: 3 lead"," Snap"," 2.5m+1.5m"," With Resistance"," IEC"," Reusable	Philips One-Piece ECG Cable M1735A"," 3 lead"," Snap"," 2.5m+1.5m"," With Resistance"," IEC"," Reusable	1	12				Ultrasound Foetal Transducer - comp w/ Bionet - Uterine Contractions		Ultrasound Foetal Transducer - comp w/ Bionet - UC	Bionet "
"	ET-3006R-AA-I		ET-3006R-AA-I	https://www.medten.com/product/53	Replacement	Reusable	Philips	ECG Trunk Cables	Accessories	Philips ECG Trunk Cable M1590A	Reusable Philips ECG Trunk Cable M1590A	Replacement: 3 lead"," 2.5m"," AA Twin-Pin"," With Resistance"," AA Twin-Pin"," IEC"," Reusable	Philips ECG Trunk Cable M1590A"," 3 lead"," 2.5m"," AA Twin-Pin"," With Resistance"," AA Twin-Pin"," IEC"," Reusable	1	12				Ultrasound Foetal Transducer - comp w/ Bionet - Uterine Contractions		Ultrasound Foetal Transducer - comp w/ Bionet - UC	Bionet "
"6016355	EC-5006RS-I		EC-5006RS-I	https://www.medten.com/product/55	Replacement	Reusable	Philips	One-Piece ECG Cables	Accessories	Philips One-Piece ECG Cable M1736A	Reusable Philips One-Piece ECG Cable M1736A	Replacement: 5 lead"," Snap"," 2.5m+1.5m"," With Resistance"," IEC"," Reusable	Philips One-Piece ECG Cable M1736A"," 5 lead"," Snap"," 2.5m+1.5m"," With Resistance"," IEC"," Reusable	1	12				Ultrasound Foetal Transducer - comp w/ Bionet - Uterine Contractions		Ultrasound Foetal Transducer - comp w/ Bionet - UC	Bionet "
"	ET-5006R-AA-I		ET-5006R-AA-I	https://www.medten.com/product/56	Replacement	Reusable	Philips	ECG Trunk Cables	Accessories	Philips ECG Trunk Cable M1610A	Reusable Philips ECG Trunk Cable M1610A	Replacement: 5 lead"," 2.5m"," AA Twin-Pin"," IEC"," Reusable	Philips ECG Trunk Cable M1610A"," 5 lead"," 2.5m"," AA Twin-Pin"," IEC"," Reusable	1	12				Ultrasound Foetal Transducer - comp w/ Bionet - Uterine Contractions		Ultrasound Foetal Transducer - comp w/ Bionet - UC	Bionet "
"6018042	EKC10R-PH-B-I		EKC10R-PH-B-I	https://www.medten.com/product/59	Replacement	Reusable	Philips	One-Piece ECG Cables	Accessories	Philips One-Piece ECG Cable M3703C	Reusable Philips One-Piece ECG Cable M3703C	Replacement: 10 lead"," 4mm banana"," 2.2m+mixed 0.9m/1.3m"," With Resistance"," IEC"," IntelliVue"," Reusable	Philips One-Piece ECG Cable M3703C"," 10 lead"," 4mm banana"," 2.2m+mixed 0.9m/1.3m"," With Resistance"," IEC"," IntelliVue"," Reusable	1	12				Ultrasound Foetal Transducer - comp w/ Bionet - Uterine Contractions		Ultrasound Foetal Transducer - comp w/ Bionet - UC	Bionet "
"	EL-TAA3-90S-I		EL-TAA3-90S-I	https://www.medten.com/product/62	Replacement	Reusable	Philips	ECG Leadwires	Accessories	Philips ECG Leadwire M2594A	Reusable Philips ECG Leadwire M2594A	Replacement: 3 lead"," AA Twin-Pin"," Snap"," 0.9m "," IEC"," Reusable	Philips ECG Leadwire M2594A"," 3 lead"," AA Twin-Pin"," Snap"," 0.9m "," IEC"," Reusable	1	6				Ultrasound Foetal Transducer - comp w/ Bionet - Uterine Contractions		Ultrasound Foetal Transducer - comp w/ Bionet - UC	Bionet "
"	EL-TAA3-90G-I		EL-TAA3-90G-I	https://www.medten.com/product/63	Replacement	Reusable	Philips	ECG Leadwires	Accessories	Philips ECG Leadwire M2595A	Reusable Philips ECG Leadwire M2595A	Replacement: 3 lead"," AA Twin-Pin"," Grabber"," 0.9m "," IEC"," Reusable	Philips ECG Leadwire M2595A"," 3 lead"," AA Twin-Pin"," Grabber"," 0.9m "," IEC"," Reusable	1	6				Ultrasound Foetal Transducer - comp w/ Bionet - Uterine Contractions		Ultrasound Foetal Transducer - comp w/ Bionet - UC	Bionet "
"	EL-TAA5-90S-I		EL-TAA5-90S-I	https://www.medten.com/product/66	Replacement	Reusable	Philips	ECG Leadwires	Accessories	Philips ECG Leadwire M2596A	Reusable Philips ECG Leadwire M2596A	Replacement: 5 lead"," AA Twin-Pin"," Snap"," 0.9m "," IEC"," Reusable	Philips ECG Leadwire M2596A"," 5 lead"," AA Twin-Pin"," Snap"," 0.9m "," IEC"," Reusable	1	6				Ultrasound Foetal Transducer - comp w/ Bionet - Uterine Contractions		Ultrasound Foetal Transducer - comp w/ Bionet - UC	Bionet "
"	EL-TAA5-90G-I		EL-TAA5-90G-I	https://www.medten.com/product/67	Replacement	Reusable	Philips	ECG Leadwires	Accessories	Philips ECG Leadwire M2597A	Reusable Philips ECG Leadwire M2597A	Replacement: 5 lead"," AA Twin-Pin"," Grabber"," 0.9m "," IEC"," Reusable	Philips ECG Leadwire M2597A"," 5 lead"," AA Twin-Pin"," Grabber"," 0.9m "," IEC"," Reusable	1	6				Ultrasound Foetal Transducer - comp w/ Bionet - Uterine Contractions		Ultrasound Foetal Transducer - comp w/ Bionet - UC	Bionet "
"6017168	EL-PH3-90G-I		EL-PH3-90G-I	https://www.medten.com/product/71	Replacement	Reusable	Philips	ECG Leadwires	Accessories	Philips ECG Leadwire 989803144951	Reusable Philips ECG Leadwire 989803144951	Replacement: 3 lead"," IntelliVue"," Grabber"," 0.9m "," IEC"," Reusable	Philips ECG Leadwire 989803144951"," 3 lead"," IntelliVue"," Grabber"," 0.9m "," IEC"," Reusable	1	6				Ultrasound Foetal Transducer - comp w/ Bionet - Uterine Contractions		Ultrasound Foetal Transducer - comp w/ Bionet - UC	Bionet "
"6017374	EL-PH5-90G-I		EL-PH5-90G-I	https://www.medten.com/product/73	Replacement	Reusable	Philips	ECG Leadwires	Accessories	Philips ECG Leadwire M1971A	Reusable Philips ECG Leadwire M1971A	Replacement: 5 lead"," IntelliVue"," Grabber"," IEC"," Reusable	Philips ECG Leadwire M1971A"," 5 lead"," IntelliVue"," Grabber"," IEC"," Reusable	1	6				Ultrasound Foetal Transducer - comp w/ Bionet - Uterine Contractions		Ultrasound Foetal Transducer - comp w/ Bionet - UC	Bionet "
"6017376	EL-PH5-90S-I		EL-PH5-90S-I	https://www.medten.com/product/74	Replacement	Reusable	Philips	ECG Leadwires	Accessories	Philips ECG Leadwire M1645A	Reusable Philips ECG Leadwire M1645A	Replacement: 5 lead"," IntelliVue"," Snap"," 0.9m "," IEC"," Reusable	Philips ECG Leadwire M1645A"," 5 lead"," IntelliVue"," Snap"," 0.9m "," IEC"," Reusable	1	6				Ultrasound Foetal Transducer - comp w/ Bionet - Uterine Contractions		Ultrasound Foetal Transducer - comp w/ Bionet - UC	Bionet "
"6017272	EL-TPH3-90G-I		EL-TPH3-90G-I	https://www.medten.com/product/76	Replacement	Reusable	Philips	ECG Leadwires	Accessories	Philips ECG Leadwire 989803151981	Reusable Philips ECG Leadwire 989803151981	Replacement: 3 lead"," IntelliVue"," Grabber"," 0.9m "," IEC	Philips ECG Leadwire 989803151981"," 3 lead"," IntelliVue"," Grabber"," 0.9m "," IEC	1	6				Ultrasound Foetal Transducer - comp w/ Bionet - Uterine Contractions		Ultrasound Foetal Transducer - comp w/ Bionet - UC	Bionet "
"6017490	EL-TMX5-90G-I		EL-TMX5-90G-I	https://www.medten.com/product/78	Replacement	Reusable	Philips	ECG Leadwires	Accessories	Philips ECG Leadwire 989803171931	Reusable Philips ECG Leadwire 989803171931	Replacement: 5 lead"," IntelliVue MX40"," Grabber"," 0.9m "," IEC	Philips ECG Leadwire 989803171931"," 5 lead"," IntelliVue MX40"," Grabber"," 0.9m "," IEC	1	6				Ultrasound Foetal Transducer - comp w/ Bionet - Uterine Contractions		Ultrasound Foetal Transducer - comp w/ Bionet - UC	Bionet "
"6017378	EL-PHV5-90G-I		EL-PHV5-90G-I	https://www.medten.com/product/79	Replacement	Reusable	Philips	ECG Leadwires	Accessories	Philips ECG Leadwire M1978A	Reusable Philips ECG Leadwire M1978A	Replacement: 5 lead"," IntelliVue"," Grabber"," 0.9m "," IEC"," Chest lead"," Reusable	Philips ECG Leadwire M1978A"," 5 lead"," IntelliVue"," Grabber"," 0.9m "," IEC"," Chest lead"," Reusable	1	6				Ultrasound Foetal Transducer - comp w/ Bionet - Uterine Contractions		Ultrasound Foetal Transducer - comp w/ Bionet - UC	Bionet "
"6017380	EL-PHV5-90S-I		EL-PHV5-90S-I	https://www.medten.com/product/80	Replacement	Reusable	Philips	ECG Leadwires	Accessories	Philips ECG Leadwire M1604A	Reusable Philips ECG Leadwire M1604A	Replacement: 5 lead"," IntelliVue"," Snap"," 0.9m "," IEC"," Chest lead"," Reusable	Philips ECG Leadwire M1604A"," 5 lead"," IntelliVue"," Snap"," 0.9m "," IEC"," Chest lead"," Reusable	1	6				Ultrasound Foetal Transducer - comp w/ Bionet - Uterine Contractions		Ultrasound Foetal Transducer - comp w/ Bionet - UC	Bionet "
"	EKL-PWA10-N-I		EKL-PWA10-N-I	https://www.medten.com/product/84	Replacement	Reusable	Philips	ECG Leadwires	Accessories	Philips ECG Leadwire M1716B	Reusable Philips ECG Leadwire M1716B	Replacement: 10 lead"," 3mm needle"," 0.8m+1.2m"," IEC"," Reusable	Philips ECG Leadwire M1716B"," 10 lead"," 3mm needle"," 0.8m+1.2m"," IEC"," Reusable	1	6				Ultrasound Foetal Transducer - comp w/ Bionet - Uterine Contractions		Ultrasound Foetal Transducer - comp w/ Bionet - UC	Bionet "
"6017638	EL-TMX6-90G-I		EL-TMX6-90G-I	https://www.medten.com/product/87	Replacement	Reusable	Philips	ECG Leadwires	Accessories	Philips ECG Leadwire 989803171961	Reusable Philips ECG Leadwire 989803171961	Replacement: 6 lead"," IntelliVue MX40"," Grabber"," 0.9m "," IEC"," Reusable	Philips ECG Leadwire 989803171961"," 6 lead"," IntelliVue MX40"," Grabber"," 0.9m "," IEC"," Reusable	1	6				Ultrasound Foetal Transducer - comp w/ Bionet - Uterine Contractions		Ultrasound Foetal Transducer - comp w/ Bionet - UC	Bionet "
"6017274	EL-TPH3-90S-I		EL-TPH3-90S-I	https://www.medten.com/product/88	Replacement	Reusable	Philips	ECG Leadwires	Accessories	Philips ECG Leadwire 989803152001	Reusable Philips ECG Leadwire 989803152001	Replacement: 3 lead"," IntelliVue"," Snap"," 0.9m "," IEC"," Reusable	Philips ECG Leadwire 989803152001"," 3 lead"," IntelliVue"," Snap"," 0.9m "," IEC"," Reusable	1	6				Ultrasound Foetal Transducer - comp w/ Bionet - Uterine Contractions		Ultrasound Foetal Transducer - comp w/ Bionet - UC	Bionet "
"6013125	BPD-13WS-W05P		BPD-13WS-W05P	https://www.medten.com/product/89	Replacement	Disposable		NIBP Cuffs	Accessories	NIBP Cuff	Disposable NIBP Cuff	Replacement: Neonate (6-11 cm)"," Single Tube"," Non-woven fiber"," Male Neonatal Safe Release (Box of 10)	NIBP Cuff"," Neonate (6-11 cm)"," Single Tube"," Non-woven fiber"," Male Neonatal Safe Release (Box of 10)	10	0				Ultrasound Foetal Transducer - comp w/ Bionet - Uterine Contractions		Ultrasound Foetal Transducer - comp w/ Bionet - UC	Bionet "
"6017280	EL-TMX3PH-90G-I		EL-TMX3PH-90G-I	https://www.medten.com/product/90	Replacement	Reusable	Philips	ECG Leadwires	Accessories	Philips ECG Leadwire 989803171911	Reusable Philips ECG Leadwire 989803171911	Replacement: 3 lead"," IntelliVue MX40"," With Philips SpO2"," Grabber"," 0.9m "," IEC"," Reusable	Philips ECG Leadwire 989803171911"," 3 lead"," IntelliVue MX40"," With Philips SpO2"," Grabber"," 0.9m "," IEC"," Reusable	1	6				Ultrasound Foetal Transducer - comp w/ Bionet - Uterine Contractions		Ultrasound Foetal Transducer - comp w/ Bionet - UC	Bionet "
"6017494	EL-TMX5PH-90G-I		EL-TMX5PH-90G-I	https://www.medten.com/product/92	Replacement	Reusable	Philips	ECG Leadwires	Accessories	Philips ECG Leadwire 989803171951	Reusable Philips ECG Leadwire 989803171951	Replacement: 5 lead"," IntelliVue MX40"," With Philips SpO2"," Grabber"," 0.9m "," IEC"," Reusable	Philips ECG Leadwire 989803171951"," 5 lead"," IntelliVue MX40"," With Philips SpO2"," Grabber"," 0.9m "," IEC"," Reusable	1	6				Ultrasound Foetal Transducer - comp w/ Bionet - Uterine Contractions		Ultrasound Foetal Transducer - comp w/ Bionet - UC	Bionet "
"6017642	EL-TMX6PH-90G-I		EL-TMX6PH-90G-I	https://www.medten.com/product/95	Replacement	Reusable	Philips	ECG Leadwires	Accessories	Philips ECG Leadwire 989803171971	Reusable Philips ECG Leadwire 989803171971	Replacement: 6 lead"," IntelliVue MX40"," With Philips SpO2"," Grabber"," 0.9m "," IEC"," Reusable	Philips ECG Leadwire 989803171971"," 6 lead"," IntelliVue MX40"," With Philips SpO2"," Grabber"," 0.9m "," IEC"," Reusable	1	6				Ultrasound Foetal Transducer - comp w/ Bionet - Uterine Contractions		Ultrasound Foetal Transducer - comp w/ Bionet - UC	Bionet "
"6014000	BPH-AS25-02M-02M		BPH-AS25-02M-02M	https://www.medten.com/product/96	Replacement	Reusable	Philips	NIBP Air Hoses	Accessories	Philips NIBP Air Hose M3918A	Reusable Philips NIBP Air Hose M3918A	Replacement: Adult/Pediatric"," Single Tube"," 2.5m"," Female Bayonet	Philips NIBP Air Hose M3918A"," Adult/Pediatric"," Single Tube"," 2.5m"," Female Bayonet	1	6				Ultrasound Foetal Transducer - comp w/ Bionet - Uterine Contractions		Ultrasound Foetal Transducer - comp w/ Bionet - UC	Bionet "
"6014061	BPH-NS25-02M-06		BPH-NS25-02M-06	https://www.medten.com/product/97	Replacement	Reusable	Philips	NIBP Air Hoses	Accessories	Philips NIBP Air Hose 989803136941	Reusable Philips NIBP Air Hose 989803136941	Replacement: Neonate "," Single Tube"," 2.5m"," Female Slip Neonate	Philips NIBP Air Hose 989803136941"," Neonate "," Single Tube"," 2.5m"," Female Slip Neonate	1	6				Ultrasound Foetal Transducer - comp w/ Bionet - Uterine Contractions		Ultrasound Foetal Transducer - comp w/ Bionet - UC	Bionet "
"	BPH-AS30-07Z-02M		BPH-AS30-07Z-02M	https://www.medten.com/product/98	Replacement	Reusable	Philips	NIBP Air Hoses	Accessories	Philips NIBP Air Hose M1599B	Reusable Philips NIBP Air Hose M1599B	Replacement: Adult/Pediatric"," Single Tube"," 3.0m	Philips NIBP Air Hose M1599B"," Adult/Pediatric"," Single Tube"," 3.0m	1	6				Ultrasound Foetal Transducer - comp w/ Bionet - Uterine Contractions		Ultrasound Foetal Transducer - comp w/ Bionet - UC	Bionet "
"6014063	BPH-NS25-07-06		BPH-NS25-07-06	https://www.medten.com/product/99	Replacement	Reusable	Mindray	NIBP Air Hoses	Accessories	Mindray NIBP Air Hose 6200-30-11560	Reusable Mindray NIBP Air Hose 6200-30-11560	Replacement: Neonate "," Single Tube"," 2.5m	Mindray NIBP Air Hose 6200-30-11560"," Neonate "," Single Tube"," 2.5m	1	6				Ultrasound Foetal Transducer - comp w/ Bionet - Uterine Contractions		Ultrasound Foetal Transducer - comp w/ Bionet - UC	Bionet "
"6013133	BPD-20WS-W01P		BPD-20WS-W01P	https://www.medten.com/product/100	Replacement	Disposable	Philips	NIBP Cuffs	Accessories	Philips NIBP Cuff M4572B	Disposable Philips NIBP Cuff M4572B	Replacement: Infant (8-13cm)"," Single Tube"," Non-woven fiber"," Male Bayonet (Box of 10)	Philips NIBP Cuff M4572B"," Infant (8-13cm)"," Single Tube"," Non-woven fiber"," Male Bayonet (Box of 10)	10	6				Ultrasound Foetal Transducer - comp w/ Bionet - Uterine Contractions		Ultrasound Foetal Transducer - comp w/ Bionet - UC	Bionet "
"6013134	BPD-30WS-W01P		BPD-30WS-W01P	https://www.medten.com/product/101	Replacement	Disposable		NIBP Cuffs	Accessories	NIBP Cuff	Disposable NIBP Cuff	Replacement: Pediatric (12-19cm)"," Single Tube"," Non-woven fiber"," Male Bayonet (Box of 10)	NIBP Cuff"," Pediatric (12-19cm)"," Single Tube"," Non-woven fiber"," Male Bayonet (Box of 10)	10	0				Ultrasound Foetal Transducer - comp w/ Bionet - Uterine Contractions		Ultrasound Foetal Transducer - comp w/ Bionet - UC	Bionet "
"6013135	BPD-40WS-W01P		BPD-40WS-W01P	https://www.medten.com/product/102	Replacement	Disposable		NIBP Cuffs	Accessories	NIBP Cuff	Disposable NIBP Cuff	Replacement: Small adult (17-25cm)"," Single Tube"," Non-woven fiber"," Male Bayonet (Box of 10)	NIBP Cuff"," Small adult (17-25cm)"," Single Tube"," Non-woven fiber"," Male Bayonet (Box of 10)	10	0				Ultrasound Foetal Transducer - comp w/ Bionet - Uterine Contractions		Ultrasound Foetal Transducer - comp w/ Bionet - UC	Bionet "
"6013136	BPD-50WS-W01P		BPD-50WS-W01P	https://www.medten.com/product/103	Replacement	Disposable		NIBP Cuffs	Accessories	NIBP Cuff	Disposable NIBP Cuff	Replacement: Adult (23-33cm)"," Single Tube"," Non-woven fiber"," Male Bayonet (Box of 10)	NIBP Cuff"," Adult (23-33cm)"," Single Tube"," Non-woven fiber"," Male Bayonet (Box of 10)	10	0				Ultrasound Foetal Transducer - comp w/ Bionet - Uterine Contractions		Ultrasound Foetal Transducer - comp w/ Bionet - UC	Bionet "
"6013137	BPD-60WS-W01P		BPD-60WS-W01P	https://www.medten.com/product/104	Replacement	Disposable		NIBP Cuffs	Accessories	NIBP Cuff	Disposable NIBP Cuff	Replacement: Adult extra long (23-46cm)"," Non-woven fiber"," Male Bayonet (Box of 10)	NIBP Cuff"," Adult extra long (23-46cm)"," Non-woven fiber"," Male Bayonet (Box of 10)	10	0				Ultrasound Foetal Transducer - comp w/ Bionet - Uterine Contractions		Ultrasound Foetal Transducer - comp w/ Bionet - UC	Bionet "
"6013138	BPD-70WS-W01P		BPD-70WS-W01P	https://www.medten.com/product/105	Replacement	Disposable		NIBP Cuffs	Accessories	NIBP Cuff	Disposable NIBP Cuff	Replacement: Large adult (31-40cm)"," Non-woven fiber"," Male Bayonet (Box of 10)	NIBP Cuff"," Large adult (31-40cm)"," Non-woven fiber"," Male Bayonet (Box of 10)	10	0				Ultrasound Foetal Transducer - comp w/ Bionet - Uterine Contractions		Ultrasound Foetal Transducer - comp w/ Bionet - UC	Bionet "
"6013139	BPD-80WS-W01P		BPD-80WS-W01P	https://www.medten.com/product/106	Replacement	Disposable		NIBP Cuffs	Accessories	NIBP Cuff	Disposable NIBP Cuff	Replacement: Large adult extra long (31-53cm)"," Non-woven fiber"," Male Bayonet (Box of 10)	NIBP Cuff"," Large adult extra long (31-53cm)"," Non-woven fiber"," Male Bayonet (Box of 10)	10	0				Ultrasound Foetal Transducer - comp w/ Bionet - Uterine Contractions		Ultrasound Foetal Transducer - comp w/ Bionet - UC	Bionet "
"6013140	BPD-90WS-W01P		BPD-90WS-W01P	https://www.medten.com/product/107	Replacement	Disposable		NIBP Cuffs	Accessories	NIBP Cuff	Disposable NIBP Cuff	Replacement: Thigh (38-50cm)"," Non-woven fiber"," Male Bayonet (Box of 10)	NIBP Cuff"," Thigh (38-50cm)"," Non-woven fiber"," Male Bayonet (Box of 10)	10	0				Ultrasound Foetal Transducer - comp w/ Bionet - Uterine Contractions		Ultrasound Foetal Transducer - comp w/ Bionet - UC	Bionet "
"6013537	BP-20BS-W01M		BP-20BS-W01M	https://www.medten.com/product/108	Replacement	Reusable	Philips	NIBP Cuffs	Accessories	NIBP Cuff	Reusable NIBP Cuff	Replacement: Infant (8-13cm)"," Single Tube"," With Bladder"," Male Bayonet	NIBP Cuff"," Infant (8-13cm)"," Single Tube"," With Bladder"," Male Bayonet	1	6				Ultrasound Foetal Transducer - comp w/ Bionet - Uterine Contractions		Ultrasound Foetal Transducer - comp w/ Bionet - UC	Bionet "
"6013538	BP-30BS-W01M		BP-30BS-W01M	https://www.medten.com/product/109	Replacement	Reusable	Philips	NIBP Cuffs	Accessories	Philips NIBP Cuff M1572A	Reusable Philips NIBP Cuff M1572A	Replacement: Pediatric (12-19cm)"," Single Tube"," With Bladder	Philips NIBP Cuff M1572A"," Pediatric (12-19cm)"," Single Tube"," With Bladder	1	6				Ultrasound Foetal Transducer - comp w/ Bionet - Uterine Contractions		Ultrasound Foetal Transducer - comp w/ Bionet - UC	Bionet "
"6013539	BP-40BS-W01M		BP-40BS-W01M	https://www.medten.com/product/110	Replacement	Reusable	Philips	NIBP Cuffs	Accessories	Philips NIBP Cuff M1573A	Reusable Philips NIBP Cuff M1573A	Replacement: Small adult (17-25cm)"," Single Tube"," With Bladder"," Male Bayonet	Philips NIBP Cuff M1573A"," Small adult (17-25cm)"," Single Tube"," With Bladder"," Male Bayonet	1	6				Ultrasound Foetal Transducer - comp w/ Bionet - Uterine Contractions		Ultrasound Foetal Transducer - comp w/ Bionet - UC	Bionet "
"6013540	BP-50BS-W01M		BP-50BS-W01M	https://www.medten.com/product/111	Replacement	Reusable	Philips	NIBP Cuffs	Accessories	Philips NIBP Cuff M1574A	Reusable Philips NIBP Cuff M1574A	Replacement: Adult (23-33cm)"," Single Tube"," With Bladder"," Male Bayonet	Philips NIBP Cuff M1574A"," Adult (23-33cm)"," Single Tube"," With Bladder"," Male Bayonet	1	6				Ultrasound Foetal Transducer - comp w/ Bionet - Uterine Contractions		Ultrasound Foetal Transducer - comp w/ Bionet - UC	Bionet "
"6013541	BP-60BS-W01M		BP-60BS-W01M	https://www.medten.com/product/112	Replacement	Reusable	Philips	NIBP Cuffs	Accessories	Philips NIBP Cuff M4556A	Reusable Philips NIBP Cuff M4556A	Replacement: Adult extra long (23-46cm)"," Single Tube"," With Bladder	Philips NIBP Cuff M4556A"," Adult extra long (23-46cm)"," Single Tube"," With Bladder	1	6				Ultrasound Foetal Transducer - comp w/ Bionet - Uterine Contractions		Ultrasound Foetal Transducer - comp w/ Bionet - UC	Bionet "
"6013542	BP-70BS-W01M		BP-70BS-W01M	https://www.medten.com/product/113	Replacement	Reusable	Philips	NIBP Cuffs	Accessories	Philips NIBP Cuff M1575A	Reusable Philips NIBP Cuff M1575A	Replacement: Large adult (31-40cm)"," Single Tube"," With Bladder	Philips NIBP Cuff M1575A"," Large adult (31-40cm)"," Single Tube"," With Bladder	1	6				Ultrasound Foetal Transducer - comp w/ Bionet - Uterine Contractions		Ultrasound Foetal Transducer - comp w/ Bionet - UC	Bionet "
"6013543	BP-80BS-W01M		BP-80BS-W01M	https://www.medten.com/product/114	Replacement	Reusable		NIBP Cuffs	Accessories	NIBP Cuff	Reusable NIBP Cuff	Replacement: Large adult extra long (31-53cm)"," Single Tube"," With Bladder"," Male Bayonet	NIBP Cuff"," Large adult extra long (31-53cm)"," Single Tube"," With Bladder"," Male Bayonet	1	6				Ultrasound Foetal Transducer - comp w/ Bionet - Uterine Contractions		Ultrasound Foetal Transducer - comp w/ Bionet - UC	Bionet "
"6013544	BP-90BS-W01M		BP-90BS-W01M	https://www.medten.com/product/115	Replacement	Reusable	Physio-Control	NIBP Cuffs	Accessories	Physio-Control NIBP Cuff 11996-000026	Reusable Physio-Control NIBP Cuff 11996-000026	Replacement: Thigh (38-50cm)"," Single Tube"," With Bladder	Physio-Control NIBP Cuff 11996-000026"," Thigh (38-50cm)"," Single Tube"," With Bladder	1	6				Ultrasound Foetal Transducer - comp w/ Bionet - Uterine Contractions		Ultrasound Foetal Transducer - comp w/ Bionet - UC	Bionet "
"6013126	BPD-14WS-W05P		BPD-14WS-W05P	https://www.medten.com/product/116	Replacement	Disposable		NIBP Cuffs	Accessories	NIBP Cuff	Disposable NIBP Cuff	Replacement: Neonate #4 (7-13cm)"," Non-woven fiber"," Male Slip (Box of 10)	NIBP Cuff"," Neonate #4 (7-13cm)"," Non-woven fiber"," Male Slip (Box of 10)	10	0				Ultrasound Foetal Transducer - comp w/ Bionet - Uterine Contractions		Ultrasound Foetal Transducer - comp w/ Bionet - UC	Bionet "
"6013600	BP-20BD-WD08		BP-20BD-WD08	https://www.medten.com/product/117	Replacement	Reusable	Critikon	NIBP Cuffs	Accessories	Critikon/GE NIBP Cuff 2458	Reusable Critikon/GE NIBP Cuff 2458	Replacement: Neonate #4 (7-13cm)"," Double Tube"," With Bladder"," Reusable	Critikon/GE NIBP Cuff 2458"," Neonate #4 (7-13cm)"," Double Tube"," With Bladder"," Reusable	1	6				Ultrasound Foetal Transducer - comp w/ Bionet - Uterine Contractions		Ultrasound Foetal Transducer - comp w/ Bionet - UC	Bionet "
"6013601	BP-30BD-WD08		BP-30BD-WD08	https://www.medten.com/product/118	Replacement	Reusable	Critikon	NIBP Cuffs	Accessories	Critikon/GE NIBP Cuff 2460	Reusable Critikon/GE NIBP Cuff 2460	Replacement: Pediatric (12-19cm)"," Double Tube"," With Bladder	Critikon/GE NIBP Cuff 2460"," Pediatric (12-19cm)"," Double Tube"," With Bladder	1	6				Ultrasound Foetal Transducer - comp w/ Bionet - Uterine Contractions		Ultrasound Foetal Transducer - comp w/ Bionet - UC	Bionet "
"6013602	BP-40BD-WD08		BP-40BD-WD08	https://www.medten.com/product/119	Replacement	Reusable	Critikon	NIBP Cuffs	Accessories	Critikon/GE NIBP Cuff 2462	Reusable Critikon/GE NIBP Cuff 2462	Replacement: Small adult (17-25cm)"," Double Tube"," With Bladder	Critikon/GE NIBP Cuff 2462"," Small adult (17-25cm)"," Double Tube"," With Bladder	1	6				Ultrasound Foetal Transducer - comp w/ Bionet - Uterine Contractions		Ultrasound Foetal Transducer - comp w/ Bionet - UC	Bionet "
"6013603	BP-50BD-WD08		BP-50BD-WD08	https://www.medten.com/product/120	Replacement	Reusable	Critikon	NIBP Cuffs	Accessories	Critikon/GE NIBP Cuff 2464	Reusable Critikon/GE NIBP Cuff 2464	Replacement: Adult (23-33cm)"," Double Tube"," With Bladder"," Male Screw	Critikon/GE NIBP Cuff 2464"," Adult (23-33cm)"," Double Tube"," With Bladder"," Male Screw	1	6				Ultrasound Foetal Transducer - comp w/ Bionet - Uterine Contractions		Ultrasound Foetal Transducer - comp w/ Bionet - UC	Bionet "
"6013604	BP-60BD-WD08		BP-60BD-WD08	https://www.medten.com/product/121	Replacement	Reusable	Critikon	NIBP Cuffs	Accessories	Critikon/GE NIBP Cuff 2465	Reusable Critikon/GE NIBP Cuff 2465	Replacement: Adult extra long (27.5-49.5cm)"," Double Tube"," With Bladder"," Reusable	Critikon/GE NIBP Cuff 2465"," Adult extra long (27.5-49.5cm)"," Double Tube"," With Bladder"," Reusable	1	6				Ultrasound Foetal Transducer - comp w/ Bionet - Uterine Contractions		Ultrasound Foetal Transducer - comp w/ Bionet - UC	Bionet "
"6013605	BP-70BD-WD08		BP-70BD-WD08	https://www.medten.com/product/122	Replacement	Reusable	Critikon	NIBP Cuffs	Accessories	Critikon/GE NIBP Cuff 2466	Reusable Critikon/GE NIBP Cuff 2466	Replacement: Large adult (31-40cm)"," Double Tube"," With Bladder	Critikon/GE NIBP Cuff 2466"," Large adult (31-40cm)"," Double Tube"," With Bladder	1	6				Ultrasound Foetal Transducer - comp w/ Bionet - Uterine Contractions		Ultrasound Foetal Transducer - comp w/ Bionet - UC	Bionet "
"6013606	BP-80BD-WD08		BP-80BD-WD08	https://www.medten.com/product/123	Replacement	Reusable	Critikon	NIBP Cuffs	Accessories	Critikon/GE NIBP Cuff 2467	Reusable Critikon/GE NIBP Cuff 2467	Replacement: Large adult extra long (35.5-59cm)"," Double Tube"," With Bladder"," Reusable	Critikon/GE NIBP Cuff 2467"," Large adult extra long (35.5-59cm)"," Double Tube"," With Bladder"," Reusable	1	6				Ultrasound Foetal Transducer - comp w/ Bionet - Uterine Contractions		Ultrasound Foetal Transducer - comp w/ Bionet - UC	Bionet "
"6013607	BP-90BD-WD08		BP-90BD-WD08	https://www.medten.com/product/124	Replacement	Reusable	Critikon	NIBP Cuffs	Accessories	Critikon/GE NIBP Cuff 2468	Reusable Critikon/GE NIBP Cuff 2468	Replacement: Thigh (45-56.5cm)"," Double Tube"," With Bladder"," Reusable	Critikon/GE NIBP Cuff 2468"," Thigh (45-56.5cm)"," Double Tube"," With Bladder"," Reusable	1	6				Ultrasound Foetal Transducer - comp w/ Bionet - Uterine Contractions		Ultrasound Foetal Transducer - comp w/ Bionet - UC	Bionet "
"6013188	BPD-40WD-WD08		BPD-40WD-WD08	https://www.medten.com/product/125	Replacement	Disposable	DINAMAP	NIBP Cuffs	Accessories	DINAMAP/Critikon/GE NIBP Cuff 2502	Disposable DINAMAP/Critikon/GE NIBP Cuff 2502	Replacement: Small adult (20.5-28.5cm)"," Double Tube"," Non-woven fiber"," Male Screw (08)"," Disposable (Box of 10)	DINAMAP/Critikon/GE NIBP Cuff 2502"," Small adult (20.5-28.5cm)"," Double Tube"," Non-woven fiber"," Male Screw (08)"," Disposable (Box of 10)	10	0				Ultrasound Foetal Transducer - comp w/ Bionet - Uterine Contractions		Ultrasound Foetal Transducer - comp w/ Bionet - UC	Bionet "
"6013189	BPD-50WD-WD08		BPD-50WD-WD08	https://www.medten.com/product/126	Replacement	Disposable	DINAMAP	NIBP Cuffs	Accessories	DINAMAP/Critikon/GE NIBP Cuff 2503	Disposable DINAMAP/Critikon/GE NIBP Cuff 2503	Replacement: Adult (23-33cm)"," Double Tube"," Non-woven fiber"," Male Screw (Box of 10)	DINAMAP/Critikon/GE NIBP Cuff 2503"," Adult (23-33cm)"," Double Tube"," Non-woven fiber"," Male Screw (Box of 10)	10	0				Ultrasound Foetal Transducer - comp w/ Bionet - Uterine Contractions		Ultrasound Foetal Transducer - comp w/ Bionet - UC	Bionet "
"6013190	BPD-60WD-WD08		BPD-60WD-WD08	https://www.medten.com/product/127	Replacement	Disposable	DINAMAP	NIBP Cuffs	Accessories	DINAMAP/Critikon/GE NIBP Cuff 2604	Disposable DINAMAP/Critikon/GE NIBP Cuff 2604	Replacement: Adult extra long (27.5-49.5cm)"," Double Tube"," Non-woven fiber"," Male Screw (08)"," Disposable (Box of 10)	DINAMAP/Critikon/GE NIBP Cuff 2604"," Adult extra long (27.5-49.5cm)"," Double Tube"," Non-woven fiber"," Male Screw (08)"," Disposable (Box of 10)	10	0				Ultrasound Foetal Transducer - comp w/ Bionet - Uterine Contractions		Ultrasound Foetal Transducer - comp w/ Bionet - UC	Bionet "
"6013191	BPD-70WD-WD08		BPD-70WD-WD08	https://www.medten.com/product/128	Replacement	Disposable	DINAMAP	NIBP Cuffs	Accessories	DINAMAP/Critikon/GE NIBP Cuff 2504	Disposable DINAMAP/Critikon/GE NIBP Cuff 2504	Replacement: Large adult (31-40cm)"," Double Tube"," Non-woven fiber"," Male Screw (Box of 10)	DINAMAP/Critikon/GE NIBP Cuff 2504"," Large adult (31-40cm)"," Double Tube"," Non-woven fiber"," Male Screw (Box of 10)	10	0				Ultrasound Foetal Transducer - comp w/ Bionet - Uterine Contractions		Ultrasound Foetal Transducer - comp w/ Bionet - UC	Bionet "
"6013192	BPD-80WD-WD08		BPD-80WD-WD08	https://www.medten.com/product/129	Replacement	Disposable	DINAMAP	NIBP Cuffs	Accessories	DINAMAP/Critikon/GE NIBP Cuff 2644	Disposable DINAMAP/Critikon/GE NIBP Cuff 2644	Replacement: Large adult extra long (35.5-59cm)"," Double Tube"," Non-woven fiber"," Male Screw (08)"," Disposable (Box of 10)	DINAMAP/Critikon/GE NIBP Cuff 2644"," Large adult extra long (35.5-59cm)"," Double Tube"," Non-woven fiber"," Male Screw (08)"," Disposable (Box of 10)	10	0				Ultrasound Foetal Transducer - comp w/ Bionet - Uterine Contractions		Ultrasound Foetal Transducer - comp w/ Bionet - UC	Bionet "
"6013193	BPD-90WD-WD08		BPD-90WD-WD08	https://www.medten.com/product/130	Replacement	Disposable	DINAMAP	NIBP Cuffs	Accessories	DINAMAP/Critikon/GE NIBP Cuff 2505	Disposable DINAMAP/Critikon/GE NIBP Cuff 2505	Replacement: Thigh (45-56.5cm)"," Double Tube"," Non-woven fiber"," Male Screw (08)"," Disposable (Box of 10)	DINAMAP/Critikon/GE NIBP Cuff 2505"," Thigh (45-56.5cm)"," Double Tube"," Non-woven fiber"," Male Screw (08)"," Disposable (Box of 10)	10	0				Ultrasound Foetal Transducer - comp w/ Bionet - Uterine Contractions		Ultrasound Foetal Transducer - comp w/ Bionet - UC	Bionet "
"	TA-PH-PM30		TA-PH-PM30	https://www.medten.com/product/131	Replacement	Reusable	Philips	Temperature Adapter Cables	Accessories	Philips Temperature Adapter Cable 21082A	Reusable Philips Temperature Adapter Cable 21082A	Replacement: 3.0m"," use with Philips disposable probes	Philips Temperature Adapter Cable 21082A"," 3.0m"," use with Philips disposable probes	1	12				Ultrasound Foetal Transducer - comp w/ Bionet - Uterine Contractions		Ultrasound Foetal Transducer - comp w/ Bionet - UC	Bionet "
"6018626	TS-PH-AG30		TS-PH-AG30	https://www.medten.com/product/132	Replacement	Reusable	Philips	Temperature Probes	Accessories	Philips Temperature Probe 21075A	Reusable Philips Temperature Probe 21075A	Replacement: Adult"," General (Oral/Rectal)"," 3.0m"," Reusable	Philips Temperature Probe 21075A"," Adult"," General (Oral/Rectal)"," 3.0m"," Reusable	1	12				Ultrasound Foetal Transducer - comp w/ Bionet - Uterine Contractions		Ultrasound Foetal Transducer - comp w/ Bionet - UC	Bionet "
"6018681	TS-PH-PG30		TS-PH-PG30	https://www.medten.com/product/133	Replacement	Reusable	Philips	Temperature Probes	Accessories	Philips Temperature Probe 21076A	Reusable Philips Temperature Probe 21076A	Replacement: Pediatric"," General (Oral/Rectal)"," 3.0m"," Reusable	Philips Temperature Probe 21076A"," Pediatric"," General (Oral/Rectal)"," 3.0m"," Reusable	1	12				Ultrasound Foetal Transducer - comp w/ Bionet - Uterine Contractions		Ultrasound Foetal Transducer - comp w/ Bionet - UC	Bionet "
"6018604	TS-PH-AS30		TS-PH-AS30	https://www.medten.com/product/134	Replacement	Reusable	Philips	Temperature Probes	Accessories	Philips Temperature Probe 21078A	Reusable Philips Temperature Probe 21078A	Replacement: Adult"," Skin surface"," 3.0m	Philips Temperature Probe 21078A"," Adult"," Skin surface"," 3.0m	1	12				Ultrasound Foetal Transducer - comp w/ Bionet - Uterine Contractions		Ultrasound Foetal Transducer - comp w/ Bionet - UC	Bionet "
"6018900	FUS-PH01		FUS-PH01	https://www.medten.com/product/137	Replacement	Reusable	Philips	Fetal Transducers	Accessories	Philips Fetal Transducer M1356A	Reusable Philips Fetal Transducer M1356A	Replacement: 3.0m"," Ultrasound"," Ultrasound	Philips Fetal Transducer M1356A"," 3.0m"," Ultrasound"," Ultrasound	1	12				Ultrasound Foetal Transducer - comp w/ Bionet - Uterine Contractions		Ultrasound Foetal Transducer - comp w/ Bionet - UC	Bionet "
"6018920	FTC-PH01		FTC-PH01	https://www.medten.com/product/138	Replacement	Reusable	Philips	Fetal Transducers	Accessories	Philips Fetal Transducer M1355A	Reusable Philips Fetal Transducer M1355A	Replacement: 3.0m"," TOCO	Philips Fetal Transducer M1355A"," 3.0m"," TOCO	1	12				Ultrasound Foetal Transducer - comp w/ Bionet - Uterine Contractions		Ultrasound Foetal Transducer - comp w/ Bionet - UC	Bionet "
"6018901	FUS-PH02		FUS-PH02	https://www.medten.com/product/139	Replacement	Reusable	Philips	Fetal Transducers	Accessories	Philips Fetal Transducer 15245A	Reusable Philips Fetal Transducer 15245A	Replacement: 3.0m"," Ultrasound	Philips Fetal Transducer 15245A"," 3.0m"," Ultrasound	1	12				Ultrasound Foetal Transducer - comp w/ Bionet - Uterine Contractions		Ultrasound Foetal Transducer - comp w/ Bionet - UC	Bionet "
"6018405	FM-001		FM-001	https://www.medten.com/product/140	Replacement	Reusable	Corometrics	Fetal Event Marker Cables	Accessories	Fetal Event Marker Cable	Reusable Fetal Event Marker Cable	Replacement: 3.0m	Fetal Event Marker Cable"," 3.0m	1	12				Ultrasound Foetal Transducer - comp w/ Bionet - Uterine Contractions		Ultrasound Foetal Transducer - comp w/ Bionet - UC	Bionet "
"6018406	FM-002		FM-002	https://www.medten.com/product/141	Replacement	Reusable	Philips	Fetal Event Marker Cables	Accessories	Philips Fetal Event Marker Cable 989803143411	Reusable Philips Fetal Event Marker Cable 989803143411	Replacement: 3.0m	Philips Fetal Event Marker Cable 989803143411"," 3.0m	1	12				Ultrasound Foetal Transducer - comp w/ Bionet - Uterine Contractions		Ultrasound Foetal Transducer - comp w/ Bionet - UC	Bionet "
"6018300	FDELA-PH01-SPE		FDELA-PH01-SPE	https://www.medten.com/product/142	Replacement	Reusable	Philips	Fetal Leg Plate (DECG) Cables	Accessories	Philips Fetal Leg Plate (DECG) Cable 989803137651	Reusable Philips Fetal Leg Plate (DECG) Cable 989803137651	Replacement: 2.5m"," use with Philips spiral electrode	Philips Fetal Leg Plate (DECG) Cable 989803137651"," 2.5m"," use with Philips spiral electrode	1	12				Ultrasound Foetal Transducer - comp w/ Bionet - Uterine Contractions		Ultrasound Foetal Transducer - comp w/ Bionet - UC	Bionet "
"6018801	CTM-PH01		CTM-PH01	https://www.medten.com/product/143	Replacement	Reusable	Philips	EtCO2 Transducers	Accessories	Philips EtCO2 Transducer M2501A	Reusable Philips EtCO2 Transducer M2501A	Replacement: Mainstream"," Mainstream"," 2.5m"," 2.5m"," Reusable	Philips EtCO2 Transducer M2501A"," Mainstream"," Mainstream"," 2.5m"," 2.5m"," Reusable	1	12				Ultrasound Foetal Transducer - comp w/ Bionet - Uterine Contractions		Ultrasound Foetal Transducer - comp w/ Bionet - UC	Bionet "
"6018808	CTS-PH01		CTS-PH01	https://www.medten.com/product/144	Replacement	Reusable	Philips	EtCO2 Transducers	Accessories	Philips EtCO2 Transducer M2741A	Reusable Philips EtCO2 Transducer M2741A	Replacement: Sidestream"," 0.75m"," Reusable	Philips EtCO2 Transducer M2741A"," Sidestream"," 0.75m"," Reusable	1	12				Ultrasound Foetal Transducer - comp w/ Bionet - Uterine Contractions		Ultrasound Foetal Transducer - comp w/ Bionet - UC	Bionet "
"	KGF-F002		KGF-F002	https://www.medten.com/product/148	Replacement	Reusable	Philips	Fetal Transducer Parts	Parts	Bottom Case	Reusable Bottom Case	for TOCO M1355A	Bottom Case for TOCO M1355A	1	6				Ultrasound Foetal Transducer - comp w/ Bionet - Uterine Contractions		Ultrasound Foetal Transducer - comp w/ Bionet - UC	Bionet "
"	KGF-M007		KGF-M007	https://www.medten.com/product/149	Replacement	Reusable	Avalon	Fetal Transducer Parts	Parts	Top Case	Reusable Top Case	for TOCO M2734B	Top Case for TOCO M2734B	1	0				Ultrasound Foetal Transducer - comp w/ Bionet - Uterine Contractions		Ultrasound Foetal Transducer - comp w/ Bionet - UC	Bionet "
"	KLN-043-05		KLN-043-05	https://www.medten.com/product/153	Replacement	Reusable	GE Healthcare	Telemetry Parts	Parts	Battery Terminal Contact Spring 2007402-001	Reusable Battery Terminal Contact Spring 2007402-001	for ApexPro"," ApexPro CH"," Carescape T14	Battery Terminal Contact Spring 2007402-001 for ApexPro"," ApexPro CH"," Carescape T14	1	6				Ultrasound Foetal Transducer - comp w/ Bionet - Uterine Contractions		Ultrasound Foetal Transducer - comp w/ Bionet - UC	Bionet "
"	KGF-F007		KGF-F007	https://www.medten.com/product/154	Replacement	Reusable	Avalon	Fetal Transducer Parts	Parts	Bottom Case	Reusable Bottom Case	for TOCO M2734B	Bottom Case for TOCO M2734B	1	6				Ultrasound Foetal Transducer - comp w/ Bionet - Uterine Contractions		Ultrasound Foetal Transducer - comp w/ Bionet - UC	Bionet "
"6012535	SS-001XC-MY10		SS-001XC-MY10	https://www.medten.com/product/167	Replacement	Reusable	Nellcor	SpO2 Sensors	Accessories	Nellcor SpO2 Sensor D-YS	Reusable Nellcor SpO2 Sensor D-YS	Replacement: All Sizes"," Multi-Y"," 1.0m"," Nellcor - OxiMax	Nellcor SpO2 Sensor D-YS"," All Sizes"," Multi-Y"," 1.0m"," Nellcor - OxiMax	1	12				Ultrasound Foetal Transducer - comp w/ Bionet - Uterine Contractions		Ultrasound Foetal Transducer - comp w/ Bionet - UC	Bionet "
"6011004	SS-001XC-AF10		SS-001XC-AF10	https://www.medten.com/product/176	Replacement	Reusable	Nellcor	SpO2 Sensors	Accessories	Nellcor SpO2 Sensor DS100A	Reusable Nellcor SpO2 Sensor DS100A	Replacement: Adult"," Finger clip"," 1.0m"," Nellcor - OxiMax	Nellcor SpO2 Sensor DS100A"," Adult"," Finger clip"," 1.0m"," Nellcor - OxiMax	1	12				Ultrasound Foetal Transducer - comp w/ Bionet - Uterine Contractions		Ultrasound Foetal Transducer - comp w/ Bionet - UC	Bionet "
"6010502	SA-001X-12		SA-001X-12	https://www.medten.com/product/177	Replacement	Reusable	Nellcor	SpO2 Adapter Cables	Accessories	Nellcor SpO2 Extension Cable DEC-4	Reusable Nellcor SpO2 Extension Cable DEC-4	Replacement: 1.2m"," use with Nellcor-Oximax sensor	Nellcor SpO2 Extension Cable DEC-4"," 1.2m"," use with Nellcor-Oximax sensor	1	12				Ultrasound Foetal Transducer - comp w/ Bionet - Uterine Contractions		Ultrasound Foetal Transducer - comp w/ Bionet - UC	Bionet "
"6010503	SA-001X-24		SA-001X-24	https://www.medten.com/product/178	Replacement	Reusable	Nellcor	SpO2 Adapter Cables	Accessories	Nellcor SpO2 Extension Cable DEC-8	Reusable Nellcor SpO2 Extension Cable DEC-8	Replacement: 2.4m"," use with Nellcor-Oximax sensor	Nellcor SpO2 Extension Cable DEC-8"," 2.4m"," use with Nellcor-Oximax sensor	1	12				Ultrasound Foetal Transducer - comp w/ Bionet - Uterine Contractions		Ultrasound Foetal Transducer - comp w/ Bionet - UC	Bionet "
"6011239	SS-001XC-AS10		SS-001XC-AS10	https://www.medten.com/product/179	Replacement	Reusable	Nellcor	SpO2 Sensors	Accessories	Nellcor SpO2 Sensor FLEXMAX	Reusable Nellcor SpO2 Sensor FLEXMAX	Replacement: Adult"," Soft Rubber"," 1.0m"," Nellcor - OxiMax	Nellcor SpO2 Sensor FLEXMAX"," Adult"," Soft Rubber"," 1.0m"," Nellcor - OxiMax	1	12				Ultrasound Foetal Transducer - comp w/ Bionet - Uterine Contractions		Ultrasound Foetal Transducer - comp w/ Bionet - UC	Bionet "
"6011675	SS-001XC-PS10		SS-001XC-PS10	https://www.medten.com/product/180	Replacement	Reusable	Nellcor	SpO2 Sensors	Accessories	Nellcor SpO2 Sensor FLEXMAX-P	Reusable Nellcor SpO2 Sensor FLEXMAX-P	Replacement: Pediatric"," Soft rubber"," 1.0m"," Nellcor-Oximax"," Reusable	Nellcor SpO2 Sensor FLEXMAX-P"," Pediatric"," Soft rubber"," 1.0m"," Nellcor-Oximax"," Reusable	1	12				Ultrasound Foetal Transducer - comp w/ Bionet - Uterine Contractions		Ultrasound Foetal Transducer - comp w/ Bionet - UC	Bionet "
"6010506	SA-002-24		SA-002-24	https://www.medten.com/product/181	Replacement	Reusable	Nellcor	SpO2 Adapter Cables	Accessories	Nellcor SpO2 Adapter Cable SCP-10	Reusable Nellcor SpO2 Adapter Cable SCP-10	Replacement: 2.4m"," use with Nellcor-Oxismart sensor	Nellcor SpO2 Adapter Cable SCP-10"," 2.4m"," use with Nellcor-Oxismart sensor	1	12				Ultrasound Foetal Transducer - comp w/ Bionet - Uterine Contractions		Ultrasound Foetal Transducer - comp w/ Bionet - UC	Bionet "
"6010507	SA-003X-30		SA-003X-30	https://www.medten.com/product/182	Replacement	Reusable	Nellcor	SpO2 Adapter Cables	Accessories	Nellcor SpO2 Adapter Cable DOC-10	Reusable Nellcor SpO2 Adapter Cable DOC-10	Replacement: 3.0m"," use with Nellcor-Oximax sensor	Nellcor SpO2 Adapter Cable DOC-10"," 3.0m"," use with Nellcor-Oximax sensor	1	12				Ultrasound Foetal Transducer - comp w/ Bionet - Uterine Contractions		Ultrasound Foetal Transducer - comp w/ Bionet - UC	Bionet "
"6010811	SA-003X-12		SA-003X-12	https://www.medten.com/product/183	Replacement	Reusable	Nellcor	SpO2 Adapter Cables	Accessories	Nellcor SpO2 Adapter Cable DOC-4	Reusable Nellcor SpO2 Adapter Cable DOC-4	Replacement: 1.2m"," use with Nellcor-Oximax sensor"," Reusable	Nellcor SpO2 Adapter Cable DOC-4"," 1.2m"," use with Nellcor-Oximax sensor"," Reusable	1	12				Ultrasound Foetal Transducer - comp w/ Bionet - Uterine Contractions		Ultrasound Foetal Transducer - comp w/ Bionet - UC	Bionet "
"6010002	SSD-005RB-W09A		SSD-005RB-W09A	https://www.medten.com/product/185	Replacement	Disposable	Masimo	SpO2 Sensors	Accessories	Masimo SpO2 Sensor 2317 (LNCS Adtx-3)	Disposable Masimo SpO2 Sensor 2317 (LNCS Adtx-3)	Replacement: Adult"," Non-woven adhesive "," 0.9m"," Masimo-LNCS (Box of 20)	Masimo SpO2 Sensor 2317 (LNCS Adtx-3)"," Adult"," Non-woven adhesive "," 0.9m"," Masimo-LNCS (Box of 20)	20	0				Ultrasound Foetal Transducer - comp w/ Bionet - Uterine Contractions		Ultrasound Foetal Transducer - comp w/ Bionet - UC	Bionet "
"6010026	SSD-005RB-W09P		SSD-005RB-W09P	https://www.medten.com/product/186	Replacement	Disposable	Masimo	SpO2 Sensors	Accessories	Masimo SpO2 Sensor 2318 (LNCS Pdtx-3)	Disposable Masimo SpO2 Sensor 2318 (LNCS Pdtx-3)	Replacement: Pediatric"," Non-woven adhesive "," 0.9m"," Masimo-LNCS (Box of 20)	Masimo SpO2 Sensor 2318 (LNCS Pdtx-3)"," Pediatric"," Non-woven adhesive "," 0.9m"," Masimo-LNCS (Box of 20)	20	0				Ultrasound Foetal Transducer - comp w/ Bionet - Uterine Contractions		Ultrasound Foetal Transducer - comp w/ Bionet - UC	Bionet "
"6010049	SSD-005RB-W09I		SSD-005RB-W09I	https://www.medten.com/product/187	Replacement	Disposable	Masimo	SpO2 Sensors	Accessories	Masimo SpO2 Sensor 2319 (LNCS Inf-3)	Disposable Masimo SpO2 Sensor 2319 (LNCS Inf-3)	Replacement: Infant"," Non-woven adhesive "," 0.9m"," Masimo-LNCS (Box of 20)	Masimo SpO2 Sensor 2319 (LNCS Inf-3)"," Infant"," Non-woven adhesive "," 0.9m"," Masimo-LNCS (Box of 20)	20	0				Ultrasound Foetal Transducer - comp w/ Bionet - Uterine Contractions		Ultrasound Foetal Transducer - comp w/ Bionet - UC	Bionet "
"6010072	SSD-005RB-W09AN		SSD-005RB-W09AN	https://www.medten.com/product/188	Replacement	Disposable	Masimo	SpO2 Sensors	Accessories	Masimo SpO2 Sensor 2320 (LNCS Neo-3)	Disposable Masimo SpO2 Sensor 2320 (LNCS Neo-3)	Replacement: Adult/Neonate"," Non-woven adhesive "," 0.9m"," Masimo-LNCS (Box of 20)	Masimo SpO2 Sensor 2320 (LNCS Neo-3)"," Adult/Neonate"," Non-woven adhesive "," 0.9m"," Masimo-LNCS (Box of 20)	20	0				Ultrasound Foetal Transducer - comp w/ Bionet - Uterine Contractions		Ultrasound Foetal Transducer - comp w/ Bionet - UC	Bionet "
"6010095	SSD-005RB-S09AN		SSD-005RB-S09AN	https://www.medten.com/product/189	Replacement	Disposable	Masimo	SpO2 Sensors	Accessories	Masimo SpO2 Sensor 2606	Disposable Masimo SpO2 Sensor 2606	Replacement: Adult/Neonate"," Non-adhesive foam"," 0.9m"," Masimo-LNCS"," Disposable (Box of 20)	Masimo SpO2 Sensor 2606"," Adult/Neonate"," Non-adhesive foam"," 0.9m"," Masimo-LNCS"," Disposable (Box of 20)	20	0				Ultrasound Foetal Transducer - comp w/ Bionet - Uterine Contractions		Ultrasound Foetal Transducer - comp w/ Bionet - UC	Bionet "
"6011010	SS-005RB-AF10		SS-005RB-AF10	https://www.medten.com/product/190	Replacement	Reusable	Masimo	SpO2 Sensors	Accessories	Masimo SpO2 Sensor 1863 (LNCS DCI)	Reusable Masimo SpO2 Sensor 1863 (LNCS DCI)	Replacement: Adult"," Finger clip"," 1.0m"," Masimo-LNCS	Masimo SpO2 Sensor 1863 (LNCS DCI)"," Adult"," Finger clip"," 1.0m"," Masimo-LNCS	1	12				Ultrasound Foetal Transducer - comp w/ Bionet - Uterine Contractions		Ultrasound Foetal Transducer - comp w/ Bionet - UC	Bionet "
"6011463	SS-005RB-PF10		SS-005RB-PF10	https://www.medten.com/product/191	Replacement	Reusable	Masimo	SpO2 Sensors	Accessories	Masimo SpO2 Sensor 1864 (LNCS DCI-P)	Reusable Masimo SpO2 Sensor 1864 (LNCS DCI-P)	Replacement: Pediatric"," Finger clip"," 1.0m"," Masimo-LNCS"," Reusable	Masimo SpO2 Sensor 1864 (LNCS DCI-P)"," Pediatric"," Finger clip"," 1.0m"," Masimo-LNCS"," Reusable	1	12				Ultrasound Foetal Transducer - comp w/ Bionet - Uterine Contractions		Ultrasound Foetal Transducer - comp w/ Bionet - UC	Bionet "
"6011245	SS-005RB-AS10		SS-005RB-AS10	https://www.medten.com/product/192	Replacement	Reusable	Masimo	SpO2 Sensors	Accessories	Masimo SpO2 Sensor 2653 (LNCS DB-I)	Reusable Masimo SpO2 Sensor 2653 (LNCS DB-I)	Replacement: Adult"," Soft Rubber"," 1.0m"," Masimo-LNCS	Masimo SpO2 Sensor 2653 (LNCS DB-I)"," Adult"," Soft Rubber"," 1.0m"," Masimo-LNCS	1	12				Ultrasound Foetal Transducer - comp w/ Bionet - Uterine Contractions		Ultrasound Foetal Transducer - comp w/ Bionet - UC	Bionet "
"6012327	SS-005RB-AE10		SS-005RB-AE10	https://www.medten.com/product/198	Replacement	Reusable	Masimo	SpO2 Sensors	Accessories	Masimo SpO2 Sensor 1895 (LNCS TC-I)	Reusable Masimo SpO2 Sensor 1895 (LNCS TC-I)	Replacement: Adult"," Ear clip"," 1.0m"," Masimo-LNCS	Masimo SpO2 Sensor 1895 (LNCS TC-I)"," Adult"," Ear clip"," 1.0m"," Masimo-LNCS	1	12				Ultrasound Foetal Transducer - comp w/ Bionet - Uterine Contractions		Ultrasound Foetal Transducer - comp w/ Bionet - UC	Bionet "
"6012541	SS-005RB-MY10		SS-005RB-MY10	https://www.medten.com/product/199	Replacement	Reusable	Masimo	SpO2 Sensors	Accessories	Masimo SpO2 Sensor 2258 (LNCS Y-I)	Reusable Masimo SpO2 Sensor 2258 (LNCS Y-I)	Replacement: All Sizes"," Multi-Y"," 1.0m"," Masimo-LNCS	Masimo SpO2 Sensor 2258 (LNCS Y-I)"," All Sizes"," Multi-Y"," 1.0m"," Masimo-LNCS	1	12				Ultrasound Foetal Transducer - comp w/ Bionet - Uterine Contractions		Ultrasound Foetal Transducer - comp w/ Bionet - UC	Bionet "
"6010074	SSD-006RB-W09AN		SSD-006RB-W09AN	https://www.medten.com/product/202	Replacement	Disposable	Masimo	SpO2 Sensors	Accessories	Masimo SpO2 Sensor 1798 (LNOP Neo-L)	Disposable Masimo SpO2 Sensor 1798 (LNOP Neo-L)	Replacement: Adult/Neonate"," Non-woven adhesive "," 0.9m"," Masimo-LNOP"," Disposable (Box of 20)	Masimo SpO2 Sensor 1798 (LNOP Neo-L)"," Adult/Neonate"," Non-woven adhesive "," 0.9m"," Masimo-LNOP"," Disposable (Box of 20)	20	0				Ultrasound Foetal Transducer - comp w/ Bionet - Uterine Contractions		Ultrasound Foetal Transducer - comp w/ Bionet - UC	Bionet "
"6010051	SSD-006RB-W09I		SSD-006RB-W09I	https://www.medten.com/product/203	Replacement	Disposable	Masimo	SpO2 Sensors	Accessories	Masimo SpO2 Sensor 1800 (LNOP Inf-L)	Disposable Masimo SpO2 Sensor 1800 (LNOP Inf-L)	Replacement: Infant"," Non-woven adhesive "," 0.9m"," Masimo-LNOP"," Disposable (Box of 20)	Masimo SpO2 Sensor 1800 (LNOP Inf-L)"," Infant"," Non-woven adhesive "," 0.9m"," Masimo-LNOP"," Disposable (Box of 20)	20	0				Ultrasound Foetal Transducer - comp w/ Bionet - Uterine Contractions		Ultrasound Foetal Transducer - comp w/ Bionet - UC	Bionet "
"6011012	SS-006RB-AF10		SS-006RB-AF10	https://www.medten.com/product/204	Replacement	Reusable	Masimo	SpO2 Sensors	Accessories	Masimo SpO2 Sensor 1269 (LNOP DCI)	Reusable Masimo SpO2 Sensor 1269 (LNOP DCI)	Replacement: Adult"," Finger clip"," 1.0m"," Masimo-LNOP"," Reusable	Masimo SpO2 Sensor 1269 (LNOP DCI)"," Adult"," Finger clip"," 1.0m"," Masimo-LNOP"," Reusable	1	12				Ultrasound Foetal Transducer - comp w/ Bionet - Uterine Contractions		Ultrasound Foetal Transducer - comp w/ Bionet - UC	Bionet "
"6011465	SS-006RB-PF10		SS-006RB-PF10	https://www.medten.com/product/205	Replacement	Reusable	Masimo	SpO2 Sensors	Accessories	Masimo SpO2 Sensor 1276 (LNOP DCIP)	Reusable Masimo SpO2 Sensor 1276 (LNOP DCIP)	Replacement: Pediatric"," Finger clip"," 1.0m"," Masimo-LNOP"," Reusable	Masimo SpO2 Sensor 1276 (LNOP DCIP)"," Pediatric"," Finger clip"," 1.0m"," Masimo-LNOP"," Reusable	1	12				Ultrasound Foetal Transducer - comp w/ Bionet - Uterine Contractions		Ultrasound Foetal Transducer - comp w/ Bionet - UC	Bionet "
"6012543	SS-006RB-MY10		SS-006RB-MY10	https://www.medten.com/product/207	Replacement	Reusable	Masimo	SpO2 Sensors	Accessories	Masimo SpO2 Sensor 1544 (LNOP YI)	Reusable Masimo SpO2 Sensor 1544 (LNOP YI)	Replacement: All Sizes"," Multi-Y"," 1.0m"," Masimo-LNOP	Masimo SpO2 Sensor 1544 (LNOP YI)"," All Sizes"," Multi-Y"," 1.0m"," Masimo-LNOP	1	12				Ultrasound Foetal Transducer - comp w/ Bionet - Uterine Contractions		Ultrasound Foetal Transducer - comp w/ Bionet - UC	Bionet "
"6012329	SS-006RB-AE10		SS-006RB-AE10	https://www.medten.com/product/208	Replacement	Reusable	Masimo	SpO2 Sensors	Accessories	Masimo SpO2 Sensor LNOP TC-I	Reusable Masimo SpO2 Sensor LNOP TC-I	Replacement: Adult"," Ear clip"," 1.0m"," Masimo-LNOP	Masimo SpO2 Sensor LNOP TC-I"," Adult"," Ear clip"," 1.0m"," Masimo-LNOP	1	12				Ultrasound Foetal Transducer - comp w/ Bionet - Uterine Contractions		Ultrasound Foetal Transducer - comp w/ Bionet - UC	Bionet "
"6011013	SS-007RB-AF10		SS-007RB-AF10	https://www.medten.com/product/213	Replacement	Reusable	Masimo	SpO2 Sensors	Accessories	Masimo SpO2 Sensor 2501(M-LNCS DCI)	Reusable Masimo SpO2 Sensor 2501(M-LNCS DCI)	Replacement: Adult"," Finger clip"," 1.0m"," Masimo M LNCS	Masimo SpO2 Sensor 2501(M-LNCS DCI)"," Adult"," Finger clip"," 1.0m"," Masimo M LNCS	1	12				Ultrasound Foetal Transducer - comp w/ Bionet - Uterine Contractions		Ultrasound Foetal Transducer - comp w/ Bionet - UC	Bionet "
"6011466	SS-007RB-PF10		SS-007RB-PF10	https://www.medten.com/product/214	Replacement	Reusable	Masimo	SpO2 Sensors	Accessories	Masimo SpO2 Sensor 2502 (M-LNCS DCIP)	Reusable Masimo SpO2 Sensor 2502 (M-LNCS DCIP)	Replacement: Pediatric"," Finger clip"," 1.0m"," Masimo M LNCS	Masimo SpO2 Sensor 2502 (M-LNCS DCIP)"," Pediatric"," Finger clip"," 1.0m"," Masimo M LNCS	1	12				Ultrasound Foetal Transducer - comp w/ Bionet - Uterine Contractions		Ultrasound Foetal Transducer - comp w/ Bionet - UC	Bionet "
"6010005	SSD-007RB-W09A		SSD-007RB-W09A	https://www.medten.com/product/215	Replacement	Disposable	Masimo	SpO2 Sensors	Accessories	Masimo SpO2 Sensor 2508 (M-LNCS Adtx)	Disposable Masimo SpO2 Sensor 2508 (M-LNCS Adtx)	Replacement: Adult"," Non-woven adhesive "," 0.9m"," Masimo M LNCS"," Disposable (Box of 20)	Masimo SpO2 Sensor 2508 (M-LNCS Adtx)"," Adult"," Non-woven adhesive "," 0.9m"," Masimo M LNCS"," Disposable (Box of 20)	20	0				Ultrasound Foetal Transducer - comp w/ Bionet - Uterine Contractions		Ultrasound Foetal Transducer - comp w/ Bionet - UC	Bionet "
"6010029	SSD-007RB-W09P		SSD-007RB-W09P	https://www.medten.com/product/216	Replacement	Disposable	Masimo	SpO2 Sensors	Accessories	Masimo SpO2 Sensor 2510 (M-LNCS Pdtx)	Disposable Masimo SpO2 Sensor 2510 (M-LNCS Pdtx)	Replacement: Pediatric"," Non-woven adhesive "," 0.9m"," Masimo M LNCS"," Disposable (Box of 20)	Masimo SpO2 Sensor 2510 (M-LNCS Pdtx)"," Pediatric"," Non-woven adhesive "," 0.9m"," Masimo M LNCS"," Disposable (Box of 20)	20	0				Ultrasound Foetal Transducer - comp w/ Bionet - Uterine Contractions		Ultrasound Foetal Transducer - comp w/ Bionet - UC	Bionet "
"6010052	SSD-007RB-W09I		SSD-007RB-W09I	https://www.medten.com/product/217	Replacement	Disposable	Masimo	SpO2 Sensors	Accessories	Masimo SpO2 Sensor 2513 (M-LNCS Inf-3)	Disposable Masimo SpO2 Sensor 2513 (M-LNCS Inf-3)	Replacement: Infant"," Non-woven adhesive "," 0.9m"," Masimo M LNCS"," Disposable (Box of 20)	Masimo SpO2 Sensor 2513 (M-LNCS Inf-3)"," Infant"," Non-woven adhesive "," 0.9m"," Masimo M LNCS"," Disposable (Box of 20)	20	0				Ultrasound Foetal Transducer - comp w/ Bionet - Uterine Contractions		Ultrasound Foetal Transducer - comp w/ Bionet - UC	Bionet "
"6010075	SSD-007RB-W09AN		SSD-007RB-W09AN	https://www.medten.com/product/218	Replacement	Disposable	Masimo	SpO2 Sensors	Accessories	Masimo SpO2 Sensor 2514 (M-LNCS Neo)	Disposable Masimo SpO2 Sensor 2514 (M-LNCS Neo)	Replacement: Adult/Neonate"," Non-woven adhesive "," 0.9m"," Masimo M LNCS"," Disposable (Box of 20)	Masimo SpO2 Sensor 2514 (M-LNCS Neo)"," Adult/Neonate"," Non-woven adhesive "," 0.9m"," Masimo M LNCS"," Disposable (Box of 20)	20	0				Ultrasound Foetal Transducer - comp w/ Bionet - Uterine Contractions		Ultrasound Foetal Transducer - comp w/ Bionet - UC	Bionet "
"6012330	SS-007RB-AE10		SS-007RB-AE10	https://www.medten.com/product/219	Replacement	Reusable	Masimo	SpO2 Sensors	Accessories	Masimo SpO2 Sensor 2503(M-LNCS TC-I)	Reusable Masimo SpO2 Sensor 2503(M-LNCS TC-I)	Replacement: Adult"," Ear clip"," 1.0m"," Masimo M LNCS	Masimo SpO2 Sensor 2503(M-LNCS TC-I)"," Adult"," Ear clip"," 1.0m"," Masimo M LNCS	1	12				Ultrasound Foetal Transducer - comp w/ Bionet - Uterine Contractions		Ultrasound Foetal Transducer - comp w/ Bionet - UC	Bionet "
"6012544	SS-007RB-MY10		SS-007RB-MY10	https://www.medten.com/product/220	Replacement	Reusable	Masimo	SpO2 Sensors	Accessories	Masimo SpO2 Sensor 2505 (M-LNCS YI)	Reusable Masimo SpO2 Sensor 2505 (M-LNCS YI)	Replacement: All Sizes"," Multi-Y"," 1.0m"," Masimo M LNCS"," Reusable	Masimo SpO2 Sensor 2505 (M-LNCS YI)"," All Sizes"," Multi-Y"," 1.0m"," Masimo M LNCS"," Reusable	1	12				Ultrasound Foetal Transducer - comp w/ Bionet - Uterine Contractions		Ultrasound Foetal Transducer - comp w/ Bionet - UC	Bionet "
"6011248	SS-007RB-AS10		SS-007RB-AS10	https://www.medten.com/product/221	Replacement	Reusable	Masimo	SpO2 Sensors	Accessories	Masimo SpO2 Sensor M-LNCS DB-I	Reusable Masimo SpO2 Sensor M-LNCS DB-I	Replacement: Adult"," Soft rubber"," 1.0m"," Masimo M LNCS"," Reusable	Masimo SpO2 Sensor M-LNCS DB-I"," Adult"," Soft rubber"," 1.0m"," Masimo M LNCS"," Reusable	1	12				Ultrasound Foetal Transducer - comp w/ Bionet - Uterine Contractions		Ultrasound Foetal Transducer - comp w/ Bionet - UC	Bionet "
"6011015	SS-008RB-AF30		SS-008RB-AF30	https://www.medten.com/product/222	Replacement	Reusable	Masimo	SpO2 Sensors	Accessories	Masimo SpO2 Sensor 1969	Reusable Masimo SpO2 Sensor 1969	Replacement: Adult"," Finger clip"," 3.0m"," Masimo "," Reusable	Masimo SpO2 Sensor 1969"," Adult"," Finger clip"," 3.0m"," Masimo "," Reusable	1	12				Ultrasound Foetal Transducer - comp w/ Bionet - Uterine Contractions		Ultrasound Foetal Transducer - comp w/ Bionet - UC	Bionet "
"6011250	SS-008RB-AS30		SS-008RB-AS30	https://www.medten.com/product/223	Replacement	Reusable	Masimo	SpO2 Sensors	Accessories	Masimo SpO2 Sensor 2652(DB-I-dc8)	Reusable Masimo SpO2 Sensor 2652(DB-I-dc8)	Replacement: Adult"," Soft Rubber"," 3.0m"," Masimo	Masimo SpO2 Sensor 2652(DB-I-dc8)"," Adult"," Soft Rubber"," 3.0m"," Masimo	1	12				Ultrasound Foetal Transducer - comp w/ Bionet - Uterine Contractions		Ultrasound Foetal Transducer - comp w/ Bionet - UC	Bionet "
"6010519	SA-008RB-24LP		SA-008RB-24LP	https://www.medten.com/product/226	Replacement	Reusable	Masimo	SpO2 Adapter Cables	Accessories	Masimo SpO2 Adapter Cable 1005 (PC08)	Reusable Masimo SpO2 Adapter Cable 1005 (PC08)	Replacement: 2.4m"," use with Masimo-LNOP sensor"," Reusable	Masimo SpO2 Adapter Cable 1005 (PC08)"," 2.4m"," use with Masimo-LNOP sensor"," Reusable	1	12				Ultrasound Foetal Transducer - comp w/ Bionet - Uterine Contractions		Ultrasound Foetal Transducer - comp w/ Bionet - UC	Bionet "
"6010834	SA-008RB-36LP		SA-008RB-36LP	https://www.medten.com/product/227	Replacement	Reusable	Masimo	SpO2 Adapter Cables	Accessories	Masimo SpO2 Adapter Cable 1006 (PC12)	Reusable Masimo SpO2 Adapter Cable 1006 (PC12)	Replacement: 3.6m"," use with Masimo-LNOP sensor"," Reusable	Masimo SpO2 Adapter Cable 1006 (PC12)"," 3.6m"," use with Masimo-LNOP sensor"," Reusable	1	12				Ultrasound Foetal Transducer - comp w/ Bionet - Uterine Contractions		Ultrasound Foetal Transducer - comp w/ Bionet - UC	Bionet "
"6011016	SS-009RB-AF30		SS-009RB-AF30	https://www.medten.com/product/228	Replacement	Reusable	Masimo	SpO2 Sensors	Accessories	Masimo SpO2 Sensor 2054 (DCI-dc10)	Reusable Masimo SpO2 Sensor 2054 (DCI-dc10)	Replacement: Adult"," Finger clip"," 3.0m"," Masimo	Masimo SpO2 Sensor 2054 (DCI-dc10)"," Adult"," Finger clip"," 3.0m"," Masimo	1	12				Ultrasound Foetal Transducer - comp w/ Bionet - Uterine Contractions		Ultrasound Foetal Transducer - comp w/ Bionet - UC	Bionet "
"6011469	SS-009RB-PF30		SS-009RB-PF30	https://www.medten.com/product/229	Replacement	Reusable	Masimo	SpO2 Sensors	Accessories	Masimo SpO2 Sensor 2257 (DCIP-dc8)	Reusable Masimo SpO2 Sensor 2257 (DCIP-dc8)	Replacement: Pediatric"," Finger clip"," 3.0m"," Masimo	Masimo SpO2 Sensor 2257 (DCIP-dc8)"," Pediatric"," Finger clip"," 3.0m"," Masimo	1	12				Ultrasound Foetal Transducer - comp w/ Bionet - Uterine Contractions		Ultrasound Foetal Transducer - comp w/ Bionet - UC	Bionet "
"6011251	SS-009RB-AS30		SS-009RB-AS30	https://www.medten.com/product/230	Replacement	Reusable	Masimo	SpO2 Sensors	Accessories	Masimo SpO2 Sensor Red DBI-DC8	Reusable Masimo SpO2 Sensor Red DBI-DC8	Replacement: Adult"," Soft rubber"," 3.0m"," Masimo "," Reusable	Masimo SpO2 Sensor Red DBI-DC8"," Adult"," Soft rubber"," 3.0m"," Masimo "," Reusable	1	12				Ultrasound Foetal Transducer - comp w/ Bionet - Uterine Contractions		Ultrasound Foetal Transducer - comp w/ Bionet - UC	Bionet "
"6010523	SA-009RB-24LP		SA-009RB-24LP	https://www.medten.com/product/233	Replacement	Reusable	Masimo	SpO2 Adapter Cables	Accessories	Masimo SpO2 Adapter Cable 2059 (Red PC08)	Reusable Masimo SpO2 Adapter Cable 2059 (Red PC08)	Replacement: 2.4m"," use with Masimo-LNOP sensor"," Reusable	Masimo SpO2 Adapter Cable 2059 (Red PC08)"," 2.4m"," use with Masimo-LNOP sensor"," Reusable	1	12				Ultrasound Foetal Transducer - comp w/ Bionet - Uterine Contractions		Ultrasound Foetal Transducer - comp w/ Bionet - UC	Bionet "
"6011064	SS-039-AF10		SS-039-AF10	https://www.medten.com/product/234	Replacement	Reusable	Criticare	SpO2 Sensors	Accessories	Criticare SpO2 Sensor 934SDN	Reusable Criticare SpO2 Sensor 934SDN	Replacement: Adult"," Finger clip"," 1.0m"," CSI"," Reusable	Criticare SpO2 Sensor 934SDN"," Adult"," Finger clip"," 1.0m"," CSI"," Reusable	1	12				Ultrasound Foetal Transducer - comp w/ Bionet - Uterine Contractions		Ultrasound Foetal Transducer - comp w/ Bionet - UC	Bionet "
"6011065	SS-039-AF30		SS-039-AF30	https://www.medten.com/product/235	Replacement	Reusable	Criticare	SpO2 Sensors	Accessories	Criticare SpO2 Sensor 934-10DN	Reusable Criticare SpO2 Sensor 934-10DN	Replacement: Adult"," Finger clip"," 3.0m"," CSI"," Reusable	Criticare SpO2 Sensor 934-10DN"," Adult"," Finger clip"," 3.0m"," CSI"," Reusable	1	12				Ultrasound Foetal Transducer - comp w/ Bionet - Uterine Contractions		Ultrasound Foetal Transducer - comp w/ Bionet - UC	Bionet "
"6011063	SS-038-AF30		SS-038-AF30	https://www.medten.com/product/236	Replacement	Reusable	Criticare	SpO2 Sensors	Accessories	Criticare SpO2 Sensor 934-10LN	Reusable Criticare SpO2 Sensor 934-10LN	Replacement: Adult"," Finger clip"," 3.0m"," CSI"," Reusable	Criticare SpO2 Sensor 934-10LN"," Adult"," Finger clip"," 3.0m"," CSI"," Reusable	1	12				Ultrasound Foetal Transducer - comp w/ Bionet - Uterine Contractions		Ultrasound Foetal Transducer - comp w/ Bionet - UC	Bionet "
"6011299	SS-039-AS10		SS-039-AS10	https://www.medten.com/product/237	Replacement	Reusable	Criticare	SpO2 Sensors	Accessories	Criticare SpO2 Sensor 975AD-3	Reusable Criticare SpO2 Sensor 975AD-3	Replacement: Adult"," Soft rubber"," 1.0m"," CSI"," Reusable	Criticare SpO2 Sensor 975AD-3"," Adult"," Soft rubber"," 1.0m"," CSI"," Reusable	1	12				Ultrasound Foetal Transducer - comp w/ Bionet - Uterine Contractions		Ultrasound Foetal Transducer - comp w/ Bionet - UC	Bionet "
"6011300	SS-039-AS30		SS-039-AS30	https://www.medten.com/product/238	Replacement	Reusable	Criticare	SpO2 Sensors	Accessories	Criticare SpO2 Sensor 975AD-10	Reusable Criticare SpO2 Sensor 975AD-10	Replacement: Adult"," Soft rubber"," 3.0m"," CSI"," Reusable	Criticare SpO2 Sensor 975AD-10"," Adult"," Soft rubber"," 3.0m"," CSI"," Reusable	1	12				Ultrasound Foetal Transducer - comp w/ Bionet - Uterine Contractions		Ultrasound Foetal Transducer - comp w/ Bionet - UC	Bionet "
"6011735	SS-039-PS10		SS-039-PS10	https://www.medten.com/product/239	Replacement	Reusable	Criticare	SpO2 Sensors	Accessories	Criticare SpO2 Sensor 975PD-3	Reusable Criticare SpO2 Sensor 975PD-3	Replacement: Pediatric"," Soft rubber"," 1.0m"," CSI"," Reusable	Criticare SpO2 Sensor 975PD-3"," Pediatric"," Soft rubber"," 1.0m"," CSI"," Reusable	1	12				Ultrasound Foetal Transducer - comp w/ Bionet - Uterine Contractions		Ultrasound Foetal Transducer - comp w/ Bionet - UC	Bionet "
"6011736	SS-039-PS30		SS-039-PS30	https://www.medten.com/product/240	Replacement	Reusable	Criticare	SpO2 Sensors	Accessories	Criticare SpO2 Sensor 975PD-10	Reusable Criticare SpO2 Sensor 975PD-10	Replacement: Pediatric"," Soft rubber"," 3.0m"," CSI"," Reusable	Criticare SpO2 Sensor 975PD-10"," Pediatric"," Soft rubber"," 3.0m"," CSI"," Reusable	1	12				Ultrasound Foetal Transducer - comp w/ Bionet - Uterine Contractions		Ultrasound Foetal Transducer - comp w/ Bionet - UC	Bionet "
"6012595	SS-039-MY10		SS-039-MY10	https://www.medten.com/product/241	Replacement	Reusable	Criticare	SpO2 Sensors	Accessories	Criticare SpO2 Sensor 940SD	Reusable Criticare SpO2 Sensor 940SD	Replacement: All Sizes"," Multi-Y"," 1.0m"," CSI"," Reusable	Criticare SpO2 Sensor 940SD"," All Sizes"," Multi-Y"," 1.0m"," CSI"," Reusable	1	12				Ultrasound Foetal Transducer - comp w/ Bionet - Uterine Contractions		Ultrasound Foetal Transducer - comp w/ Bionet - UC	Bionet "
"6012594	SS-038-MY30		SS-038-MY30	https://www.medten.com/product/242	Replacement	Reusable	Criticare	SpO2 Sensors	Accessories	Criticare SpO2 Sensor 940-10L	Reusable Criticare SpO2 Sensor 940-10L	Replacement: All Sizes"," Multi-Y"," 3.0m"," CSI"," Reusable	Criticare SpO2 Sensor 940-10L"," All Sizes"," Multi-Y"," 3.0m"," CSI"," Reusable	1	12				Ultrasound Foetal Transducer - comp w/ Bionet - Uterine Contractions		Ultrasound Foetal Transducer - comp w/ Bionet - UC	Bionet "
"6010015	SSD-039-W09A		SSD-039-W09A	https://www.medten.com/product/243	Replacement	Disposable	Criticare	SpO2 Sensors	Accessories	Criticare SpO2 Sensor 570SD	Disposable Criticare SpO2 Sensor 570SD	Replacement: Adult"," Non-woven adhesive "," 0.9m"," CSI"," Disposable (Box of 24)	Criticare SpO2 Sensor 570SD"," Adult"," Non-woven adhesive "," 0.9m"," CSI"," Disposable (Box of 24)	24	0				Ultrasound Foetal Transducer - comp w/ Bionet - Uterine Contractions		Ultrasound Foetal Transducer - comp w/ Bionet - UC	Bionet "
"6010039	SSD-039-W09P		SSD-039-W09P	https://www.medten.com/product/244	Replacement	Disposable	Criticare	SpO2 Sensors	Accessories	Criticare SpO2 Sensor 571SD	Disposable Criticare SpO2 Sensor 571SD	Replacement: Pediatric"," Non-woven adhesive "," 0.9m"," CSI"," Disposable (Box of 24)	Criticare SpO2 Sensor 571SD"," Pediatric"," Non-woven adhesive "," 0.9m"," CSI"," Disposable (Box of 24)	24	0				Ultrasound Foetal Transducer - comp w/ Bionet - Uterine Contractions		Ultrasound Foetal Transducer - comp w/ Bionet - UC	Bionet "
"6010062	SSD-039-W09I		SSD-039-W09I	https://www.medten.com/product/245	Replacement	Disposable	Criticare	SpO2 Sensors	Accessories	Criticare SpO2 Sensor 572SD	Disposable Criticare SpO2 Sensor 572SD	Replacement: Infant"," Non-woven adhesive "," 0.9m"," CSI"," Reusable (Box of 24)	Criticare SpO2 Sensor 572SD"," Infant"," Non-woven adhesive "," 0.9m"," CSI"," Reusable (Box of 24)	24	0				Ultrasound Foetal Transducer - comp w/ Bionet - Uterine Contractions		Ultrasound Foetal Transducer - comp w/ Bionet - UC	Bionet "
"6010085	SSD-039-W09AN		SSD-039-W09AN	https://www.medten.com/product/246	Replacement	Disposable	Criticare	SpO2 Sensors	Accessories	Criticare SpO2 Sensor 573SD	Disposable Criticare SpO2 Sensor 573SD	Replacement: Adult/Neonate"," Non-woven adhesive "," 0.9m"," CSI"," Disposable (Box of 24)	Criticare SpO2 Sensor 573SD"," Adult/Neonate"," Non-woven adhesive "," 0.9m"," CSI"," Disposable (Box of 24)	24	0				Ultrasound Foetal Transducer - comp w/ Bionet - Uterine Contractions		Ultrasound Foetal Transducer - comp w/ Bionet - UC	Bionet "
"6010605	SA-039-24		SA-039-24	https://www.medten.com/product/247	Replacement	Reusable	Criticare	SpO2 Adapter Cables	Accessories	Criticare SpO2 Adapter Cable 518DD	Reusable Criticare SpO2 Adapter Cable 518DD	Replacement: 2.4m"," use with CSI sensor	Criticare SpO2 Adapter Cable 518DD"," 2.4m"," use with CSI sensor	1	12				Ultrasound Foetal Transducer - comp w/ Bionet - Uterine Contractions		Ultrasound Foetal Transducer - comp w/ Bionet - UC	Bionet "
"6010604	SA-038-24		SA-038-24	https://www.medten.com/product/248	Replacement	Reusable	Criticare	SpO2 Adapter Cables	Accessories	Criticare SpO2 Adapter Cable 518LD	Reusable Criticare SpO2 Adapter Cable 518LD	Replacement: 2.4m"," use with CSI sensor"," Reusable	Criticare SpO2 Adapter Cable 518LD"," 2.4m"," use with CSI sensor"," Reusable	1	12				Ultrasound Foetal Transducer - comp w/ Bionet - Uterine Contractions		Ultrasound Foetal Transducer - comp w/ Bionet - UC	Bionet "
"6014081	BPH-AD25-13-09M		BPH-AD25-13-09M	https://www.medten.com/product/249	Replacement	Reusable	Criticare	NIBP Air Hoses	Accessories	Criticare NIBP Air Hose 558	Reusable Criticare NIBP Air Hose 558	Replacement: Adult/Pediatric"," Double Tube"," 2.5m"," Reusable	Criticare NIBP Air Hose 558"," Adult/Pediatric"," Double Tube"," 2.5m"," Reusable	1	6				Ultrasound Foetal Transducer - comp w/ Bionet - Uterine Contractions		Ultrasound Foetal Transducer - comp w/ Bionet - UC	Bionet "
"6014007	BPH-AS25-04M-02M		BPH-AS25-04M-02M	https://www.medten.com/product/250	Replacement	Reusable	Criticare	NIBP Air Hoses	Accessories	Criticare NIBP Air Hose 709	Reusable Criticare NIBP Air Hose 709	Replacement: Adult/Pediatric"," Single Tube"," 2.5m"," Reusable	Criticare NIBP Air Hose 709"," Adult/Pediatric"," Single Tube"," 2.5m"," Reusable	1	6				Ultrasound Foetal Transducer - comp w/ Bionet - Uterine Contractions		Ultrasound Foetal Transducer - comp w/ Bionet - UC	Bionet "
"6016011	EC-3002S-I		EC-3002S-I	https://www.medten.com/product/253	Replacement	Reusable	Criticare	One-Piece ECG Cables	Accessories	Criticare One-Piece ECG Cable 855	Reusable Criticare One-Piece ECG Cable 855	Replacement: 3 lead"," Snap"," 2.5m+1.5m"," IEC"," Reusable	Criticare One-Piece ECG Cable 855"," 3 lead"," Snap"," 2.5m+1.5m"," IEC"," Reusable	1	12				Ultrasound Foetal Transducer - comp w/ Bionet - Uterine Contractions		Ultrasound Foetal Transducer - comp w/ Bionet - UC	Bionet "
"6016003	EC-3001S-I		EC-3001S-I	https://www.medten.com/product/256	Replacement	Reusable	AAMI	One-Piece ECG Cables	Accessories	AAMI One-Piece ECG Cable	Reusable AAMI One-Piece ECG Cable	Replacement: 3 lead"," Snap"," 2.5m+1.5m"," IEC	AAMI One-Piece ECG Cable"," 3 lead"," Snap"," 2.5m+1.5m"," IEC	1	12				Ultrasound Foetal Transducer - comp w/ Bionet - Uterine Contractions		Ultrasound Foetal Transducer - comp w/ Bionet - UC	Bionet "
"6016001	EC-3001G-I		EC-3001G-I	https://www.medten.com/product/257	Replacement	Reusable	Criticare	One-Piece ECG Cables	Accessories	AAMI One-Piece ECG Cable	Reusable AAMI One-Piece ECG Cable	Replacement: 3 lead"," Grabber"," 2.5m+1.5m"," IEC	AAMI One-Piece ECG Cable"," 3 lead"," Grabber"," 2.5m+1.5m"," IEC	1	12				Ultrasound Foetal Transducer - comp w/ Bionet - Uterine Contractions		Ultrasound Foetal Transducer - comp w/ Bionet - UC	Bionet "
"6016327	EC-5001S-I		EC-5001S-I	https://www.medten.com/product/260	Replacement	Reusable	Edan	One-Piece ECG Cables	Accessories	AAMI One-Piece ECG Cable	Reusable AAMI One-Piece ECG Cable	Replacement: 5 lead"," Snap"," 2.5m+1.5m"," IEC"," Reusable	AAMI One-Piece ECG Cable"," 5 lead"," Snap"," 2.5m+1.5m"," IEC"," Reusable	1	12				Ultrasound Foetal Transducer - comp w/ Bionet - Uterine Contractions		Ultrasound Foetal Transducer - comp w/ Bionet - UC	Bionet "
"6016325	EC-5001G-I		EC-5001G-I	https://www.medten.com/product/261	Replacement	Reusable	Criticare	One-Piece ECG Cables	Accessories	AAMI One-Piece ECG Cable	Reusable AAMI One-Piece ECG Cable	Replacement: 5 lead"," Grabber"," 2.5m+1.5m"," IEC	AAMI One-Piece ECG Cable"," 5 lead"," Grabber"," 2.5m+1.5m"," IEC	1	12				Ultrasound Foetal Transducer - comp w/ Bionet - Uterine Contractions		Ultrasound Foetal Transducer - comp w/ Bionet - UC	Bionet "
"6016912	ET-5002-D-A		ET-5002-D-A	https://www.medten.com/product/263	Replacement	Reusable	Criticare	ECG Trunk Cables	Accessories	AAMI ECG Trunk Cable	Reusable AAMI ECG Trunk Cable	Replacement: 5 lead"," 2.5m"," Din Safety"," Reusable	AAMI ECG Trunk Cable"," 5 lead"," 2.5m"," Din Safety"," Reusable	1	12				Ultrasound Foetal Transducer - comp w/ Bionet - Uterine Contractions		Ultrasound Foetal Transducer - comp w/ Bionet - UC	Bionet "
"6018622	TS-Y400-AG30		TS-Y400-AG30	https://www.medten.com/product/265	Replacement	Reusable	YSI	Temperature Probes	Accessories	YSI Temperature Probe 401	Reusable YSI Temperature Probe 401	Replacement: Adult"," General (Oral/Rectal)"," 3.0m"," 400 series	YSI Temperature Probe 401"," Adult"," General (Oral/Rectal)"," 3.0m"," 400 series	1	12				Ultrasound Foetal Transducer - comp w/ Bionet - Uterine Contractions		Ultrasound Foetal Transducer - comp w/ Bionet - UC	Bionet "
"6018600	TS-Y400-AS30		TS-Y400-AS30	https://www.medten.com/product/266	Replacement	Reusable	YSI	Temperature Probes	Accessories	YSI Temperature Probe 409B	Reusable YSI Temperature Probe 409B	Replacement: Adult"," Skin surface"," 3.0m"," 400 series	YSI Temperature Probe 409B"," Adult"," Skin surface"," 3.0m"," 400 series	1	12				Ultrasound Foetal Transducer - comp w/ Bionet - Uterine Contractions		Ultrasound Foetal Transducer - comp w/ Bionet - UC	Bionet "
"6018500	TSD-YSI-GS09		TSD-YSI-GS09	https://www.medten.com/product/267	Replacement	Disposable	GE Healthcare	Temperature Probes	Accessories	GE Healthcare Temperature Probe 1017EU	Disposable GE Healthcare Temperature Probe 1017EU	Replacement: Skin surface"," 400 series (Box of 25)	GE Healthcare Temperature Probe 1017EU"," Skin surface"," 400 series (Box of 25)	25	0				Ultrasound Foetal Transducer - comp w/ Bionet - Uterine Contractions		Ultrasound Foetal Transducer - comp w/ Bionet - UC	Bionet "
"6018531	TSD-YSI-AG09		TSD-YSI-AG09	https://www.medten.com/product/268	Replacement	Disposable	GE Healthcare	Temperature Probes	Accessories	GE Healthcare Temperature Probe 1016EU	Disposable GE Healthcare Temperature Probe 1016EU	Replacement: General (Oral/Rectal)"," 400 series"," 0.9m (Box of 25)	GE Healthcare Temperature Probe 1016EU"," General (Oral/Rectal)"," 400 series"," 0.9m (Box of 25)	25	0				Ultrasound Foetal Transducer - comp w/ Bionet - Uterine Contractions		Ultrasound Foetal Transducer - comp w/ Bionet - UC	Bionet "
"	TA-Y400-YSI30		TA-Y400-YSI30	https://www.medten.com/product/269	Replacement	Reusable	YSI	Temperature Adapter Cables	Accessories	YSI Temperature Adapter Cable 502-0400	Reusable YSI Temperature Adapter Cable 502-0400	Replacement: 3.0m"," use with GE 400 series disposable probes	YSI Temperature Adapter Cable 502-0400"," 3.0m"," use with GE 400 series disposable probes	1	12				Ultrasound Foetal Transducer - comp w/ Bionet - Uterine Contractions		Ultrasound Foetal Transducer - comp w/ Bionet - UC	Bionet "
"6018696	TSQ-AR01-OB		TSQ-AR01-OB	https://www.medten.com/product/270	Replacement	Reusable	Alaris	Turbo Temperature Probes and Supplies	Accessories	Alaris Turbo Temperature Probe 2887B	Reusable Alaris Turbo Temperature Probe 2887B	Replacement: Oral/Axillary (Blue)"," 2.7m	Alaris Turbo Temperature Probe 2887B"," Oral/Axillary (Blue)"," 2.7m	1	12				Ultrasound Foetal Transducer - comp w/ Bionet - Uterine Contractions		Ultrasound Foetal Transducer - comp w/ Bionet - UC	Bionet "
"6018704	TSQ-AR01-RR		TSQ-AR01-RR	https://www.medten.com/product/271	Replacement	Reusable	Alaris	Turbo Temperature Probes and Supplies	Accessories	Alaris Turbo Temperature Probe"," 445	Reusable Alaris Turbo Temperature Probe"," 445	Replacement: Rectal (Red)"," 2.7m"," Reusable	Alaris Turbo Temperature Probe"," 445"," Rectal (Red)"," 2.7m"," Reusable	1	12				Ultrasound Foetal Transducer - comp w/ Bionet - Uterine Contractions		Ultrasound Foetal Transducer - comp w/ Bionet - UC	Bionet "
"6018705	TSQ-AR02-RR		TSQ-AR02-RR	https://www.medten.com/product/273	Replacement	Reusable	DINAMAP	Turbo Temperature Probes and Supplies	Accessories	DINAMAP Turbo Temperature Probe"," 2008775-001	Reusable DINAMAP Turbo Temperature Probe"," 2008775-001	Replacement: Rectal (Red)"," 2.7m"," Reusable	DINAMAP Turbo Temperature Probe"," 2008775-001"," Rectal (Red)"," 2.7m"," Reusable	1	12				Ultrasound Foetal Transducer - comp w/ Bionet - Uterine Contractions		Ultrasound Foetal Transducer - comp w/ Bionet - UC	Bionet "
"6010014	SSD-036-W09A		SSD-036-W09A	https://www.medten.com/product/274	Replacement	Disposable	BCI	SpO2 Sensors	Accessories	BCI SpO2 Sensor 1300	Disposable BCI SpO2 Sensor 1300	Replacement: Adult"," Non-woven adhesive "," 0.9m"," BCI"," Disposable (Box of 24)	BCI SpO2 Sensor 1300"," Adult"," Non-woven adhesive "," 0.9m"," BCI"," Disposable (Box of 24)	24	0				Ultrasound Foetal Transducer - comp w/ Bionet - Uterine Contractions		Ultrasound Foetal Transducer - comp w/ Bionet - UC	Bionet "
"6010038	SSD-036-W09P		SSD-036-W09P	https://www.medten.com/product/275	Replacement	Disposable	BCI	SpO2 Sensors	Accessories	BCI SpO2 Sensor 1301	Disposable BCI SpO2 Sensor 1301	Replacement: Pediatric"," Non-woven adhesive "," 0.9m"," BCI"," Disposable (Box of 24)	BCI SpO2 Sensor 1301"," Pediatric"," Non-woven adhesive "," 0.9m"," BCI"," Disposable (Box of 24)	24	0				Ultrasound Foetal Transducer - comp w/ Bionet - Uterine Contractions		Ultrasound Foetal Transducer - comp w/ Bionet - UC	Bionet "
"6010084	SSD-036-W09AN		SSD-036-W09AN	https://www.medten.com/product/276	Replacement	Disposable	BCI	SpO2 Sensors	Accessories	BCI SpO2 Sensor 1302	Disposable BCI SpO2 Sensor 1302	Replacement: Adult/Neonate"," Non-woven adhesive "," 0.9m"," BCI"," Disposable (Box of 24)	BCI SpO2 Sensor 1302"," Adult/Neonate"," Non-woven adhesive "," 0.9m"," BCI"," Disposable (Box of 24)	24	0				Ultrasound Foetal Transducer - comp w/ Bionet - Uterine Contractions		Ultrasound Foetal Transducer - comp w/ Bionet - UC	Bionet "
"6010061	SSD-036-W09I		SSD-036-W09I	https://www.medten.com/product/277	Replacement	Disposable	BCI	SpO2 Sensors	Accessories	BCI SpO2 Sensor 1303	Disposable BCI SpO2 Sensor 1303	Replacement: Infant"," Non-woven adhesive "," 0.9m"," BCI"," Disposable (Box of 24)	BCI SpO2 Sensor 1303"," Infant"," Non-woven adhesive "," 0.9m"," BCI"," Disposable (Box of 24)	24	0				Ultrasound Foetal Transducer - comp w/ Bionet - Uterine Contractions		Ultrasound Foetal Transducer - comp w/ Bionet - UC	Bionet "
"6012591	SS-036-MY10		SS-036-MY10	https://www.medten.com/product/278	Replacement	Reusable	BCI	SpO2 Sensors	Accessories	BCI/Smiths SpO2 Sensor 3043	Reusable BCI/Smiths SpO2 Sensor 3043	Replacement: All Sizes"," Multi-Y"," 1.0m"," BCI	BCI/Smiths SpO2 Sensor 3043"," All Sizes"," Multi-Y"," 1.0m"," BCI	1	12				Ultrasound Foetal Transducer - comp w/ Bionet - Uterine Contractions		Ultrasound Foetal Transducer - comp w/ Bionet - UC	Bionet "
"6012377	SS-036-AE10		SS-036-AE10	https://www.medten.com/product/279	Replacement	Reusable	BCI	SpO2 Sensors	Accessories	BCI SpO2 Sensor 3078	Reusable BCI SpO2 Sensor 3078	Replacement: Adult"," Ear clip"," 1.0m"," BCI"," Reusable	BCI SpO2 Sensor 3078"," Adult"," Ear clip"," 1.0m"," BCI"," Reusable	1	12				Ultrasound Foetal Transducer - comp w/ Bionet - Uterine Contractions		Ultrasound Foetal Transducer - comp w/ Bionet - UC	Bionet "
"6011513	SS-036-PF10		SS-036-PF10	https://www.medten.com/product/281	Replacement	Reusable	BCI	SpO2 Sensors	Accessories	BCI SpO2 Sensor 3178	Reusable BCI SpO2 Sensor 3178	Replacement: Pediatric"," Finger clip"," 1.0m"," BCI"," Reusable	BCI SpO2 Sensor 3178"," Pediatric"," Finger clip"," 1.0m"," BCI"," Reusable	1	12				Ultrasound Foetal Transducer - comp w/ Bionet - Uterine Contractions		Ultrasound Foetal Transducer - comp w/ Bionet - UC	Bionet "
"6011060	SS-036-AF10		SS-036-AF10	https://www.medten.com/product/282	Replacement	Reusable	BCI	SpO2 Sensors	Accessories	BCI/Smiths SpO2 Sensor 3444	Reusable BCI/Smiths SpO2 Sensor 3444	Replacement: Adult"," Finger clip"," 1.0m"," BCI	BCI/Smiths SpO2 Sensor 3444"," Adult"," Finger clip"," 1.0m"," BCI	1	12				Ultrasound Foetal Transducer - comp w/ Bionet - Uterine Contractions		Ultrasound Foetal Transducer - comp w/ Bionet - UC	Bionet "
"6012163	SS-036-NW10		SS-036-NW10	https://www.medten.com/product/283	Replacement	Reusable	BCI	SpO2 Sensors	Accessories	BCI SpO2 Sensor 3026	Reusable BCI SpO2 Sensor 3026	Replacement: Neonate"," Wrap"," 1.0m"," BCI"," Reusable	BCI SpO2 Sensor 3026"," Neonate"," Wrap"," 1.0m"," BCI"," Reusable	1	12				Ultrasound Foetal Transducer - comp w/ Bionet - Uterine Contractions		Ultrasound Foetal Transducer - comp w/ Bionet - UC	Bionet "
"6010602	SA-036-24		SA-036-24	https://www.medten.com/product/284	Replacement	Reusable	BCI	SpO2 Adapter Cables	Accessories	BCI SpO2 Adapter Cable 3311	Reusable BCI SpO2 Adapter Cable 3311	Replacement: 2.4m"," use with BCI sensor"," Reusable	BCI SpO2 Adapter Cable 3311"," 2.4m"," use with BCI sensor"," Reusable	1	12				Ultrasound Foetal Transducer - comp w/ Bionet - Uterine Contractions		Ultrasound Foetal Transducer - comp w/ Bionet - UC	Bionet "
"6010642	SA-052-24		SA-052-24	https://www.medten.com/product/289	Replacement	Reusable	Mindray	SpO2 Adapter Cables	Accessories	Mindray SpO2 Adapter Cable 0010-20-42594	Reusable Mindray SpO2 Adapter Cable 0010-20-42594	Replacement: 2.4m"," use with Nellcor-Oxismart sensor	Mindray SpO2 Adapter Cable 0010-20-42594"," 2.4m"," use with Nellcor-Oxismart sensor	1	12				Ultrasound Foetal Transducer - comp w/ Bionet - Uterine Contractions		Ultrasound Foetal Transducer - comp w/ Bionet - UC	Bionet "
"6010646	SA-052M-24LS		SA-052M-24LS	https://www.medten.com/product/290	Replacement	Reusable	Mindray	SpO2 Adapter Cables	Accessories	Mindray SpO2 Adapter Cable 0010-30-42625	Reusable Mindray SpO2 Adapter Cable 0010-30-42625	Replacement: 2.4m"," use with Masimo-LNCS sensor"," Reusable	Mindray SpO2 Adapter Cable 0010-30-42625"," 2.4m"," use with Masimo-LNCS sensor"," Reusable	1	12				Ultrasound Foetal Transducer - comp w/ Bionet - Uterine Contractions		Ultrasound Foetal Transducer - comp w/ Bionet - UC	Bionet "
"6010643	SA-052X-30		SA-052X-30	https://www.medten.com/product/291	Replacement	Reusable	Mindray	SpO2 Adapter Cables	Accessories	Mindray SpO2 Adapter Cable 0010-20-42595	Reusable Mindray SpO2 Adapter Cable 0010-20-42595	Replacement: 3.0m"," use with Nellcor-Oximax sensor"," Reusable	Mindray SpO2 Adapter Cable 0010-20-42595"," 3.0m"," use with Nellcor-Oximax sensor"," Reusable	1	12				Ultrasound Foetal Transducer - comp w/ Bionet - Uterine Contractions		Ultrasound Foetal Transducer - comp w/ Bionet - UC	Bionet "
"6010649	SA-053-24		SA-053-24	https://www.medten.com/product/292	Replacement	Reusable	Mindray	SpO2 Adapter Cables	Accessories	Mindray SpO2 Adapter Cable 0010-20-42710	Reusable Mindray SpO2 Adapter Cable 0010-20-42710	Replacement: 2.4m"," use with Nellcor-Oxismart sensor"," Reusable	Mindray SpO2 Adapter Cable 0010-20-42710"," 2.4m"," use with Nellcor-Oxismart sensor"," Reusable	1	12				Ultrasound Foetal Transducer - comp w/ Bionet - Uterine Contractions		Ultrasound Foetal Transducer - comp w/ Bionet - UC	Bionet "
"6010653	SA-053M-24LS		SA-053M-24LS	https://www.medten.com/product/293	Replacement	Reusable	Mindray	SpO2 Adapter Cables	Accessories	Mindray SpO2 Adapter Cable 0010-30-42738	Reusable Mindray SpO2 Adapter Cable 0010-30-42738	Replacement: 2.4m"," use with Masimo-LNCS sensor"," Reusable	Mindray SpO2 Adapter Cable 0010-30-42738"," 2.4m"," use with Masimo-LNCS sensor"," Reusable	1	12				Ultrasound Foetal Transducer - comp w/ Bionet - Uterine Contractions		Ultrasound Foetal Transducer - comp w/ Bionet - UC	Bionet "
"6010657	SA-053RB-24LS		SA-053RB-24LS	https://www.medten.com/product/294	Replacement	Reusable	Mindray	SpO2 Adapter Cables	Accessories	Mindray SpO2 Adapter Cable 115-020768-00	Reusable Mindray SpO2 Adapter Cable 115-020768-00	Replacement: 2.4m"," use with Masimo-LNCS sensor	Mindray SpO2 Adapter Cable 115-020768-00"," 2.4m"," use with Masimo-LNCS sensor	1	12				Ultrasound Foetal Transducer - comp w/ Bionet - Uterine Contractions		Ultrasound Foetal Transducer - comp w/ Bionet - UC	Bionet "
"6010650	SA-053X-30		SA-053X-30	https://www.medten.com/product/295	Replacement	Reusable	Mindray	SpO2 Adapter Cables	Accessories	Mindray SpO2 Adapter Cable 0010-20-42712	Reusable Mindray SpO2 Adapter Cable 0010-20-42712	Replacement: 3.0m"," use with Nellcor-Oximax sensor	Mindray SpO2 Adapter Cable 0010-20-42712"," 3.0m"," use with Nellcor-Oximax sensor	1	12				Ultrasound Foetal Transducer - comp w/ Bionet - Uterine Contractions		Ultrasound Foetal Transducer - comp w/ Bionet - UC	Bionet "
"6016075	EC-3016S-I		EC-3016S-I	https://www.medten.com/product/297	Replacement	Reusable	Mindray	One-Piece ECG Cables	Accessories	Mindray One-Piece ECG Cable EA6232B	Reusable Mindray One-Piece ECG Cable EA6232B	Replacement: 3 lead"," Snap"," 2.5m+1.5m"," IEC"," Reusable	Mindray One-Piece ECG Cable EA6232B"," 3 lead"," Snap"," 2.5m+1.5m"," IEC"," Reusable	1	12				Ultrasound Foetal Transducer - comp w/ Bionet - Uterine Contractions		Ultrasound Foetal Transducer - comp w/ Bionet - UC	Bionet "
"6016073	EC-3016G-I		EC-3016G-I	https://www.medten.com/product/299	Replacement	Reusable	Mindray	One-Piece ECG Cables	Accessories	Mindray One-Piece ECG Cable EA6232A	Reusable Mindray One-Piece ECG Cable EA6232A	Replacement: 3 lead"," Grabber"," 2.5m+1.5m"," IEC"," Reusable	Mindray One-Piece ECG Cable EA6232A"," 3 lead"," Grabber"," 2.5m+1.5m"," IEC"," Reusable	1	12				Ultrasound Foetal Transducer - comp w/ Bionet - Uterine Contractions		Ultrasound Foetal Transducer - comp w/ Bionet - UC	Bionet "
"6016391	EC-5016S-I		EC-5016S-I	https://www.medten.com/product/302	Replacement	Reusable	Mindray	One-Piece ECG Cables	Accessories	Mindray One-Piece ECG Cable EA6252B	Reusable Mindray One-Piece ECG Cable EA6252B	Replacement: 5 lead"," Snap"," 2.5m+1.5m"," IEC"," Reusable	Mindray One-Piece ECG Cable EA6252B"," 5 lead"," Snap"," 2.5m+1.5m"," IEC"," Reusable	1	12				Ultrasound Foetal Transducer - comp w/ Bionet - Uterine Contractions		Ultrasound Foetal Transducer - comp w/ Bionet - UC	Bionet "
"6016389	EC-5016G-I		EC-5016G-I	https://www.medten.com/product/304	Replacement	Reusable	Mindray	One-Piece ECG Cables	Accessories	Mindray One-Piece ECG Cable EA6252A	Reusable Mindray One-Piece ECG Cable EA6252A	Replacement: 5 lead"," Grabber"," 2.5m+1.5m"," IEC"," Reusable	Mindray One-Piece ECG Cable EA6252A"," 5 lead"," Grabber"," 2.5m+1.5m"," IEC"," Reusable	1	12				Ultrasound Foetal Transducer - comp w/ Bionet - Uterine Contractions		Ultrasound Foetal Transducer - comp w/ Bionet - UC	Bionet "
"6017153	ET-10016R-MRA-I		ET-10016R-MRA-I	https://www.medten.com/product/314	Replacement	Reusable	Mindray	ECG Trunk Cables	Accessories	Mindray ECG Trunk Cable EV6204	Reusable Mindray ECG Trunk Cable EV6204	Replacement: 10 lead"," 2.5m"," Mindray"," With Resistance"," IEC"," Reusable	Mindray ECG Trunk Cable EV6204"," 10 lead"," 2.5m"," Mindray"," With Resistance"," IEC"," Reusable	1	12				Ultrasound Foetal Transducer - comp w/ Bionet - Uterine Contractions		Ultrasound Foetal Transducer - comp w/ Bionet - UC	Bionet "
"6017216	EL-MR3-90G-I		EL-MR3-90G-I	https://www.medten.com/product/316	Replacement	Reusable	Mindray	ECG Leadwires	Accessories	Mindray ECG Leadwire 0010-30-42899	Reusable Mindray ECG Leadwire 0010-30-42899	Replacement: 3 lead"," Mindray"," Grabber"," 0.9m "," IEC"," Reusable	Mindray ECG Leadwire 0010-30-42899"," 3 lead"," Mindray"," Grabber"," 0.9m "," IEC"," Reusable	1	6				Ultrasound Foetal Transducer - comp w/ Bionet - Uterine Contractions		Ultrasound Foetal Transducer - comp w/ Bionet - UC	Bionet "
"6017218	EL-MR3-90S-I		EL-MR3-90S-I	https://www.medten.com/product/318	Replacement	Reusable	Mindray	ECG Leadwires	Accessories	Mindray ECG Leadwire 0010-30-42901	Reusable Mindray ECG Leadwire 0010-30-42901	Replacement: 3 lead"," Mindray"," Snap"," 0.9m "," IEC	Mindray ECG Leadwire 0010-30-42901"," 3 lead"," Mindray"," Snap"," 0.9m "," IEC	1	6				Ultrasound Foetal Transducer - comp w/ Bionet - Uterine Contractions		Ultrasound Foetal Transducer - comp w/ Bionet - UC	Bionet "
"6017430	EL-MR5-90G-I		EL-MR5-90G-I	https://www.medten.com/product/320	Replacement	Reusable	Mindray	ECG Leadwires	Accessories	Mindray ECG Leadwire 0010-30-42728	Reusable Mindray ECG Leadwire 0010-30-42728	Replacement: 5 lead"," Mindray"," Grabber"," 0.9m "," IEC"," Reusable	Mindray ECG Leadwire 0010-30-42728"," 5 lead"," Mindray"," Grabber"," 0.9m "," IEC"," Reusable	1	6				Ultrasound Foetal Transducer - comp w/ Bionet - Uterine Contractions		Ultrasound Foetal Transducer - comp w/ Bionet - UC	Bionet "
"6017432	EL-MR5-90S-I		EL-MR5-90S-I	https://www.medten.com/product/322	Replacement	Reusable	Mindray	ECG Leadwires	Accessories	Mindray ECG Leadwire EL6502B	Reusable Mindray ECG Leadwire EL6502B	Replacement: 5 lead"," Mindray"," Snap"," 0.9m "," IEC"," Reusable	Mindray ECG Leadwire EL6502B"," 5 lead"," Mindray"," Snap"," 0.9m "," IEC"," Reusable	1	6				Ultrasound Foetal Transducer - comp w/ Bionet - Uterine Contractions		Ultrasound Foetal Transducer - comp w/ Bionet - UC	Bionet "
"6017220	EL-MRB3-90G-I		EL-MRB3-90G-I	https://www.medten.com/product/325	Replacement	Reusable	Mindray	ECG Leadwires	Accessories	Mindray ECG Leadwire 0010-30-42725	Reusable Mindray ECG Leadwire 0010-30-42725	Replacement: 3 lead"," Mindray"," Grabber"," 0.9m "," IEC	Mindray ECG Leadwire 0010-30-42725"," 3 lead"," Mindray"," Grabber"," 0.9m "," IEC	1	6				Ultrasound Foetal Transducer - comp w/ Bionet - Uterine Contractions		Ultrasound Foetal Transducer - comp w/ Bionet - UC	Bionet "
"6017466	EL-MRA5-90G-I		EL-MRA5-90G-I	https://www.medten.com/product/328	Replacement	Reusable	Mindray	ECG Leadwires	Accessories	Mindray ECG Leadwire 0010-30-42903	Reusable Mindray ECG Leadwire 0010-30-42903	Replacement: 5 lead"," Mindray"," Grabber"," 0.9m "," IEC	Mindray ECG Leadwire 0010-30-42903"," 5 lead"," Mindray"," Grabber"," 0.9m "," IEC	1	6				Ultrasound Foetal Transducer - comp w/ Bionet - Uterine Contractions		Ultrasound Foetal Transducer - comp w/ Bionet - UC	Bionet "
"6017468	EL-MRA5-90S-I		EL-MRA5-90S-I	https://www.medten.com/product/330	Replacement	Reusable	Mindray	ECG Leadwires	Accessories	Mindray ECG Leadwire EL6802B	Reusable Mindray ECG Leadwire EL6802B	Replacement: 5 lead"," Mindray"," Snap"," 0.9m "," IEC"," Reusable	Mindray ECG Leadwire EL6802B"," 5 lead"," Mindray"," Snap"," 0.9m "," IEC"," Reusable	1	6				Ultrasound Foetal Transducer - comp w/ Bionet - Uterine Contractions		Ultrasound Foetal Transducer - comp w/ Bionet - UC	Bionet "
"6017470	EL-MRV5-90G-I		EL-MRV5-90G-I	https://www.medten.com/product/332	Replacement	Reusable	Mindray	ECG Leadwires	Accessories	Mindray ECG Leadwire 0010-30-42905	Reusable Mindray ECG Leadwire 0010-30-42905	Replacement: 5 lead"," Mindray"," 0.9m "," IEC"," Chest lead"," Reusable	Mindray ECG Leadwire 0010-30-42905"," 5 lead"," Mindray"," 0.9m "," IEC"," Chest lead"," Reusable	1	6				Ultrasound Foetal Transducer - comp w/ Bionet - Uterine Contractions		Ultrasound Foetal Transducer - comp w/ Bionet - UC	Bionet "
"6017472	EL-MRV5-90S-I		EL-MRV5-90S-I	https://www.medten.com/product/334	Replacement	Reusable	Mindray	ECG Leadwires	Accessories	Mindray ECG Leadwire EL6804B	Reusable Mindray ECG Leadwire EL6804B	Replacement: 5 lead"," Mindray"," Snap"," 0.9m "," IEC"," Chest lead"," Reusable	Mindray ECG Leadwire EL6804B"," 5 lead"," Mindray"," Snap"," 0.9m "," IEC"," Chest lead"," Reusable	1	6				Ultrasound Foetal Transducer - comp w/ Bionet - Uterine Contractions		Ultrasound Foetal Transducer - comp w/ Bionet - UC	Bionet "
"6015324	IBP-MRA-MIR40		IBP-MRA-MIR40	https://www.medten.com/product/335	Replacement	Reusable	Mindray	IBP Adapter Cables	Accessories	Mindray IBP Adapter Cable IM2205	Reusable Mindray IBP Adapter Cable IM2205	Replacement: 4.0m"," use with Mindray disposable transducer"," Reusable	Mindray IBP Adapter Cable IM2205"," 4.0m"," use with Mindray disposable transducer"," Reusable	1	12				Ultrasound Foetal Transducer - comp w/ Bionet - Uterine Contractions		Ultrasound Foetal Transducer - comp w/ Bionet - UC	Bionet "
"6015014	IBP-MRA-MXT40		IBP-MRA-MXT40	https://www.medten.com/product/336	Replacement	Reusable	Mindray	IBP Adapter Cables	Accessories	Datascope IBP Adapter Cable 001C-30-70759	Reusable Datascope IBP Adapter Cable 001C-30-70759	Replacement: 4.0m"," use with Medex-Logical transducer"," Reusable	Datascope IBP Adapter Cable 001C-30-70759"," 4.0m"," use with Medex-Logical transducer"," Reusable	1	12				Ultrasound Foetal Transducer - comp w/ Bionet - Uterine Contractions		Ultrasound Foetal Transducer - comp w/ Bionet - UC	Bionet "
"6015237	IBP-MRA-BD40		IBP-MRA-BD40	https://www.medten.com/product/337	Replacement	Reusable	Mindray	IBP Adapter Cables	Accessories	Mindray IBP Adapter Cable 001C-30-70757	Reusable Mindray IBP Adapter Cable 001C-30-70757	Replacement: 4.0m"," use with Argon/B.D. disposable transducer	Mindray IBP Adapter Cable 001C-30-70757"," 4.0m"," use with Argon/B.D. disposable transducer	1	12				Ultrasound Foetal Transducer - comp w/ Bionet - Uterine Contractions		Ultrasound Foetal Transducer - comp w/ Bionet - UC	Bionet "
"6015149	IBP-MRA-BB40		IBP-MRA-BB40	https://www.medten.com/product/338	Replacement	Reusable	Mindray	IBP Adapter Cables	Accessories	Mindray IBP Adapter Cable IM2207	Reusable Mindray IBP Adapter Cable IM2207	Replacement: 4.0m"," use with B.Braun disposable transducer"," Reusable	Mindray IBP Adapter Cable IM2207"," 4.0m"," use with B.Braun disposable transducer"," Reusable	1	12				Ultrasound Foetal Transducer - comp w/ Bionet - Uterine Contractions		Ultrasound Foetal Transducer - comp w/ Bionet - UC	Bionet "
"6015104	IBP-MRA-UT40		IBP-MRA-UT40	https://www.medten.com/product/339	Replacement	Reusable	Mindray	IBP Adapter Cables	Accessories	Mindray IBP Adapter Cable 650-206M	Reusable Mindray IBP Adapter Cable 650-206M	Replacement: 4.0m"," use with Utah disposable transducer"," Adapter Cables	Mindray IBP Adapter Cable 650-206M"," 4.0m"," use with Utah disposable transducer"," Adapter Cables	1	12				Ultrasound Foetal Transducer - comp w/ Bionet - Uterine Contractions		Ultrasound Foetal Transducer - comp w/ Bionet - UC	Bionet "
"	IBPA-MRA-AM03		IBPA-MRA-AM03	https://www.medten.com/product/340	Replacement	Reusable	Mindray	IBP Adapter Cables	Accessories	Mindray IBP Converter Cable 0010-20-42795	Reusable Mindray IBP Converter Cable 0010-20-42795	Replacement: 0.3m"," use with AAMI 6 Pin IBP cable"," Reusable	Mindray IBP Converter Cable 0010-20-42795"," 0.3m"," use with AAMI 6 Pin IBP cable"," Reusable	1	12				Ultrasound Foetal Transducer - comp w/ Bionet - Uterine Contractions		Ultrasound Foetal Transducer - comp w/ Bionet - UC	Bionet "
"	IBPA-MRA-2AM03		IBPA-MRA-2AM03	https://www.medten.com/product/341	Replacement	Reusable	Mindray	IBP Adapter Cables	Accessories	Mindray IBP Converter Cable IM2204	Reusable Mindray IBP Converter Cable IM2204	Replacement: 2 channels"," 0.3m"," use with AAMI 6 Pin IBP cable"," Reusable	Mindray IBP Converter Cable IM2204"," 2 channels"," 0.3m"," use with AAMI 6 Pin IBP cable"," Reusable	1	12				Ultrasound Foetal Transducer - comp w/ Bionet - Uterine Contractions		Ultrasound Foetal Transducer - comp w/ Bionet - UC	Bionet "
"6018630	TS-MRA-AG30		TS-MRA-AG30	https://www.medten.com/product/342	Replacement	Reusable	Mindray	Temperature Probes	Accessories	Mindray Temperature Probe MR401B	Reusable Mindray Temperature Probe MR401B	Replacement: Adult"," General (Oral/Rectal)"," 3.0m	Mindray Temperature Probe MR401B"," Adult"," General (Oral/Rectal)"," 3.0m	1	12				Ultrasound Foetal Transducer - comp w/ Bionet - Uterine Contractions		Ultrasound Foetal Transducer - comp w/ Bionet - UC	Bionet "
"6018685	TS-MRA-PG30		TS-MRA-PG30	https://www.medten.com/product/343	Replacement	Reusable	Mindray	Temperature Probes	Accessories	Mindray Temperature Probe 0011-30-37394	Reusable Mindray Temperature Probe 0011-30-37394	Replacement: Pediatric"," General (Oral/Rectal)"," 3.0m"," Reusable	Mindray Temperature Probe 0011-30-37394"," Pediatric"," General (Oral/Rectal)"," 3.0m"," Reusable	1	12				Ultrasound Foetal Transducer - comp w/ Bionet - Uterine Contractions		Ultrasound Foetal Transducer - comp w/ Bionet - UC	Bionet "
"6018608	TS-MRA-AS30		TS-MRA-AS30	https://www.medten.com/product/344	Replacement	Reusable	Mindray	Temperature Probes	Accessories	Mindray Temperature Probe MR403B	Reusable Mindray Temperature Probe MR403B	Replacement: Adult"," Skin surface"," 3.0m"," Reusable	Mindray Temperature Probe MR403B"," Adult"," Skin surface"," 3.0m"," Reusable	1	12				Ultrasound Foetal Transducer - comp w/ Bionet - Uterine Contractions		Ultrasound Foetal Transducer - comp w/ Bionet - UC	Bionet "
"6018649	TS-MRA-PS30		TS-MRA-PS30	https://www.medten.com/product/345	Replacement	Reusable	Mindray	Temperature Probes	Accessories	Mindray Temperature Probe MR404B	Reusable Mindray Temperature Probe MR404B	Replacement: Pediatric/Neonate"," Skin surface"," 3.0m	Mindray Temperature Probe MR404B"," Pediatric/Neonate"," Skin surface"," 3.0m	1	12				Ultrasound Foetal Transducer - comp w/ Bionet - Uterine Contractions		Ultrasound Foetal Transducer - comp w/ Bionet - UC	Bionet "
"	TA-MRA-PM30		TA-MRA-PM30	https://www.medten.com/product/346	Replacement	Reusable	Mindray	Temperature Adapter Cables	Accessories	Mindray Temperature Adapter Cable 0011-30-37391	Reusable Mindray Temperature Adapter Cable 0011-30-37391	Replacement: 3.0m"," use with Philips disposable probes	Mindray Temperature Adapter Cable 0011-30-37391"," 3.0m"," use with Philips disposable probes	1	12				Ultrasound Foetal Transducer - comp w/ Bionet - Uterine Contractions		Ultrasound Foetal Transducer - comp w/ Bionet - UC	Bionet "
"	TA-MRA-YSI30		TA-MRA-YSI30	https://www.medten.com/product/347	Replacement	Reusable	Mindray	Temperature Adapter Cables	Accessories	Mindray Temperature Adapter Cable 040-001235-00	Reusable Mindray Temperature Adapter Cable 040-001235-00	Replacement: 3.0m"," use with GE 400 series disposable probes"," Reusable	Mindray Temperature Adapter Cable 040-001235-00"," 3.0m"," use with GE 400 series disposable probes"," Reusable	1	12				Ultrasound Foetal Transducer - comp w/ Bionet - Uterine Contractions		Ultrasound Foetal Transducer - comp w/ Bionet - UC	Bionet "
"	TA-MRA-AD03		TA-MRA-AD03	https://www.medten.com/product/348	Replacement	Reusable	Mindray	Temperature Adapter Cables	Accessories	Mindray Temperature Adapter Cable 0012-00-0975	Reusable Mindray Temperature Adapter Cable 0012-00-0975	Replacement: 0.3m"," use with 400 series"," Reusable	Mindray Temperature Adapter Cable 0012-00-0975"," 0.3m"," use with 400 series"," Reusable	1	12				Ultrasound Foetal Transducer - comp w/ Bionet - Uterine Contractions		Ultrasound Foetal Transducer - comp w/ Bionet - UC	Bionet "
"6018631	TS-MRB-AG30		TS-MRB-AG30	https://www.medten.com/product/349	Replacement	Reusable	Datascope	Temperature Probes	Accessories	Datascope Temperature Probe 040-000055-00	Reusable Datascope Temperature Probe 040-000055-00	Replacement: Adult"," General (Oral/Rectal)"," 3.0m"," Reusable	Datascope Temperature Probe 040-000055-00"," Adult"," General (Oral/Rectal)"," 3.0m"," Reusable	1	12				Ultrasound Foetal Transducer - comp w/ Bionet - Uterine Contractions		Ultrasound Foetal Transducer - comp w/ Bionet - UC	Bionet "
"6018609	TS-MRB-AS30		TS-MRB-AS30	https://www.medten.com/product/350	Replacement	Reusable	Datascope	Temperature Probes	Accessories	Datascope Temperature Probe 040-000057-00	Reusable Datascope Temperature Probe 040-000057-00	Replacement: Adult"," Skin surface"," 3.0m"," Reusable	Datascope Temperature Probe 040-000057-00"," Adult"," Skin surface"," 3.0m"," Reusable	1	12				Ultrasound Foetal Transducer - comp w/ Bionet - Uterine Contractions		Ultrasound Foetal Transducer - comp w/ Bionet - UC	Bionet "
"6018686	TS-MRB-PG30		TS-MRB-PG30	https://www.medten.com/product/351	Replacement	Reusable	Datascope	Temperature Probes	Accessories	Datascope Temperature Probe 040-000056-00	Reusable Datascope Temperature Probe 040-000056-00	Replacement: Pediatric"," General (Oral/Rectal)"," 3.0m"," Reusable	Datascope Temperature Probe 040-000056-00"," Pediatric"," General (Oral/Rectal)"," 3.0m"," Reusable	1	12				Ultrasound Foetal Transducer - comp w/ Bionet - Uterine Contractions		Ultrasound Foetal Transducer - comp w/ Bionet - UC	Bionet "
"6018650	TS-MRB-PS30		TS-MRB-PS30	https://www.medten.com/product/352	Replacement	Reusable	Datascope	Temperature Probes	Accessories	Datascope/Mindray Temperature Probe 040-000058-00	Reusable Datascope/Mindray Temperature Probe 040-000058-00	Replacement: Pediatric/Neonate"," Skin surface"," 3.0m	Datascope/Mindray Temperature Probe 040-000058-00"," Pediatric/Neonate"," Skin surface"," 3.0m	1	12				Ultrasound Foetal Transducer - comp w/ Bionet - Uterine Contractions		Ultrasound Foetal Transducer - comp w/ Bionet - UC	Bionet "
"	TA-MRB-YSI30		TA-MRB-YSI30	https://www.medten.com/product/353	Replacement	Reusable	Datascope	Temperature Adapter Cables	Accessories	Datascope Temperature Adapter Cable 040-000091-00	Reusable Datascope Temperature Adapter Cable 040-000091-00	Replacement: 3.0m"," use with GE 400 series disposable probes"," Reusable	Datascope Temperature Adapter Cable 040-000091-00"," 3.0m"," use with GE 400 series disposable probes"," Reusable	1	12				Ultrasound Foetal Transducer - comp w/ Bionet - Uterine Contractions		Ultrasound Foetal Transducer - comp w/ Bionet - UC	Bionet "
"6018804	CTM-MR01		CTM-MR01	https://www.medten.com/product/354	Replacement	Reusable	Mindray	EtCO2 Transducers	Accessories	Mindray EtCO2 Transducer 0010-21-42760	Reusable Mindray EtCO2 Transducer 0010-21-42760	Replacement: Mainstream"," 2.5m"," Reusable	Mindray EtCO2 Transducer 0010-21-42760"," Mainstream"," 2.5m"," Reusable	1	12				Ultrasound Foetal Transducer - comp w/ Bionet - Uterine Contractions		Ultrasound Foetal Transducer - comp w/ Bionet - UC	Bionet "
"6018080	EKC10R-ED-B-I		EKC10R-ED-B-I	https://www.medten.com/product/355	Replacement	Reusable	Edan	One-Piece ECG Cables	Accessories	Edan One-Piece ECG Cable MS1-106902	Reusable Edan One-Piece ECG Cable MS1-106902	Replacement: 10 lead"," 4mm banana"," 2.5m+1.5m"," With Resistance"," IEC"," Reusable	Edan One-Piece ECG Cable MS1-106902"," 10 lead"," 4mm banana"," 2.5m+1.5m"," With Resistance"," IEC"," Reusable	1	12				Ultrasound Foetal Transducer - comp w/ Bionet - Uterine Contractions		Ultrasound Foetal Transducer - comp w/ Bionet - UC	Bionet "
"6018014	EKC10R-ED-S-I		EKC10R-ED-S-I	https://www.medten.com/product/357	Replacement	Reusable	Edan	One-Piece ECG Cables	Accessories	Edan One-Piece ECG Cable MS1R-109850	Reusable Edan One-Piece ECG Cable MS1R-109850	Replacement: 10 lead"," Snap"," 2.5m+1.5m"," With Resistance"," IEC"," Reusable	Edan One-Piece ECG Cable MS1R-109850"," 10 lead"," Snap"," 2.5m+1.5m"," With Resistance"," IEC"," Reusable	1	12				Ultrasound Foetal Transducer - comp w/ Bionet - Uterine Contractions		Ultrasound Foetal Transducer - comp w/ Bionet - UC	Bionet "
"6017947	EKC10R-ED-G-I		EKC10R-ED-G-I	https://www.medten.com/product/359	Replacement	Reusable	Edan	One-Piece ECG Cables	Accessories	Edan One-Piece ECG Cable MS1R-107583-A0	Reusable Edan One-Piece ECG Cable MS1R-107583-A0	Replacement: 10 lead"," Grabber"," 2.5m+1.5m"," With Resistance"," IEC"," Reusable	Edan One-Piece ECG Cable MS1R-107583-A0"," 10 lead"," Grabber"," 2.5m+1.5m"," With Resistance"," IEC"," Reusable	1	12				Ultrasound Foetal Transducer - comp w/ Bionet - Uterine Contractions		Ultrasound Foetal Transducer - comp w/ Bionet - UC	Bionet "
"6018616	TS-ED-AS30		TS-ED-AS30	https://www.medten.com/product/361	Replacement	Reusable	Edan	Temperature Probes	Accessories	Edan Temperature Probe 01.15.040225-11	Reusable Edan Temperature Probe 01.15.040225-11	Replacement: Adult"," Skin surface"," 3.0m"," 10K Resistance	Edan Temperature Probe 01.15.040225-11"," Adult"," Skin surface"," 3.0m"," 10K Resistance	1	12				Ultrasound Foetal Transducer - comp w/ Bionet - Uterine Contractions		Ultrasound Foetal Transducer - comp w/ Bionet - UC	Bionet "
"6018638	TS-ED-AG30		TS-ED-AG30	https://www.medten.com/product/362	Replacement	Reusable	Edan	Temperature Probes	Accessories	Edan Temperature Probe 01.15.040228-10	Reusable Edan Temperature Probe 01.15.040228-10	Replacement: Adult"," General (Oral/Rectal)"," 3.0m"," 10K Resistance"," Reusable	Edan Temperature Probe 01.15.040228-10"," Adult"," General (Oral/Rectal)"," 3.0m"," 10K Resistance"," Reusable	1	12				Ultrasound Foetal Transducer - comp w/ Bionet - Uterine Contractions		Ultrasound Foetal Transducer - comp w/ Bionet - UC	Bionet "
"6018618	TS-EDA-AS30		TS-EDA-AS30	https://www.medten.com/product/363	Replacement	Reusable	Edan	Temperature Probes	Accessories	Edan Temperature Probe 01.15.040226-10	Reusable Edan Temperature Probe 01.15.040226-10	Replacement: Adult"," Skin surface"," 3.0m"," 400 series	Edan Temperature Probe 01.15.040226-10"," Adult"," Skin surface"," 3.0m"," 400 series	1	12				Ultrasound Foetal Transducer - comp w/ Bionet - Uterine Contractions		Ultrasound Foetal Transducer - comp w/ Bionet - UC	Bionet "
"6018639	TS-EDA-AG30		TS-EDA-AG30	https://www.medten.com/product/364	Replacement	Reusable	Edan	Temperature Probes	Accessories	Edan Temperature Probe 01.15.040227-11	Reusable Edan Temperature Probe 01.15.040227-11	Replacement: Adult"," General (Oral/Rectal)"," 3.0m"," 400 series"," Reusable	Edan Temperature Probe 01.15.040227-11"," Adult"," General (Oral/Rectal)"," 3.0m"," 400 series"," Reusable	1	12				Ultrasound Foetal Transducer - comp w/ Bionet - Uterine Contractions		Ultrasound Foetal Transducer - comp w/ Bionet - UC	Bionet "
"6011086	SS-052-AF30		SS-052-AF30	https://www.medten.com/product/365	Replacement	Reusable	Mindray	SpO2 Sensors	Accessories	Mindray SpO2 Sensor 0600-00-0094	Reusable Mindray SpO2 Sensor 0600-00-0094	Replacement: Adult"," Finger clip"," 3.0m"," Mindray	Mindray SpO2 Sensor 0600-00-0094"," Adult"," Finger clip"," 3.0m"," Mindray	1	12				Ultrasound Foetal Transducer - comp w/ Bionet - Uterine Contractions		Ultrasound Foetal Transducer - comp w/ Bionet - UC	Bionet "
"6012107	SS-001XC-NW10		SS-001XC-NW10	https://www.medten.com/product/366	Replacement	Reusable	Nellcor	SpO2 Sensors	Accessories	Nellcor SpO2 Sensor OXI-A/N	Reusable Nellcor SpO2 Sensor OXI-A/N	Replacement: Infant"," Wrap"," 1.0m"," Nellcor-Oximax"," Reusable	Nellcor SpO2 Sensor OXI-A/N"," Infant"," Wrap"," 1.0m"," Nellcor-Oximax"," Reusable	1	12				Ultrasound Foetal Transducer - comp w/ Bionet - Uterine Contractions		Ultrasound Foetal Transducer - comp w/ Bionet - UC	Bionet "
"6010023	SSD-001-W09P		SSD-001-W09P	https://www.medten.com/product/367	Replacement	Disposable	Nellcor	SpO2 Sensors	Accessories	Nellcor SpO2 Sensor D20	Disposable Nellcor SpO2 Sensor D20	Replacement: Pediatric"," Non-woven adhesive "," 0.9m"," Nellcor - OxiSmart (Box of 24)	Nellcor SpO2 Sensor D20"," Pediatric"," Non-woven adhesive "," 0.9m"," Nellcor - OxiSmart (Box of 24)	24	12				Ultrasound Foetal Transducer - comp w/ Bionet - Uterine Contractions		Ultrasound Foetal Transducer - comp w/ Bionet - UC	Bionet "
"6010069	SSD-001-W09AN		SSD-001-W09AN	https://www.medten.com/product/368	Replacement	Disposable	Nellcor	SpO2 Sensors	Accessories	Nellcor SpO2 Sensor N25	Disposable Nellcor SpO2 Sensor N25	Replacement: Adult/Neonate"," Non-woven adhesive "," 0.9m"," Nellcor - OxiSmart (Box of 24)	Nellcor SpO2 Sensor N25"," Adult/Neonate"," Non-woven adhesive "," 0.9m"," Nellcor - OxiSmart (Box of 24)	24	12				Ultrasound Foetal Transducer - comp w/ Bionet - Uterine Contractions		Ultrasound Foetal Transducer - comp w/ Bionet - UC	Bionet "
"6011070	SS-043-AF16		SS-043-AF16	https://www.medten.com/product/369	Replacement	Reusable	Nihon Kohden	SpO2 Sensors	Accessories	Nihon Kohden SpO2 Sensor TL-201T	Reusable Nihon Kohden SpO2 Sensor TL-201T	Replacement: Adult"," Finger clip"," 1.6m"," Nihon Kohden"," Reusable	Nihon Kohden SpO2 Sensor TL-201T"," Adult"," Finger clip"," 1.6m"," Nihon Kohden"," Reusable	1	12				Ultrasound Foetal Transducer - comp w/ Bionet - Uterine Contractions		Ultrasound Foetal Transducer - comp w/ Bionet - UC	Bionet "
"6012601	SS-043-MY16		SS-043-MY16	https://www.medten.com/product/370	Replacement	Reusable	Nihon Kohden	SpO2 Sensors	Accessories	Nihon Kohden SpO2 Sensor TL-220T	Reusable Nihon Kohden SpO2 Sensor TL-220T	Replacement: All Sizes"," Multi-Y"," 1.6m"," Nihon Kohden"," Reusable	Nihon Kohden SpO2 Sensor TL-220T"," All Sizes"," Multi-Y"," 1.6m"," Nihon Kohden"," Reusable	1	12				Ultrasound Foetal Transducer - comp w/ Bionet - Uterine Contractions		Ultrasound Foetal Transducer - comp w/ Bionet - UC	Bionet "
"6010017	SSD-043-W09A		SSD-043-W09A	https://www.medten.com/product/371	Replacement	Disposable	Nihon Kohden	SpO2 Sensors	Accessories	Nihon Kohden SpO2 Sensor TL-271T	Disposable Nihon Kohden SpO2 Sensor TL-271T	Replacement: Adult"," Non-woven adhesive "," 0.9m"," Nihon Kohden (Box of 24)	Nihon Kohden SpO2 Sensor TL-271T"," Adult"," Non-woven adhesive "," 0.9m"," Nihon Kohden (Box of 24)	24	0				Ultrasound Foetal Transducer - comp w/ Bionet - Uterine Contractions		Ultrasound Foetal Transducer - comp w/ Bionet - UC	Bionet "
"6010041	SSD-043-W09P		SSD-043-W09P	https://www.medten.com/product/372	Replacement	Disposable	Nihon Kohden	SpO2 Sensors	Accessories	Nihon Kohden SpO2 Sensor TL-272T	Disposable Nihon Kohden SpO2 Sensor TL-272T	Replacement: Non-woven adhesive "," 0.9m"," Disposable (Box of 24)	Nihon Kohden SpO2 Sensor TL-272T"," Non-woven adhesive "," 0.9m"," Disposable (Box of 24)	24	0				Ultrasound Foetal Transducer - comp w/ Bionet - Uterine Contractions		Ultrasound Foetal Transducer - comp w/ Bionet - UC	Bionet "
"6010087	SSD-043-W09AN		SSD-043-W09AN	https://www.medten.com/product/373	Replacement	Disposable	Nihon Kohden	SpO2 Sensors	Accessories	Nihon Kohden SpO2 Sensor TL-273T	Disposable Nihon Kohden SpO2 Sensor TL-273T	Replacement: Adult/Neonate"," Non-woven adhesive "," 0.9m"," Nihon Kohden (Box of 24)	Nihon Kohden SpO2 Sensor TL-273T"," Adult/Neonate"," Non-woven adhesive "," 0.9m"," Nihon Kohden (Box of 24)	24	0				Ultrasound Foetal Transducer - comp w/ Bionet - Uterine Contractions		Ultrasound Foetal Transducer - comp w/ Bionet - UC	Bionet "
"6010064	SSD-043-W09I		SSD-043-W09I	https://www.medten.com/product/374	Replacement	Disposable	Nihon Kohden	SpO2 Sensors	Accessories	Nihon Kohden SpO2 Sensor TL-274T	Disposable Nihon Kohden SpO2 Sensor TL-274T	Replacement: Infant"," Non-woven adhesive "," 0.9m"," Nihon Kohden"," Disposable (Box of 24)	Nihon Kohden SpO2 Sensor TL-274T"," Infant"," Non-woven adhesive "," 0.9m"," Nihon Kohden"," Disposable (Box of 24)	24	0				Ultrasound Foetal Transducer - comp w/ Bionet - Uterine Contractions		Ultrasound Foetal Transducer - comp w/ Bionet - UC	Bionet "
"6011221	SS-043-AF06		SS-043-AF06	https://www.medten.com/product/375	Replacement	Reusable	Nihon Kohden	SpO2 Sensors	Accessories	Nihon Kohden SpO2 Sensor TL-201T1	Reusable Nihon Kohden SpO2 Sensor TL-201T1	Replacement: Adult"," Finger clip"," 0.6m"," Nihon Kohden"," Reusable	Nihon Kohden SpO2 Sensor TL-201T1"," Adult"," Finger clip"," 0.6m"," Nihon Kohden"," Reusable	1	12				Ultrasound Foetal Transducer - comp w/ Bionet - Uterine Contractions		Ultrasound Foetal Transducer - comp w/ Bionet - UC	Bionet "
"6010607	SA-044-30		SA-044-30	https://www.medten.com/product/376	Replacement	Reusable	Nihon Kohden	SpO2 Adapter Cables	Accessories	Nihon Kohden SpO2 Adapter Cable JC-024P	Reusable Nihon Kohden SpO2 Adapter Cable JC-024P	Replacement: 3.0m"," use with Nihon Kohden sensor"," Reusable	Nihon Kohden SpO2 Adapter Cable JC-024P"," 3.0m"," use with Nihon Kohden sensor"," Reusable	1	12				Ultrasound Foetal Transducer - comp w/ Bionet - Uterine Contractions		Ultrasound Foetal Transducer - comp w/ Bionet - UC	Bionet "
"6010831	SA-044-15		SA-044-15	https://www.medten.com/product/377	Replacement	Reusable	Nihon Kohden	SpO2 Adapter Cables	Accessories	Nihon Kohden SpO2 Adapter Cable JC-025P	Reusable Nihon Kohden SpO2 Adapter Cable JC-025P	Replacement: 1.5m"," use with Nihon Kohden sensor"," Reusable	Nihon Kohden SpO2 Adapter Cable JC-025P"," 1.5m"," use with Nihon Kohden sensor"," Reusable	1	12				Ultrasound Foetal Transducer - comp w/ Bionet - Uterine Contractions		Ultrasound Foetal Transducer - comp w/ Bionet - UC	Bionet "
"6010608	SA-045-30		SA-045-30	https://www.medten.com/product/378	Replacement	Reusable	Nihon Kohden	SpO2 Adapter Cables	Accessories	Nihon Kohden SpO2 Adapter Cable JL-900P	Reusable Nihon Kohden SpO2 Adapter Cable JL-900P	Replacement: 3.0m"," use with Nihon Kohden sensor"," Reusable	Nihon Kohden SpO2 Adapter Cable JL-900P"," 3.0m"," use with Nihon Kohden sensor"," Reusable	1	12				Ultrasound Foetal Transducer - comp w/ Bionet - Uterine Contractions		Ultrasound Foetal Transducer - comp w/ Bionet - UC	Bionet "
"6010824	SA-045RB-24LP		SA-045RB-24LP	https://www.medten.com/product/379	Replacement	Reusable	Nihon Kohden	SpO2 Adapter Cables	Accessories	Nihon Kohden SpO2 Adapter Cable JL-630P	Reusable Nihon Kohden SpO2 Adapter Cable JL-630P	Replacement: 2.4m"," use with Masimo-LNOP sensor"," Reusable	Nihon Kohden SpO2 Adapter Cable JL-630P"," 2.4m"," use with Masimo-LNOP sensor"," Reusable	1	12				Ultrasound Foetal Transducer - comp w/ Bionet - Uterine Contractions		Ultrasound Foetal Transducer - comp w/ Bionet - UC	Bionet "
"6010807	SA-045RB-30LS		SA-045RB-30LS	https://www.medten.com/product/380	Replacement	Reusable	Nihon Kohden	SpO2 Adapter Cables	Accessories	Nihon Kohden SpO2 Adapter Cable JL-631P	Reusable Nihon Kohden SpO2 Adapter Cable JL-631P	Replacement: 3.0m"," use with Masimo-LNCS sensor	Nihon Kohden SpO2 Adapter Cable JL-631P"," 3.0m"," use with Masimo-LNCS sensor	1	12				Ultrasound Foetal Transducer - comp w/ Bionet - Uterine Contractions		Ultrasound Foetal Transducer - comp w/ Bionet - UC	Bionet "
"6010609	SA-045X-30		SA-045X-30	https://www.medten.com/product/381	Replacement	Reusable	Nihon Kohden	SpO2 Adapter Cables	Accessories	Nihon Kohden SpO2 Adapter Cable JL-650P	Reusable Nihon Kohden SpO2 Adapter Cable JL-650P	Replacement: 3.0m"," use with Nellcor-Oximax sensor"," Reusable	Nihon Kohden SpO2 Adapter Cable JL-650P"," 3.0m"," use with Nellcor-Oximax sensor"," Reusable	1	12				Ultrasound Foetal Transducer - comp w/ Bionet - Uterine Contractions		Ultrasound Foetal Transducer - comp w/ Bionet - UC	Bionet "
"6010616	SA-046-30		SA-046-30	https://www.medten.com/product/382	Replacement	Reusable	Nihon Kohden	SpO2 Adapter Cables	Accessories	Nihon Kohden SpO2 Adapter Cable JL-302T	Reusable Nihon Kohden SpO2 Adapter Cable JL-302T	Replacement: 3.0m"," use with Nihon Kohden sensor"," Reusable	Nihon Kohden SpO2 Adapter Cable JL-302T"," 3.0m"," use with Nihon Kohden sensor"," Reusable	1	12				Ultrasound Foetal Transducer - comp w/ Bionet - Uterine Contractions		Ultrasound Foetal Transducer - comp w/ Bionet - UC	Bionet "
"6016867	ET-5011R-NKA-I		ET-5011R-NKA-I	https://www.medten.com/product/383	Replacement	Reusable	Nihon Kohden	ECG Trunk Cables	Accessories	Nihon Kohden ECG Trunk Cable JC-005P	Reusable Nihon Kohden ECG Trunk Cable JC-005P	Replacement: 5 lead"," 2.5m"," Nihon Kohden"," With Resistance"," IEC"," Reusable	Nihon Kohden ECG Trunk Cable JC-005P"," 5 lead"," 2.5m"," Nihon Kohden"," With Resistance"," IEC"," Reusable	1	12				Ultrasound Foetal Transducer - comp w/ Bionet - Uterine Contractions		Ultrasound Foetal Transducer - comp w/ Bionet - UC	Bionet "
"6016561	EC-10013G-I		EC-10013G-I	https://www.medten.com/product/386	Replacement	Reusable	Nihon Kohden	One-Piece ECG Cables	Accessories	Nihon Kohden One-Piece ECG Cable BJ-900P	Reusable Nihon Kohden One-Piece ECG Cable BJ-900P	Replacement: 10 lead"," Grabber"," 2.5m+mixed 0.9m/1.3m"," IEC"," Reusable	Nihon Kohden One-Piece ECG Cable BJ-900P"," 10 lead"," Grabber"," 2.5m+mixed 0.9m/1.3m"," IEC"," Reusable	1	6				Ultrasound Foetal Transducer - comp w/ Bionet - Uterine Contractions		Ultrasound Foetal Transducer - comp w/ Bionet - UC	Bionet "
"6016647	ET-3014R-NKB-I		ET-3014R-NKB-I	https://www.medten.com/product/388	Replacement	Reusable	Nihon Kohden	ECG Trunk Cables	Accessories	Nihon Kohden ECG Trunk Cable JC-763V	Reusable Nihon Kohden ECG Trunk Cable JC-763V	Replacement: 3 lead"," 2.5m"," Nihon Kohden"," With Resistance"," IEC"," Reusable	Nihon Kohden ECG Trunk Cable JC-763V"," 3 lead"," 2.5m"," Nihon Kohden"," With Resistance"," IEC"," Reusable	1	12				Ultrasound Foetal Transducer - comp w/ Bionet - Uterine Contractions		Ultrasound Foetal Transducer - comp w/ Bionet - UC	Bionet "
"6016385	EC-5014RG-I		EC-5014RG-I	https://www.medten.com/product/390	Replacement	Reusable	Nihon Kohden	One-Piece ECG Cables	Accessories	Nihon Kohden One-Piece ECG Cable BC-755V	Reusable Nihon Kohden One-Piece ECG Cable BC-755V	Replacement: 5 lead"," Grabber"," 2.5m+1.5m"," With Resistance"," IEC"," Reusable	Nihon Kohden One-Piece ECG Cable BC-755V"," 5 lead"," Grabber"," 2.5m+1.5m"," With Resistance"," IEC"," Reusable	1	12				Ultrasound Foetal Transducer - comp w/ Bionet - Uterine Contractions		Ultrasound Foetal Transducer - comp w/ Bionet - UC	Bionet "
"6018050	EKC10R-NKB-B-I		EKC10R-NKB-B-I	https://www.medten.com/product/391	Replacement	Reusable	Nihon Kohden	One-Piece ECG Cables	Accessories	Nihon Kohden One-Piece ECG Cable BJ-902D	Reusable Nihon Kohden One-Piece ECG Cable BJ-902D	Replacement: 10 lead"," 4mm banana"," 2.5m+mixed 0.9m/1.3m"," With Resistance"," IEC	Nihon Kohden One-Piece ECG Cable BJ-902D"," 10 lead"," 4mm banana"," 2.5m+mixed 0.9m/1.3m"," With Resistance"," IEC	1	12				Ultrasound Foetal Transducer - comp w/ Bionet - Uterine Contractions		Ultrasound Foetal Transducer - comp w/ Bionet - UC	Bionet "
"6018116	EKC10R-NKB-N-I		EKC10R-NKB-N-I	https://www.medten.com/product/393	Replacement	Reusable	Nihon Kohden	One-Piece ECG Cables	Accessories	Nihon Kohden One-Piece ECG Cable BJ-901D	Reusable Nihon Kohden One-Piece ECG Cable BJ-901D	Replacement: 10 lead"," 3mm needle"," 2.5m+mixed 0.9m/1.3m"," With Resistance"," IEC"," Reusable	Nihon Kohden One-Piece ECG Cable BJ-901D"," 10 lead"," 3mm needle"," 2.5m+mixed 0.9m/1.3m"," With Resistance"," IEC"," Reusable	1	12				Ultrasound Foetal Transducer - comp w/ Bionet - Uterine Contractions		Ultrasound Foetal Transducer - comp w/ Bionet - UC	Bionet "
"6017202	EL-NKA3-90S-I		EL-NKA3-90S-I	https://www.medten.com/product/395	Replacement	Reusable	Nihon Kohden	ECG Leadwires	Accessories	Nihon Kohden ECG Leadwire BR-019P	Reusable Nihon Kohden ECG Leadwire BR-019P	Replacement: 3 lead"," Nihon Kohden"," Snap"," 0.9m "," IEC"," Reusable	Nihon Kohden ECG Leadwire BR-019P"," 3 lead"," Nihon Kohden"," Snap"," 0.9m "," IEC"," Reusable	1	6				Ultrasound Foetal Transducer - comp w/ Bionet - Uterine Contractions		Ultrasound Foetal Transducer - comp w/ Bionet - UC	Bionet "
"6017418	EL-NKA5-90G-I		EL-NKA5-90G-I	https://www.medten.com/product/396	Replacement	Reusable	Nihon Kohden	ECG Leadwires	Accessories	Nihon Kohden ECG Leadwire BR-020P	Reusable Nihon Kohden ECG Leadwire BR-020P	Replacement: 5 lead"," Nihon Kohden"," Grabber"," 0.9m "," IEC"," Reusable	Nihon Kohden ECG Leadwire BR-020P"," 5 lead"," Nihon Kohden"," Grabber"," 0.9m "," IEC"," Reusable	1	6				Ultrasound Foetal Transducer - comp w/ Bionet - Uterine Contractions		Ultrasound Foetal Transducer - comp w/ Bionet - UC	Bionet "
"6017420	EL-NKA5-90S-I		EL-NKA5-90S-I	https://www.medten.com/product/397	Replacement	Reusable	Nihon Kohden	ECG Leadwires	Accessories	Nihon Kohden ECG Leadwire BR-021P	Reusable Nihon Kohden ECG Leadwire BR-021P	Replacement: 5 lead"," Nihon Kohden"," Snap"," 0.9m "," IEC"," Reusable	Nihon Kohden ECG Leadwire BR-021P"," 5 lead"," Nihon Kohden"," Snap"," 0.9m "," IEC"," Reusable	1	6				Ultrasound Foetal Transducer - comp w/ Bionet - Uterine Contractions		Ultrasound Foetal Transducer - comp w/ Bionet - UC	Bionet "
"6017206	EL-NKB3-90S-I		EL-NKB3-90S-I	https://www.medten.com/product/398	Replacement	Reusable	Nihon Kohden	ECG Leadwires	Accessories	Nihon Kohden ECG Leadwire	Reusable Nihon Kohden ECG Leadwire	Replacement: 3 lead"," Nihon Kohden"," Snap"," 0.9m "," IEC"," Reusable	Nihon Kohden ECG Leadwire"," 3 lead"," Nihon Kohden"," Snap"," 0.9m "," IEC"," Reusable	1	6				Ultrasound Foetal Transducer - comp w/ Bionet - Uterine Contractions		Ultrasound Foetal Transducer - comp w/ Bionet - UC	Bionet "
"6017204	EL-NKB3-90G-I		EL-NKB3-90G-I	https://www.medten.com/product/399	Replacement	Reusable	Nihon Kohden	ECG Leadwires	Accessories	Nihon Kohden ECG Leadwire BR-903P	Reusable Nihon Kohden ECG Leadwire BR-903P	Replacement: 3 lead"," Nihon Kohden"," Grabber"," 0.9m "," IEC"," Reusable	Nihon Kohden ECG Leadwire BR-903P"," 3 lead"," Nihon Kohden"," Grabber"," 0.9m "," IEC"," Reusable	1	6				Ultrasound Foetal Transducer - comp w/ Bionet - Uterine Contractions		Ultrasound Foetal Transducer - comp w/ Bionet - UC	Bionet "
"6017622	EL-NKB6-90G-I		EL-NKB6-90G-I	https://www.medten.com/product/402	Replacement	Reusable	Nihon Kohden	ECG Leadwires	Accessories	Nihon Kohden ECG Leadwire	Reusable Nihon Kohden ECG Leadwire	Replacement: 6 lead"," Nihon Kohden"," Grabber"," 0.9m "," IEC"," Reusable	Nihon Kohden ECG Leadwire"," 6 lead"," Nihon Kohden"," Grabber"," 0.9m "," IEC"," Reusable	1	6				Ultrasound Foetal Transducer - comp w/ Bionet - Uterine Contractions		Ultrasound Foetal Transducer - comp w/ Bionet - UC	Bionet "
"6017624	EL-NKB6-90S-I		EL-NKB6-90S-I	https://www.medten.com/product/403	Replacement	Reusable	Nihon Kohden	ECG Leadwires	Accessories	Nihon Kohden ECG Leadwire BR-916P	Reusable Nihon Kohden ECG Leadwire BR-916P	Replacement: 6 lead"," Nihon Kohden"," Snap"," 0.9m "," IEC"," Reusable	Nihon Kohden ECG Leadwire BR-916P"," 6 lead"," Nihon Kohden"," Snap"," 0.9m "," IEC"," Reusable	1	6				Ultrasound Foetal Transducer - comp w/ Bionet - Uterine Contractions		Ultrasound Foetal Transducer - comp w/ Bionet - UC	Bionet "
"6014106	BPH-AD35-15A-S11		BPH-AD35-15A-S11	https://www.medten.com/product/406	Replacement	Reusable	Nihon Kohden	NIBP Air Hoses	Accessories	Nihon Kohden NIBP Air Hose YN-901P	Reusable Nihon Kohden NIBP Air Hose YN-901P	Replacement: Adult/Pediatric"," Double Tube"," 3.5m	Nihon Kohden NIBP Air Hose YN-901P"," Adult/Pediatric"," Double Tube"," 3.5m	1	6				Ultrasound Foetal Transducer - comp w/ Bionet - Uterine Contractions		Ultrasound Foetal Transducer - comp w/ Bionet - UC	Bionet "
"6014141	BPH-ND35-15N-S06		BPH-ND35-15N-S06	https://www.medten.com/product/407	Replacement	Reusable	Nihon Kohden	NIBP Air Hoses	Accessories	Nihon Kohden NIBP Air Hose YN-921P	Reusable Nihon Kohden NIBP Air Hose YN-921P	Replacement: Neonate "," Double Tube"," 3.5m	Nihon Kohden NIBP Air Hose YN-921P"," Neonate "," Double Tube"," 3.5m	1	6				Ultrasound Foetal Transducer - comp w/ Bionet - Uterine Contractions		Ultrasound Foetal Transducer - comp w/ Bionet - UC	Bionet "
"6015141	IBP-NKA-BB40		IBP-NKA-BB40	https://www.medten.com/product/408	Replacement	Reusable	Nihon Kohden	IBP Adapter Cables	Accessories	Nihon Kohden IBP Adapter Cable NKD-5203201	Reusable Nihon Kohden IBP Adapter Cable NKD-5203201	Replacement: 4.0m"," use with B.Braun disposable transducer"," Reusable	Nihon Kohden IBP Adapter Cable NKD-5203201"," 4.0m"," use with B.Braun disposable transducer"," Reusable	1	12				Ultrasound Foetal Transducer - comp w/ Bionet - Uterine Contractions		Ultrasound Foetal Transducer - comp w/ Bionet - UC	Bionet "
"6015051	IBP-NKA-MXL40		IBP-NKA-MXL40	https://www.medten.com/product/409	Replacement	Reusable	Nihon Kohden	IBP Adapter Cables	Accessories	Nihon Kohden IBP Adapter Cable NKD-IBP/LOGICAL	Reusable Nihon Kohden IBP Adapter Cable NKD-IBP/LOGICAL	Replacement: 4.0m"," use with Medex-Logical transducer"," Reusable	Nihon Kohden IBP Adapter Cable NKD-IBP/LOGICAL"," 4.0m"," use with Medex-Logical transducer"," Reusable	1	12				Ultrasound Foetal Transducer - comp w/ Bionet - Uterine Contractions		Ultrasound Foetal Transducer - comp w/ Bionet - UC	Bionet "
"6015531	IBP-NKA-2MXL40		IBP-NKA-2MXL40	https://www.medten.com/product/410	Replacement	Reusable	Nihon Kohden	IBP Adapter Cables	Accessories	Nihon Kohden IBP Adapter Cable NKD-IBP/LOGICAL2	Reusable Nihon Kohden IBP Adapter Cable NKD-IBP/LOGICAL2	Replacement: 2 channels"," 4.0m"," use with Medex-Logical transducer"," Reusable	Nihon Kohden IBP Adapter Cable NKD-IBP/LOGICAL2"," 2 channels"," 4.0m"," use with Medex-Logical transducer"," Reusable	1	12				Ultrasound Foetal Transducer - comp w/ Bionet - Uterine Contractions		Ultrasound Foetal Transducer - comp w/ Bionet - UC	Bionet "
"6015006	IBP-NKA-MXT40		IBP-NKA-MXT40	https://www.medten.com/product/411	Replacement	Reusable	Nihon Kohden	IBP Adapter Cables	Accessories	Nihon Kohden IBP Adapter Cable NKD-IBP/TRANSPAC	Reusable Nihon Kohden IBP Adapter Cable NKD-IBP/TRANSPAC	Replacement: 4.0m"," use with Medex-Logical transducer"," Reusable	Nihon Kohden IBP Adapter Cable NKD-IBP/TRANSPAC"," 4.0m"," use with Medex-Logical transducer"," Reusable	1	12				Ultrasound Foetal Transducer - comp w/ Bionet - Uterine Contractions		Ultrasound Foetal Transducer - comp w/ Bionet - UC	Bionet "
"6015096	IBP-NKA-UT40		IBP-NKA-UT40	https://www.medten.com/product/412	Replacement	Reusable	Nihon Kohden	IBP Adapter Cables	Accessories	Nihon Kohden IBP Adapter Cable NKD-IBP/UTAH	Reusable Nihon Kohden IBP Adapter Cable NKD-IBP/UTAH	Replacement: 4.0m"," use with Utah disposable transducer"," Reusable	Nihon Kohden IBP Adapter Cable NKD-IBP/UTAH"," 4.0m"," use with Utah disposable transducer"," Reusable	1	12				Ultrasound Foetal Transducer - comp w/ Bionet - Uterine Contractions		Ultrasound Foetal Transducer - comp w/ Bionet - UC	Bionet "
"6015230	IBP-NKB-BD40		IBP-NKB-BD40	https://www.medten.com/product/413	Replacement	Reusable	Nihon Kohden	IBP Adapter Cables	Accessories	Nihon Kohden IBP Adapter Cable JP-900P	Reusable Nihon Kohden IBP Adapter Cable JP-900P	Replacement: 4.0m"," use with Argon/B.D. disposable transducer"," Adapter Cables	Nihon Kohden IBP Adapter Cable JP-900P"," 4.0m"," use with Argon/B.D. disposable transducer"," Adapter Cables	1	12				Ultrasound Foetal Transducer - comp w/ Bionet - Uterine Contractions		Ultrasound Foetal Transducer - comp w/ Bionet - UC	Bionet "
"6015097	IBP-NKB-UT40		IBP-NKB-UT40	https://www.medten.com/product/414	Replacement	Reusable	Nihon Kohden	IBP Adapter Cables	Accessories	Nihon Kohden IBP Adapter Cable JP-960P	Reusable Nihon Kohden IBP Adapter Cable JP-960P	Replacement: 4.0m"," use with Utah disposable transducer"," Reusable	Nihon Kohden IBP Adapter Cable JP-960P"," 4.0m"," use with Utah disposable transducer"," Reusable	1	12				Ultrasound Foetal Transducer - comp w/ Bionet - Uterine Contractions		Ultrasound Foetal Transducer - comp w/ Bionet - UC	Bionet "
"6015185	IBP-NKB-EW40		IBP-NKB-EW40	https://www.medten.com/product/415	Replacement	Reusable	Nihon Kohden	IBP Adapter Cables	Accessories	Nihon Kohden IBP Adapter Cable JP-920P	Reusable Nihon Kohden IBP Adapter Cable JP-920P	Replacement: 4.0m"," use with Edwards disposable transducer"," Reusable	Nihon Kohden IBP Adapter Cable JP-920P"," 4.0m"," use with Edwards disposable transducer"," Reusable	1	12				Ultrasound Foetal Transducer - comp w/ Bionet - Uterine Contractions		Ultrasound Foetal Transducer - comp w/ Bionet - UC	Bionet "
"	TA-NK-2AD03		TA-NK-2AD03	https://www.medten.com/product/416	Replacement	Reusable	Nihon Kohden	Temperature Adapter Cables	Accessories	Nihon Kohden Temperature Adapter Cable JT-900P	Reusable Nihon Kohden Temperature Adapter Cable JT-900P	Replacement: 2 channel"," 0.3m"," use with 400 series"," Reusable	Nihon Kohden Temperature Adapter Cable JT-900P"," 2 channel"," 0.3m"," use with 400 series"," Reusable	1	12				Ultrasound Foetal Transducer - comp w/ Bionet - Uterine Contractions		Ultrasound Foetal Transducer - comp w/ Bionet - UC	Bionet "
"6010567	SA-025-24		SA-025-24	https://www.medten.com/product/417	Replacement	Reusable	Spacelabs	SpO2 Adapter Cables	Accessories	Spacelabs SpO2 Adapter Cable 700-0002-00	Reusable Spacelabs SpO2 Adapter Cable 700-0002-00	Replacement: 2.4m"," use with Nellcor-Oxismart sensor"," Reusable	Spacelabs SpO2 Adapter Cable 700-0002-00"," 2.4m"," use with Nellcor-Oxismart sensor"," Reusable	1	12				Ultrasound Foetal Transducer - comp w/ Bionet - Uterine Contractions		Ultrasound Foetal Transducer - comp w/ Bionet - UC	Bionet "
"6010568	SA-025-03NV		SA-025-03NV	https://www.medten.com/product/418	Replacement	Reusable	Spacelabs	SpO2 Adapter Cables	Accessories	Spacelabs SpO2 Adapter Cable 175-0646-00	Reusable Spacelabs SpO2 Adapter Cable 175-0646-00	Replacement: 0.3m	Spacelabs SpO2 Adapter Cable 175-0646-00"," 0.3m	1	12				Ultrasound Foetal Transducer - comp w/ Bionet - Uterine Contractions		Ultrasound Foetal Transducer - comp w/ Bionet - UC	Bionet "
"6010569	SA-026-24		SA-026-24	https://www.medten.com/product/419	Replacement	Reusable	Spacelabs	SpO2 Adapter Cables	Accessories	Spacelabs SpO2 Adapter Cable 700-0030-00	Reusable Spacelabs SpO2 Adapter Cable 700-0030-00	Replacement: 2.4m"," use with Nellcor-Oxismart sensor"," Reusable	Spacelabs SpO2 Adapter Cable 700-0030-00"," 2.4m"," use with Nellcor-Oxismart sensor"," Reusable	1	12				Ultrasound Foetal Transducer - comp w/ Bionet - Uterine Contractions		Ultrasound Foetal Transducer - comp w/ Bionet - UC	Bionet "
"6010580	SA-026-03NV		SA-026-03NV	https://www.medten.com/product/420	Replacement	Reusable	Spacelabs	SpO2 Adapter Cables	Accessories	Spacelabs SpO2 Adapter Cable 700-0029-00	Reusable Spacelabs SpO2 Adapter Cable 700-0029-00	Replacement: 0.3m	Spacelabs SpO2 Adapter Cable 700-0029-00"," 0.3m	1	12				Ultrasound Foetal Transducer - comp w/ Bionet - Uterine Contractions		Ultrasound Foetal Transducer - comp w/ Bionet - UC	Bionet "
"6010577	SA-026RB-24LS		SA-026RB-24LS	https://www.medten.com/product/421	Replacement	Reusable	Spacelabs	SpO2 Adapter Cables	Accessories	Spacelabs SpO2 Adapter Cable 700-0906-01	Reusable Spacelabs SpO2 Adapter Cable 700-0906-01	Replacement: 2.4m"," use with Masimo-LNCS sensor	Spacelabs SpO2 Adapter Cable 700-0906-01"," 2.4m"," use with Masimo-LNCS sensor	1	12				Ultrasound Foetal Transducer - comp w/ Bionet - Uterine Contractions		Ultrasound Foetal Transducer - comp w/ Bionet - UC	Bionet "
"6010579	SA-026RB-24ML		SA-026RB-24ML	https://www.medten.com/product/422	Replacement	Reusable	Masimo	SpO2 Adapter Cables	Accessories	Masimo SpO2 Adapter Cable 2714 (LNC SL-10)	Reusable Masimo SpO2 Adapter Cable 2714 (LNC SL-10)	Replacement: 2.4m"," use with Masimo M LNCS sensor	Masimo SpO2 Adapter Cable 2714 (LNC SL-10)"," 2.4m"," use with Masimo M LNCS sensor	1	12				Ultrasound Foetal Transducer - comp w/ Bionet - Uterine Contractions		Ultrasound Foetal Transducer - comp w/ Bionet - UC	Bionet "
"6010578	SA-026RB-24LP		SA-026RB-24LP	https://www.medten.com/product/423	Replacement	Reusable	Spacelabs	SpO2 Adapter Cables	Accessories	Spacelabs SpO2 Adapter Cable 700-0789-00	Reusable Spacelabs SpO2 Adapter Cable 700-0789-00	Replacement: 2.4m"," use with Masimo-LNOP sensor"," Reusable	Spacelabs SpO2 Adapter Cable 700-0789-00"," 2.4m"," use with Masimo-LNOP sensor"," Reusable	1	12				Ultrasound Foetal Transducer - comp w/ Bionet - Uterine Contractions		Ultrasound Foetal Transducer - comp w/ Bionet - UC	Bionet "
"6010570	SA-026X-30		SA-026X-30	https://www.medten.com/product/424	Replacement	Reusable	Spacelabs	SpO2 Adapter Cables	Accessories	Spacelabs SpO2 Adapter Cable 700-0792-00	Reusable Spacelabs SpO2 Adapter Cable 700-0792-00	Replacement: 3.0m"," use with Nellcor-Oximax sensor"," Reusable	Spacelabs SpO2 Adapter Cable 700-0792-00"," 3.0m"," use with Nellcor-Oximax sensor"," Reusable	1	12				Ultrasound Foetal Transducer - comp w/ Bionet - Uterine Contractions		Ultrasound Foetal Transducer - comp w/ Bionet - UC	Bionet "
"6016655	ET-3007R-SL-I		ET-3007R-SL-I	https://www.medten.com/product/426	Replacement	Reusable	Spacelabs	ECG Trunk Cables	Accessories	Spacelabs ECG Trunk Cable 700-0008-09	Reusable Spacelabs ECG Trunk Cable 700-0008-09	Replacement: 3 lead"," 2.5m"," TruLink"," With Resistance"," IEC"," Reusable	Spacelabs ECG Trunk Cable 700-0008-09"," 3 lead"," 2.5m"," TruLink"," With Resistance"," IEC"," Reusable	1	12				Ultrasound Foetal Transducer - comp w/ Bionet - Uterine Contractions		Ultrasound Foetal Transducer - comp w/ Bionet - UC	Bionet "
"6016035	EC-3007RS-I		EC-3007RS-I	https://www.medten.com/product/428	Replacement	Reusable	Spacelabs	One-Piece ECG Cables	Accessories	Spacelabs One-Piece ECG Cable 700-0008-25	Reusable Spacelabs One-Piece ECG Cable 700-0008-25	Replacement: 3 lead"," Snap"," 2.5m+1.5m"," With Resistance"," IEC"," Reusable	Spacelabs One-Piece ECG Cable 700-0008-25"," 3 lead"," Snap"," 2.5m+1.5m"," With Resistance"," IEC"," Reusable	1	12				Ultrasound Foetal Transducer - comp w/ Bionet - Uterine Contractions		Ultrasound Foetal Transducer - comp w/ Bionet - UC	Bionet "
"6016875	ET-5007R-SL-I		ET-5007R-SL-I	https://www.medten.com/product/430	Replacement	Reusable	Spacelabs	ECG Trunk Cables	Accessories	Spacelabs ECG Trunk Cable 700-0008-07	Reusable Spacelabs ECG Trunk Cable 700-0008-07	Replacement: 5 lead"," 2.5m"," TruLink"," With Resistance"," IEC"," Reusable	Spacelabs ECG Trunk Cable 700-0008-07"," 5 lead"," 2.5m"," TruLink"," With Resistance"," IEC"," Reusable	1	12				Ultrasound Foetal Transducer - comp w/ Bionet - Uterine Contractions		Ultrasound Foetal Transducer - comp w/ Bionet - UC	Bionet "
"6016359	EC-5007RS-I		EC-5007RS-I	https://www.medten.com/product/432	Replacement	Reusable	Spacelabs	One-Piece ECG Cables	Accessories	Spacelabs One-Piece ECG Cable 700-0008-23	Reusable Spacelabs One-Piece ECG Cable 700-0008-23	Replacement: 5 lead"," Snap"," 2.5m+1.5m"," With Resistance"," IEC"," Reusable	Spacelabs One-Piece ECG Cable 700-0008-23"," 5 lead"," Snap"," 2.5m+1.5m"," With Resistance"," IEC"," Reusable	1	12				Ultrasound Foetal Transducer - comp w/ Bionet - Uterine Contractions		Ultrasound Foetal Transducer - comp w/ Bionet - UC	Bionet "
"6017212	EL-SLS3-90G-I		EL-SLS3-90G-I	https://www.medten.com/product/435	Replacement	Reusable	Spacelabs	ECG Leadwires	Accessories	Spacelabs ECG Leadwire 700-0006-03	Reusable Spacelabs ECG Leadwire 700-0006-03	Replacement: 3 lead"," TruLink"," Grabber"," 0.9m "," IEC"," Reusable	Spacelabs ECG Leadwire 700-0006-03"," 3 lead"," TruLink"," Grabber"," 0.9m "," IEC"," Reusable	1	6				Ultrasound Foetal Transducer - comp w/ Bionet - Uterine Contractions		Ultrasound Foetal Transducer - comp w/ Bionet - UC	Bionet "
"6017428	EL-SLS5-90S-I		EL-SLS5-90S-I	https://www.medten.com/product/438	Replacement	Reusable	Spacelabs	ECG Leadwires	Accessories	Spacelabs ECG Leadwire 700-0007-09	Reusable Spacelabs ECG Leadwire 700-0007-09	Replacement: 5 lead"," TruLink"," Snap"," 0.9m "," IEC"," Reusable	Spacelabs ECG Leadwire 700-0007-09"," 5 lead"," TruLink"," Snap"," 0.9m "," IEC"," Reusable	1	6				Ultrasound Foetal Transducer - comp w/ Bionet - Uterine Contractions		Ultrasound Foetal Transducer - comp w/ Bionet - UC	Bionet "
"6017422	EL-SL5-90G-I		EL-SL5-90G-I	https://www.medten.com/product/439	Replacement	Reusable	Spacelabs	ECG Leadwires	Accessories	Spacelabs ECG Leadwire 700-0006-09	Reusable Spacelabs ECG Leadwire 700-0006-09	Replacement: 5 lead"," TruLink"," Grabber"," 0.9m "," IEC"," Reusable	Spacelabs ECG Leadwire 700-0006-09"," 5 lead"," TruLink"," Grabber"," 0.9m "," IEC"," Reusable	1	6				Ultrasound Foetal Transducer - comp w/ Bionet - Uterine Contractions		Ultrasound Foetal Transducer - comp w/ Bionet - UC	Bionet "
"6015183	IBP-SL-EW40		IBP-SL-EW40	https://www.medten.com/product/440	Replacement	Reusable	Spacelabs	IBP Adapter Cables	Accessories	Spacelabs IBP Adapter Cable 700-0293-01	Reusable Spacelabs IBP Adapter Cable 700-0293-01	Replacement: 4.0m"," use with Edwards disposable transducer"," Reusable	Spacelabs IBP Adapter Cable 700-0293-01"," 4.0m"," use with Edwards disposable transducer"," Reusable	1	12				Ultrasound Foetal Transducer - comp w/ Bionet - Uterine Contractions		Ultrasound Foetal Transducer - comp w/ Bionet - UC	Bionet "
"6015005	IBP-SL-MXT40		IBP-SL-MXT40	https://www.medten.com/product/443	Replacement	Reusable	Spacelabs	IBP Adapter Cables	Accessories	Spacelabs IBP Adapter Cable 700-0295-01	Reusable Spacelabs IBP Adapter Cable 700-0295-01	Replacement: 4.0m"," use with Medex-Logical transducer"," Reusable	Spacelabs IBP Adapter Cable 700-0295-01"," 4.0m"," use with Medex-Logical transducer"," Reusable	1	12				Ultrasound Foetal Transducer - comp w/ Bionet - Uterine Contractions		Ultrasound Foetal Transducer - comp w/ Bionet - UC	Bionet "
"	IBPA-SL-AM03		IBPA-SL-AM03	https://www.medten.com/product/444	Replacement	Reusable	Spacelabs	IBP Adapter Cables	Accessories	Spacelabs IBP Converter Cable 700-0791-00	Reusable Spacelabs IBP Converter Cable 700-0791-00	Replacement: 0.3m"," use with AAMI 6 Pin IBP cable"," Reusable	Spacelabs IBP Converter Cable 700-0791-00"," 0.3m"," use with AAMI 6 Pin IBP cable"," Reusable	1	12				Ultrasound Foetal Transducer - comp w/ Bionet - Uterine Contractions		Ultrasound Foetal Transducer - comp w/ Bionet - UC	Bionet "
"6015659	IBP-SL-2EW40		IBP-SL-2EW40	https://www.medten.com/product/445	Replacement	Reusable	Spacelabs	IBP Adapter Cables	Accessories	Spacelabs IBP Adapter Cable 700-0292-01	Reusable Spacelabs IBP Adapter Cable 700-0292-01	Replacement: 2 channels"," 4.0m"," use with Edwards disposable transducer"," Reusable	Spacelabs IBP Adapter Cable 700-0292-01"," 2 channels"," 4.0m"," use with Edwards disposable transducer"," Reusable	1	12				Ultrasound Foetal Transducer - comp w/ Bionet - Uterine Contractions		Ultrasound Foetal Transducer - comp w/ Bionet - UC	Bionet "
"6015487	IBP-SL-2MXT40		IBP-SL-2MXT40	https://www.medten.com/product/446	Replacement	Reusable	Spacelabs	IBP Adapter Cables	Accessories	Spacelabs IBP Adapter Cable 700-0294-01	Reusable Spacelabs IBP Adapter Cable 700-0294-01	Replacement: 2 channels"," 4.0m"," Reusable	Spacelabs IBP Adapter Cable 700-0294-01"," 2 channels"," 4.0m"," Reusable	1	12				Ultrasound Foetal Transducer - comp w/ Bionet - Uterine Contractions		Ultrasound Foetal Transducer - comp w/ Bionet - UC	Bionet "
"	IBPA-SL-2AM03		IBPA-SL-2AM03	https://www.medten.com/product/447	Replacement	Reusable	Spacelabs	IBP Adapter Cables	Accessories	Spacelabs IBP Converter Cable 700-0028-00	Reusable Spacelabs IBP Converter Cable 700-0028-00	Replacement: 2 channels"," 0.3m"," use with AAMI 6 Pin IBP cable"," Reusable	Spacelabs IBP Converter Cable 700-0028-00"," 2 channels"," 0.3m"," use with AAMI 6 Pin IBP cable"," Reusable	1	12				Ultrasound Foetal Transducer - comp w/ Bionet - Uterine Contractions		Ultrasound Foetal Transducer - comp w/ Bionet - UC	Bionet "
"	TA-SL-2AD03		TA-SL-2AD03	https://www.medten.com/product/448	Replacement	Reusable	Spacelabs	Temperature Adapter Cables	Accessories	Spacelabs Temperature Adapter Cable 700-0031-00	Reusable Spacelabs Temperature Adapter Cable 700-0031-00	Replacement: 2 channel"," 0.3m"," use with 400 series"," Reusable	Spacelabs Temperature Adapter Cable 700-0031-00"," 2 channel"," 0.3m"," use with 400 series"," Reusable	1	12				Ultrasound Foetal Transducer - comp w/ Bionet - Uterine Contractions		Ultrasound Foetal Transducer - comp w/ Bionet - UC	Bionet "
"6018927	FTC-SL01		FTC-SL01	https://www.medten.com/product/452	Replacement	Reusable	Spacelabs	Fetal Transducers	Accessories	Spacelabs Fetal Transducer AMS-20-0048	Reusable Spacelabs Fetal Transducer AMS-20-0048	Replacement: 3.0m"," TOCO"," Reusable	Spacelabs Fetal Transducer AMS-20-0048"," 3.0m"," TOCO"," Reusable	1	12				Ultrasound Foetal Transducer - comp w/ Bionet - Uterine Contractions		Ultrasound Foetal Transducer - comp w/ Bionet - UC	Bionet "
"6018929	FTC-SL03		FTC-SL03	https://www.medten.com/product/454	Replacement	Reusable	Spacelabs	Fetal Transducers	Accessories	Spacelabs Fetal Transducer 700-0022-00	Reusable Spacelabs Fetal Transducer 700-0022-00	Replacement: 3.0m"," TOCO	Spacelabs Fetal Transducer 700-0022-00"," 3.0m"," TOCO	1	12				Ultrasound Foetal Transducer - comp w/ Bionet - Uterine Contractions		Ultrasound Foetal Transducer - comp w/ Bionet - UC	Bionet "
"6017520	EL-TSLH5-100S-I		EL-TSLH5-100S-I	https://www.medten.com/product/457	Replacement	Reusable	GE Healthcare	ECG Leadwires	Accessories	GE Healthcare ECG Leadwire 2008594-003	Reusable GE Healthcare ECG Leadwire 2008594-003	Replacement: 5 lead"," Snap"," 0.9m "," IEC	GE Healthcare ECG Leadwire 2008594-003"," 5 lead"," Snap"," 0.9m "," IEC	1	6				Ultrasound Foetal Transducer - comp w/ Bionet - Uterine Contractions		Ultrasound Foetal Transducer - comp w/ Bionet - UC	Bionet "
"6017672	EL-TSLH7-100S-I		EL-TSLH7-100S-I	https://www.medten.com/product/459	Replacement	Reusable	GE Healthcare	ECG Leadwires	Accessories	GE Healthcare ECG Leadwire 2008594-004	Reusable GE Healthcare ECG Leadwire 2008594-004	Replacement: 7 lead"," Snap"," 0.9m "," IEC"," Reusable	GE Healthcare ECG Leadwire 2008594-004"," 7 lead"," Snap"," 0.9m "," IEC"," Reusable	1	6				Ultrasound Foetal Transducer - comp w/ Bionet - Uterine Contractions		Ultrasound Foetal Transducer - comp w/ Bionet - UC	Bionet "
"6018700	TSQ-GE01-OB		TSQ-GE01-OB	https://www.medten.com/product/460	Replacement	Reusable	DINAMAP	Turbo Temperature Probes and Supplies	Accessories	DINAMAP Turbo Temperature Probe"," 8975	Reusable DINAMAP Turbo Temperature Probe"," 8975	Replacement: Oral/Axillary (Blue)"," 2.7m"," Reusable	DINAMAP Turbo Temperature Probe"," 8975"," Oral/Axillary (Blue)"," 2.7m"," Reusable	1	12				Ultrasound Foetal Transducer - comp w/ Bionet - Uterine Contractions		Ultrasound Foetal Transducer - comp w/ Bionet - UC	Bionet "
"6018708	TSQ-GE01-RR		TSQ-GE01-RR	https://www.medten.com/product/461	Replacement	Reusable	GE Healthcare	Turbo Temperature Probes and Supplies	Accessories	GE Healthcare Turbo Temperature Probe"," 8976	Reusable GE Healthcare Turbo Temperature Probe"," 8976	Replacement: Rectal (Red)"," 2.7m"," Reusable	GE Healthcare Turbo Temperature Probe"," 8976"," Rectal (Red)"," 2.7m"," Reusable	1	12				Ultrasound Foetal Transducer - comp w/ Bionet - Uterine Contractions		Ultrasound Foetal Transducer - comp w/ Bionet - UC	Bionet "
"	TA-MQ-AD03		TA-MQ-AD03	https://www.medten.com/product/462	Replacement	Reusable	Marquette	Temperature Adapter Cables	Accessories	GE Healthcare Temperature Adapter Cable 2021700-001	Reusable GE Healthcare Temperature Adapter Cable 2021700-001	Replacement: 0.3m"," use with 400 series"," Reusable	GE Healthcare Temperature Adapter Cable 2021700-001"," 0.3m"," use with 400 series"," Reusable	1	12				Ultrasound Foetal Transducer - comp w/ Bionet - Uterine Contractions		Ultrasound Foetal Transducer - comp w/ Bionet - UC	Bionet "
"	TA-MQ-YSI30		TA-MQ-YSI30	https://www.medten.com/product/463	Replacement	Reusable	Marquette	Temperature Adapter Cables	Accessories	GE Healthcare Temperature Adapter Cable 2021701-001	Reusable GE Healthcare Temperature Adapter Cable 2021701-001	Replacement: 3.0m"," use with GE 400 series disposable probes"," Reusable	GE Healthcare Temperature Adapter Cable 2021701-001"," 3.0m"," use with GE 400 series disposable probes"," Reusable	1	12				Ultrasound Foetal Transducer - comp w/ Bionet - Uterine Contractions		Ultrasound Foetal Transducer - comp w/ Bionet - UC	Bionet "
"	TA-MQ-2AD03		TA-MQ-2AD03	https://www.medten.com/product/464	Replacement	Reusable	Marquette	Temperature Adapter Cables	Accessories	GE Healthcare Temperature Adapter Cable 2016998-001	Reusable GE Healthcare Temperature Adapter Cable 2016998-001	Replacement: 2 channel"," 0.3m"," use with 400 series"," Reusable	GE Healthcare Temperature Adapter Cable 2016998-001"," 2 channel"," 0.3m"," use with 400 series"," Reusable	1	12				Ultrasound Foetal Transducer - comp w/ Bionet - Uterine Contractions		Ultrasound Foetal Transducer - comp w/ Bionet - UC	Bionet "
"	TA-MQ700-2AD03		TA-MQ700-2AD03	https://www.medten.com/product/465	Replacement	Reusable		Temperature Adapter Cables	Accessories	Marquette Temperature Adapter Cable	Reusable Marquette Temperature Adapter Cable	Replacement: 2 channel"," 0.3m"," use with 700 series	Marquette Temperature Adapter Cable"," 2 channel"," 0.3m"," use with 700 series	1	12				Ultrasound Foetal Transducer - comp w/ Bionet - Uterine Contractions		Ultrasound Foetal Transducer - comp w/ Bionet - UC	Bionet "
"6010533	SA-015-24		SA-015-24	https://www.medten.com/product/466	Replacement	Reusable	GE Healthcare	SpO2 Adapter Cables	Accessories	GE Healthcare SpO2 Adapter Cable 2006644-001	Reusable GE Healthcare SpO2 Adapter Cable 2006644-001	Replacement: 2.4m"," use with Nellcor-Oxismart sensor"," Reusable	GE Healthcare SpO2 Adapter Cable 2006644-001"," 2.4m"," use with Nellcor-Oxismart sensor"," Reusable	1	12				Ultrasound Foetal Transducer - comp w/ Bionet - Uterine Contractions		Ultrasound Foetal Transducer - comp w/ Bionet - UC	Bionet "
"6010541	SA-015RB-24LP		SA-015RB-24LP	https://www.medten.com/product/467	Replacement	Reusable	GE Healthcare	SpO2 Adapter Cables	Accessories	GE Healthcare SpO2 Adapter Cable 2017002-002	Reusable GE Healthcare SpO2 Adapter Cable 2017002-002	Replacement: 2.4m"," use with Masimo-LNOP sensor	GE Healthcare SpO2 Adapter Cable 2017002-002"," 2.4m"," use with Masimo-LNOP sensor	1	12				Ultrasound Foetal Transducer - comp w/ Bionet - Uterine Contractions		Ultrasound Foetal Transducer - comp w/ Bionet - UC	Bionet "
"6010540	SA-015RB-24LS		SA-015RB-24LS	https://www.medten.com/product/468	Replacement	Reusable	GE Healthcare	SpO2 Adapter Cables	Accessories	GE Healthcare SpO2 Adapter Cable	Reusable GE Healthcare SpO2 Adapter Cable	Replacement: 2.4m"," use with Masimo-LNCS sensor	GE Healthcare SpO2 Adapter Cable"," 2.4m"," use with Masimo-LNCS sensor	1	12				Ultrasound Foetal Transducer - comp w/ Bionet - Uterine Contractions		Ultrasound Foetal Transducer - comp w/ Bionet - UC	Bionet "
"6010534	SA-015X-30		SA-015X-30	https://www.medten.com/product/469	Replacement	Reusable	GE Healthcare	SpO2 Adapter Cables	Accessories	GE Healthcare SpO2 Adapter Cable 2021406-001	Reusable GE Healthcare SpO2 Adapter Cable 2021406-001	Replacement: 3.0m"," use with Nellcor-Oximax sensor"," Reusable	GE Healthcare SpO2 Adapter Cable 2021406-001"," 3.0m"," use with Nellcor-Oximax sensor"," Reusable	1	12				Ultrasound Foetal Transducer - comp w/ Bionet - Uterine Contractions		Ultrasound Foetal Transducer - comp w/ Bionet - UC	Bionet "
"6016619	ET-3004-DX-I		ET-3004-DX-I	https://www.medten.com/product/470	Replacement	Reusable	Marquette	ECG Trunk Cables	Accessories	Marquette ECG Trunk Cable M1020453	Reusable Marquette ECG Trunk Cable M1020453	Replacement: 3 lead"," 2.5m"," Datex 300 series"," IEC"," Reusable	Marquette ECG Trunk Cable M1020453"," 3 lead"," 2.5m"," Datex 300 series"," IEC"," Reusable	1	12				Ultrasound Foetal Transducer - comp w/ Bionet - Uterine Contractions		Ultrasound Foetal Transducer - comp w/ Bionet - UC	Bionet "
"6016695	ET-3004-D-I		ET-3004-D-I	https://www.medten.com/product/473	Replacement	Reusable	Marquette	ECG Trunk Cables	Accessories	Marquette ECG Trunk Cable 2017004-003	Reusable Marquette ECG Trunk Cable 2017004-003	Replacement: 3 lead"," 2.5m"," Din Safety"," IEC"," Reusable	Marquette ECG Trunk Cable 2017004-003"," 3 lead"," 2.5m"," Din Safety"," IEC"," Reusable	1	12				Ultrasound Foetal Transducer - comp w/ Bionet - Uterine Contractions		Ultrasound Foetal Transducer - comp w/ Bionet - UC	Bionet "
"6016831	ET-5004-MQ-I		ET-5004-MQ-I	https://www.medten.com/product/475	Replacement	Reusable	Marquette	ECG Trunk Cables	Accessories	Marquette/GE ECG Trunk Cable 2017003-003	Reusable Marquette/GE ECG Trunk Cable 2017003-003	Replacement: 5 lead"," 2.5m	Marquette/GE ECG Trunk Cable 2017003-003"," 5 lead"," 2.5m	1	12				Ultrasound Foetal Transducer - comp w/ Bionet - Uterine Contractions		Ultrasound Foetal Transducer - comp w/ Bionet - UC	Bionet "
"6016839	ET-5004-DX-I		ET-5004-DX-I	https://www.medten.com/product/476	Replacement	Reusable	Marquette	ECG Trunk Cables	Accessories	Marquette ECG Trunk Cable M1020541	Reusable Marquette ECG Trunk Cable M1020541	Replacement: 5 lead"," 2.5m"," Datex 300 series"," IEC"," Reusable	Marquette ECG Trunk Cable M1020541"," 5 lead"," 2.5m"," Datex 300 series"," IEC"," Reusable	1	12				Ultrasound Foetal Transducer - comp w/ Bionet - Uterine Contractions		Ultrasound Foetal Transducer - comp w/ Bionet - UC	Bionet "
"6017139	ET-6004-MQ-I		ET-6004-MQ-I	https://www.medten.com/product/481	Replacement	Reusable	Marquette	ECG Trunk Cables	Accessories	Marquette ECG Trunk Cable 2017005-003	Reusable Marquette ECG Trunk Cable 2017005-003	Replacement: 6 lead"," 2.5m"," Multi-Link"," IEC"," Reusable	Marquette ECG Trunk Cable 2017005-003"," 6 lead"," 2.5m"," Multi-Link"," IEC"," Reusable	1	12				Ultrasound Foetal Transducer - comp w/ Bionet - Uterine Contractions		Ultrasound Foetal Transducer - comp w/ Bionet - UC	Bionet "
"6017147	ET-10004-MQ-I		ET-10004-MQ-I	https://www.medten.com/product/483	Replacement	Reusable	Marquette	ECG Trunk Cables	Accessories	Marquette ECG Trunk Cable 2017006-003	Reusable Marquette ECG Trunk Cable 2017006-003	Replacement: 10 lead"," 2.5m"," Multi-Link"," IEC"," Reusable	Marquette ECG Trunk Cable 2017006-003"," 10 lead"," 2.5m"," Multi-Link"," IEC"," Reusable	1	12				Ultrasound Foetal Transducer - comp w/ Bionet - Uterine Contractions		Ultrasound Foetal Transducer - comp w/ Bionet - UC	Bionet "
"6016796	ET-3073-MF		ET-3073-MF	https://www.medten.com/product/484	Replacement	Reusable	Corometrics	Fetal Maternal ECG Cables	Accessories	Corometrics Fetal ECG Adapter Y Cable 1442AAO	Reusable Corometrics Fetal ECG Adapter Y Cable 1442AAO	Replacement: 3 lead	Corometrics Fetal ECG Adapter Y Cable 1442AAO"," 3 lead	1	12				Ultrasound Foetal Transducer - comp w/ Bionet - Uterine Contractions		Ultrasound Foetal Transducer - comp w/ Bionet - UC	Bionet "
"6016794	ET-3073-MQ-A		ET-3073-MQ-A	https://www.medten.com/product/485	Replacement	Reusable	Corometrics	Fetal Maternal ECG Cables	Accessories	Corometrics Fetal Maternal ECG trunk Cable 1553AAO	Reusable Corometrics Fetal Maternal ECG trunk Cable 1553AAO	Replacement: 3 lead	Corometrics Fetal Maternal ECG trunk Cable 1553AAO"," 3 lead	1	12				Ultrasound Foetal Transducer - comp w/ Bionet - Uterine Contractions		Ultrasound Foetal Transducer - comp w/ Bionet - UC	Bionet "
"6016795	ET-3073-MQ-I		ET-3073-MQ-I	https://www.medten.com/product/486	Replacement	Reusable	Corometrics	Fetal Maternal ECG Cables	Accessories	Corometrics Maternal ECG Trunk Cable 1553BAO	Reusable Corometrics Maternal ECG Trunk Cable 1553BAO	Replacement: 3 lead	Corometrics Maternal ECG Trunk Cable 1553BAO"," 3 lead	1	12				Ultrasound Foetal Transducer - comp w/ Bionet - Uterine Contractions		Ultrasound Foetal Transducer - comp w/ Bionet - UC	Bionet "
"6017172	EL-MQ3-90G-I		EL-MQ3-90G-I	https://www.medten.com/product/488	Replacement	Reusable	Marquette	ECG Leadwires	Accessories	GE Healthcare ECG Leadwire 412682-003	Reusable GE Healthcare ECG Leadwire 412682-003	Replacement: 3 lead"," Multi-Link"," Grabber"," 0.9m "," IEC"," Reusable	GE Healthcare ECG Leadwire 412682-003"," 3 lead"," Multi-Link"," Grabber"," 0.9m "," IEC"," Reusable	1	6				Ultrasound Foetal Transducer - comp w/ Bionet - Uterine Contractions		Ultrasound Foetal Transducer - comp w/ Bionet - UC	Bionet "
"6017174	EL-MQ3-90S-I		EL-MQ3-90S-I	https://www.medten.com/product/490	Replacement	Reusable	Marquette	ECG Leadwires	Accessories	GE Healthcare ECG Leadwire 411203-003	Reusable GE Healthcare ECG Leadwire 411203-003	Replacement: 3 lead"," Multi-Link"," Snap"," 0.9m "," IEC"," Reusable	GE Healthcare ECG Leadwire 411203-003"," 3 lead"," Multi-Link"," Snap"," 0.9m "," IEC"," Reusable	1	6				Ultrasound Foetal Transducer - comp w/ Bionet - Uterine Contractions		Ultrasound Foetal Transducer - comp w/ Bionet - UC	Bionet "
"6017620	EL-MQS6-90S-I		EL-MQS6-90S-I	https://www.medten.com/product/492	Replacement	Reusable	Marquette	ECG Leadwires	Accessories	Marquette/GE ECG Leadwire 421931-001	Reusable Marquette/GE ECG Leadwire 421931-001	Replacement: 6 lead"," Multi-Link"," Snap"," 0.9m "," IEC"," Limb +Chest Lead	Marquette/GE ECG Leadwire 421931-001"," 6 lead"," Multi-Link"," Snap"," 0.9m "," IEC"," Limb +Chest Lead	1	6				Ultrasound Foetal Transducer - comp w/ Bionet - Uterine Contractions		Ultrasound Foetal Transducer - comp w/ Bionet - UC	Bionet "
"6017618	EL-MQS6-90G-I		EL-MQS6-90G-I	https://www.medten.com/product/494	Replacement	Reusable	Marquette	ECG Leadwires	Accessories	Marquette/GE ECG Leadwire 421933-001	Reusable Marquette/GE ECG Leadwire 421933-001	Replacement: 6 lead"," Multi-Link"," Grabber"," 0.9m "," IEC	Marquette/GE ECG Leadwire 421933-001"," 6 lead"," Multi-Link"," Grabber"," 0.9m "," IEC	1	6				Ultrasound Foetal Transducer - comp w/ Bionet - Uterine Contractions		Ultrasound Foetal Transducer - comp w/ Bionet - UC	Bionet "
"6017390	EL-MQV5-90G-I		EL-MQV5-90G-I	https://www.medten.com/product/496	Replacement	Reusable	Marquette	ECG Leadwires	Accessories	GE Healthcare ECG Leadwire 416467-002	Reusable GE Healthcare ECG Leadwire 416467-002	Replacement: 5 lead"," Multi-Link"," Grabber"," 0.9m "," IEC"," Chest lead"," Reusable	GE Healthcare ECG Leadwire 416467-002"," 5 lead"," Multi-Link"," Grabber"," 0.9m "," IEC"," Chest lead"," Reusable	1	6				Ultrasound Foetal Transducer - comp w/ Bionet - Uterine Contractions		Ultrasound Foetal Transducer - comp w/ Bionet - UC	Bionet "
"6017392	EL-MQV5-90S-I		EL-MQV5-90S-I	https://www.medten.com/product/498	Replacement	Reusable	Marquette	ECG Leadwires	Accessories	GE Healthcare ECG Leadwire 416468-002	Reusable GE Healthcare ECG Leadwire 416468-002	Replacement: 5 lead"," Multi-Link"," Snap"," 0.9m "," IEC"," Chest lead"," Reusable	GE Healthcare ECG Leadwire 416468-002"," 5 lead"," Multi-Link"," Snap"," 0.9m "," IEC"," Chest lead"," Reusable	1	6				Ultrasound Foetal Transducer - comp w/ Bionet - Uterine Contractions		Ultrasound Foetal Transducer - comp w/ Bionet - UC	Bionet "
"	EKL-MQS10-B-I		EKL-MQS10-B-I	https://www.medten.com/product/500	Replacement	Reusable	Marquette	ECG Leadwires	Accessories	Marquette/GE ECG Leadwire 2016032-002	Reusable Marquette/GE ECG Leadwire 2016032-002	Replacement: 10 lead"," Multi-Link"," 4mm banana"," 0.8m+1.2m"," IEC"," Limb +Chest Lead"," Individual	Marquette/GE ECG Leadwire 2016032-002"," 10 lead"," Multi-Link"," 4mm banana"," 0.8m+1.2m"," IEC"," Limb +Chest Lead"," Individual	1	6				Ultrasound Foetal Transducer - comp w/ Bionet - Uterine Contractions		Ultrasound Foetal Transducer - comp w/ Bionet - UC	Bionet "
"	EKL-MQS14-AD-I		EKL-MQS14-AD-I	https://www.medten.com/product/503	Replacement	Reusable	Marquette	ECG Leadwires	Accessories	GE Healthcare ECG Leadwire 2016033-002	Reusable GE Healthcare ECG Leadwire 2016033-002	Replacement: 14 lead"," Multi-Link"," Universal"," 0.9m "," IEC"," Reusable	GE Healthcare ECG Leadwire 2016033-002"," 14 lead"," Multi-Link"," Universal"," 0.9m "," IEC"," Reusable	1	6				Ultrasound Foetal Transducer - comp w/ Bionet - Uterine Contractions		Ultrasound Foetal Transducer - comp w/ Bionet - UC	Bionet "
"6014101	BPH-AD36-14A-1011		BPH-AD36-14A-1011	https://www.medten.com/product/505	Replacement	Reusable	Marquette	NIBP Air Hoses	Accessories	Marquette/GE NIBP Air Hose 2020980-001	Reusable Marquette/GE NIBP Air Hose 2020980-001	Replacement: Adult/Pediatric"," Double Tube"," 3.6m	Marquette/GE NIBP Air Hose 2020980-001"," Adult/Pediatric"," Double Tube"," 3.6m	1	6				Ultrasound Foetal Transducer - comp w/ Bionet - Uterine Contractions		Ultrasound Foetal Transducer - comp w/ Bionet - UC	Bionet "
"6014135	BPH-ND25-14N-17		BPH-ND25-14N-17	https://www.medten.com/product/506	Replacement	Reusable	Marquette	NIBP Air Hoses	Accessories	Marquette/GE NIBP Air Hose 2017009-001	Reusable Marquette/GE NIBP Air Hose 2017009-001	Replacement: Neonate "," Double Tube"," 2.5m	Marquette/GE NIBP Air Hose 2017009-001"," Neonate "," Double Tube"," 2.5m	1	6				Ultrasound Foetal Transducer - comp w/ Bionet - Uterine Contractions		Ultrasound Foetal Transducer - comp w/ Bionet - UC	Bionet "
"6014143	BPH-ND36-14N-17		BPH-ND36-14N-17	https://www.medten.com/product/507	Replacement	Reusable	Marquette	NIBP Air Hoses	Accessories	Marquette/GE NIBP Air Hose 2017009-003	Reusable Marquette/GE NIBP Air Hose 2017009-003	Replacement: Neonate "," Double Tube"," 3.6m	Marquette/GE NIBP Air Hose 2017009-003"," Neonate "," Double Tube"," 3.6m	1	6				Ultrasound Foetal Transducer - comp w/ Bionet - Uterine Contractions		Ultrasound Foetal Transducer - comp w/ Bionet - UC	Bionet "
"6014145	BPH-ND36-14N-S06		BPH-ND36-14N-S06	https://www.medten.com/product/508	Replacement	Reusable	Marquette	NIBP Air Hoses	Accessories	GE Healthcare NIBP Air Hose 9461-216	Reusable GE Healthcare NIBP Air Hose 9461-216	Replacement: Neonate "," Double Tube"," 3.6m"," Reusable	GE Healthcare NIBP Air Hose 9461-216"," Neonate "," Double Tube"," 3.6m"," Reusable	1	6				Ultrasound Foetal Transducer - comp w/ Bionet - Uterine Contractions		Ultrasound Foetal Transducer - comp w/ Bionet - UC	Bionet "
"6014100	BPH-AD36-14A-10		BPH-AD36-14A-10	https://www.medten.com/product/509	Replacement	Reusable	Marquette	NIBP Air Hoses	Accessories	Marquette/GE NIBP Air Hose 2017008-001	Reusable Marquette/GE NIBP Air Hose 2017008-001	Replacement: Adult/Pediatric"," Double Tube"," 3.6m	Marquette/GE NIBP Air Hose 2017008-001"," Adult/Pediatric"," Double Tube"," 3.6m	1	6				Ultrasound Foetal Transducer - comp w/ Bionet - Uterine Contractions		Ultrasound Foetal Transducer - comp w/ Bionet - UC	Bionet "
"6014099	BPH-AD36-14A-09M		BPH-AD36-14A-09M	https://www.medten.com/product/510	Replacement	Reusable	Marquette	NIBP Air Hoses	Accessories	Marquette/GE NIBP Air Hose 2017008-003	Reusable Marquette/GE NIBP Air Hose 2017008-003	Replacement: Adult/Pediatric"," Double Tube"," 3.6m	Marquette/GE NIBP Air Hose 2017008-003"," Adult/Pediatric"," Double Tube"," 3.6m	1	6				Ultrasound Foetal Transducer - comp w/ Bionet - Uterine Contractions		Ultrasound Foetal Transducer - comp w/ Bionet - UC	Bionet "
"6014110	BPH-AD12-14A-32		BPH-AD12-14A-32	https://www.medten.com/product/511	Replacement	Reusable	Marquette	NIBP Air Hoses	Accessories	Marquette NIBP Air Hose 2058203-001	Reusable Marquette NIBP Air Hose 2058203-001	Replacement: Adult/Pediatric"," Double Tube"," 1.2m	Marquette NIBP Air Hose 2058203-001"," Adult/Pediatric"," Double Tube"," 1.2m	1	6				Ultrasound Foetal Transducer - comp w/ Bionet - Uterine Contractions		Ultrasound Foetal Transducer - comp w/ Bionet - UC	Bionet "
"6014108	BPH-AD36-14A-32		BPH-AD36-14A-32	https://www.medten.com/product/512	Replacement	Reusable	GE Healthcare	NIBP Air Hoses	Accessories	GE Healthcare NIBP Air Hose 2058203-002	Reusable GE Healthcare NIBP Air Hose 2058203-002	Replacement: Adult/Pediatric"," Double Tube"," 3.6m	GE Healthcare NIBP Air Hose 2058203-002"," Adult/Pediatric"," Double Tube"," 3.6m	1	6				Ultrasound Foetal Transducer - comp w/ Bionet - Uterine Contractions		Ultrasound Foetal Transducer - comp w/ Bionet - UC	Bionet "
"6014109	BPH-AD72-14A-32		BPH-AD72-14A-32	https://www.medten.com/product/513	Replacement	Reusable	GE Healthcare	NIBP Air Hoses	Accessories	Marquette NIBP Air Hose 2058203-003	Reusable Marquette NIBP Air Hose 2058203-003	Replacement: Adult/Pediatric"," Double Tube"," 7.2m"," Reusable	Marquette NIBP Air Hose 2058203-003"," Adult/Pediatric"," Double Tube"," 7.2m"," Reusable	1	6				Ultrasound Foetal Transducer - comp w/ Bionet - Uterine Contractions		Ultrasound Foetal Transducer - comp w/ Bionet - UC	Bionet "
"6014150	BPH-ND36-14N-33		BPH-ND36-14N-33	https://www.medten.com/product/514	Replacement	Reusable	Marquette	NIBP Air Hoses	Accessories	GE Healthcare NIBP Air Hose 2058204-003	Reusable GE Healthcare NIBP Air Hose 2058204-003	Replacement: Neonate "," Double Tube"," 3.6m"," Reusable	GE Healthcare NIBP Air Hose 2058204-003"," Neonate "," Double Tube"," 3.6m"," Reusable	1	6				Ultrasound Foetal Transducer - comp w/ Bionet - Uterine Contractions		Ultrasound Foetal Transducer - comp w/ Bionet - UC	Bionet "
"6015092	IBP-MQ-UT40		IBP-MQ-UT40	https://www.medten.com/product/515	Replacement	Reusable	Marquette	IBP Adapter Cables	Accessories	Marquette IBP Adapter Cable 2016997-002	Reusable Marquette IBP Adapter Cable 2016997-002	Replacement: 4.0m"," use with Utah disposable transducer"," Adapter Cables	Marquette IBP Adapter Cable 2016997-002"," 4.0m"," use with Utah disposable transducer"," Adapter Cables	1	12				Ultrasound Foetal Transducer - comp w/ Bionet - Uterine Contractions		Ultrasound Foetal Transducer - comp w/ Bionet - UC	Bionet "
"6015002	IBP-MQ-MXT40		IBP-MQ-MXT40	https://www.medten.com/product/516	Replacement	Reusable	Marquette	IBP Adapter Cables	Accessories	Marquette/GE IBP Adapter Cable 700075-001	Reusable Marquette/GE IBP Adapter Cable 700075-001	Replacement: 4.0m"," use with Abbott/Medex disposable transducer"," Adapter Cables	Marquette/GE IBP Adapter Cable 700075-001"," 4.0m"," use with Abbott/Medex disposable transducer"," Adapter Cables	1	12				Ultrasound Foetal Transducer - comp w/ Bionet - Uterine Contractions		Ultrasound Foetal Transducer - comp w/ Bionet - UC	Bionet "
"6015180	IBP-MQ-EW40		IBP-MQ-EW40	https://www.medten.com/product/517	Replacement	Reusable	Marquette	IBP Adapter Cables	Accessories	GE Healthcare IBP Adapter Cable 2021197-001	Reusable GE Healthcare IBP Adapter Cable 2021197-001	Replacement: 4.0m"," use with Edwards disposable transducer"," Reusable	GE Healthcare IBP Adapter Cable 2021197-001"," 4.0m"," use with Edwards disposable transducer"," Reusable	1	12				Ultrasound Foetal Transducer - comp w/ Bionet - Uterine Contractions		Ultrasound Foetal Transducer - comp w/ Bionet - UC	Bionet "
"6015225	IBP-MQ-BD40		IBP-MQ-BD40	https://www.medten.com/product/518	Replacement	Reusable	Marquette	IBP Adapter Cables	Accessories	Marquette IBP Adapter Cable 2016995-001	Reusable Marquette IBP Adapter Cable 2016995-001	Replacement: 4.0m"," use with Argon/B.D. disposable transducer"," Reusable	Marquette IBP Adapter Cable 2016995-001"," 4.0m"," use with Argon/B.D. disposable transducer"," Reusable	1	12				Ultrasound Foetal Transducer - comp w/ Bionet - Uterine Contractions		Ultrasound Foetal Transducer - comp w/ Bionet - UC	Bionet "
"6015137	IBP-MQ-BB40		IBP-MQ-BB40	https://www.medten.com/product/519	Replacement	Reusable	Marquette	IBP Adapter Cables	Accessories	Marquette IBP Adapter Cable 22339301	Reusable Marquette IBP Adapter Cable 22339301	Replacement: 4.0m"," use with B.Braun disposable transducer"," Reusable	Marquette IBP Adapter Cable 22339301"," 4.0m"," use with B.Braun disposable transducer"," Reusable	1	12				Ultrasound Foetal Transducer - comp w/ Bionet - Uterine Contractions		Ultrasound Foetal Transducer - comp w/ Bionet - UC	Bionet "
"6015355	IBP-MQ-AG40		IBP-MQ-AG40	https://www.medten.com/product/520	Replacement	Reusable	Marquette	IBP Adapter Cables	Accessories	GE Healthcare IBP Adapter Cable 2104166-001	Reusable GE Healthcare IBP Adapter Cable 2104166-001	Replacement: 4.0m"," use with Argon disposable transducer"," Reusable	GE Healthcare IBP Adapter Cable 2104166-001"," 4.0m"," use with Argon disposable transducer"," Reusable	1	12				Ultrasound Foetal Transducer - comp w/ Bionet - Uterine Contractions		Ultrasound Foetal Transducer - comp w/ Bionet - UC	Bionet "
"6015570	IBP-MQ-2UT40		IBP-MQ-2UT40	https://www.medten.com/product/521	Replacement	Reusable	Marquette	IBP Adapter Cables	Accessories	GE Healthcare IBP Adapter Cable 2016997-003	Reusable GE Healthcare IBP Adapter Cable 2016997-003	Replacement: 2 channels"," 4.0m"," use with Utah disposable transducer"," Reusable	GE Healthcare IBP Adapter Cable 2016997-003"," 2 channels"," 4.0m"," use with Utah disposable transducer"," Reusable	1	12				Ultrasound Foetal Transducer - comp w/ Bionet - Uterine Contractions		Ultrasound Foetal Transducer - comp w/ Bionet - UC	Bionet "
"6015484	IBP-MQ-2MXT40		IBP-MQ-2MXT40	https://www.medten.com/product/522	Replacement	Reusable	Marquette	IBP Adapter Cables	Accessories	GE Healthcare IBP Adapter Cable 2021196-003	Reusable GE Healthcare IBP Adapter Cable 2021196-003	Replacement: 2 channels"," 4.0m"," use with Medex-Logical transducer"," Reusable	GE Healthcare IBP Adapter Cable 2021196-003"," 2 channels"," 4.0m"," use with Medex-Logical transducer"," Reusable	1	12				Ultrasound Foetal Transducer - comp w/ Bionet - Uterine Contractions		Ultrasound Foetal Transducer - comp w/ Bionet - UC	Bionet "
"6015656	IBP-MQ-2EW40		IBP-MQ-2EW40	https://www.medten.com/product/523	Replacement	Reusable	Marquette	IBP Adapter Cables	Accessories	Marquette/GE IBP Adapter Cable 2021197-003	Reusable Marquette/GE IBP Adapter Cable 2021197-003	Replacement: 2 channels"," 4.0m"," use with Edwards disposable transducer"," Adapter Cables	Marquette/GE IBP Adapter Cable 2021197-003"," 2 channels"," 4.0m"," use with Edwards disposable transducer"," Adapter Cables	1	12				Ultrasound Foetal Transducer - comp w/ Bionet - Uterine Contractions		Ultrasound Foetal Transducer - comp w/ Bionet - UC	Bionet "
"6015699	IBP-MQ-2BD40		IBP-MQ-2BD40	https://www.medten.com/product/524	Replacement	Reusable	Marquette	IBP Adapter Cables	Accessories	Marquette IBP Adapter Cable 2016995-003	Reusable Marquette IBP Adapter Cable 2016995-003	Replacement: 2 channels"," 4.0m"," use with Argon/B.D. disposable transducer"," Reusable	Marquette IBP Adapter Cable 2016995-003"," 2 channels"," 4.0m"," use with Argon/B.D. disposable transducer"," Reusable	1	12				Ultrasound Foetal Transducer - comp w/ Bionet - Uterine Contractions		Ultrasound Foetal Transducer - comp w/ Bionet - UC	Bionet "
"6015828	IBP-MQ-2AG40		IBP-MQ-2AG40	https://www.medten.com/product/525	Replacement	Reusable	Marquette	IBP Adapter Cables	Accessories	GE Healthcare IBP Adapter Cable 2104166-003	Reusable GE Healthcare IBP Adapter Cable 2104166-003	Replacement: 2 channels"," 4.0m"," use with Argon disposable transducer"," Reusable	GE Healthcare IBP Adapter Cable 2104166-003"," 2 channels"," 4.0m"," use with Argon disposable transducer"," Reusable	1	12				Ultrasound Foetal Transducer - comp w/ Bionet - Uterine Contractions		Ultrasound Foetal Transducer - comp w/ Bionet - UC	Bionet "
"	IBPA-MQ-2MQ03		IBPA-MQ-2MQ03	https://www.medten.com/product/526	Replacement	Reusable	Marquette	IBP Adapter Cables	Accessories	Marquette/GE IBP Adapter Cable 2005772-001	Reusable Marquette/GE IBP Adapter Cable 2005772-001	Replacement: Converter Cables	Marquette/GE IBP Adapter Cable 2005772-001"," Converter Cables	1	12				Ultrasound Foetal Transducer - comp w/ Bionet - Uterine Contractions		Ultrasound Foetal Transducer - comp w/ Bionet - UC	Bionet "
"6010551	SA-022-24		SA-022-24	https://www.medten.com/product/527	Replacement	Reusable	Corometrics	SpO2 Adapter Cables	Accessories	GE Corometrics SpO2 Adapter Cable 4033CAX	Reusable GE Corometrics SpO2 Adapter Cable 4033CAX	Replacement: 2.4m"," use with Nellcor-Oxismart sensor"," Reusable	GE Corometrics SpO2 Adapter Cable 4033CAX"," 2.4m"," use with Nellcor-Oxismart sensor"," Reusable	1	12				Ultrasound Foetal Transducer - comp w/ Bionet - Uterine Contractions		Ultrasound Foetal Transducer - comp w/ Bionet - UC	Bionet "
"6016608	ET-3022-MQ-A		ET-3022-MQ-A	https://www.medten.com/product/528	Replacement	Reusable	Corometrics	Fetal Maternal ECG Cables	Accessories	Corometrics ECG Trunk Cable 1554AAO	Reusable Corometrics ECG Trunk Cable 1554AAO	Replacement: 3 lead	Corometrics ECG Trunk Cable 1554AAO"," 3 lead	1	12				Ultrasound Foetal Transducer - comp w/ Bionet - Uterine Contractions		Ultrasound Foetal Transducer - comp w/ Bionet - UC	Bionet "
"6018902	FUS-GE01		FUS-GE01	https://www.medten.com/product/529	Replacement	Reusable	Corometrics	Fetal Transducers	Accessories	Corometrics Fetal Transducer 5700LAX	Reusable Corometrics Fetal Transducer 5700LAX	Replacement: 3.0m"," Ultrasound	Corometrics Fetal Transducer 5700LAX"," 3.0m"," Ultrasound	1	12				Ultrasound Foetal Transducer - comp w/ Bionet - Uterine Contractions		Ultrasound Foetal Transducer - comp w/ Bionet - UC	Bionet "
"6018903	FUS-GE02		FUS-GE02	https://www.medten.com/product/530	Replacement	Reusable	Corometrics	Fetal Transducers	Accessories	Corometrics Fetal Transducer 5700HAX	Reusable Corometrics Fetal Transducer 5700HAX	Replacement: 3.0m"," Ultrasound	Corometrics Fetal Transducer 5700HAX"," 3.0m"," Ultrasound	1	12				Ultrasound Foetal Transducer - comp w/ Bionet - Uterine Contractions		Ultrasound Foetal Transducer - comp w/ Bionet - UC	Bionet "
"6018921	FTC-GE01		FTC-GE01	https://www.medten.com/product/531	Replacement	Reusable	Corometrics	Fetal Transducers	Accessories	Corometrics Fetal Transducer 2264LAX	Reusable Corometrics Fetal Transducer 2264LAX	Replacement: 3.0m"," TOCO	Corometrics Fetal Transducer 2264LAX"," 3.0m"," TOCO	1	12				Ultrasound Foetal Transducer - comp w/ Bionet - Uterine Contractions		Ultrasound Foetal Transducer - comp w/ Bionet - UC	Bionet "
"6018922	FTC-GE02		FTC-GE02	https://www.medten.com/product/532	Replacement	Reusable	Corometrics	Fetal Transducers	Accessories	Corometrics/GE Fetal Transducer 2264HAX	Reusable Corometrics/GE Fetal Transducer 2264HAX	Replacement: 3.0m"," TOCO	Corometrics/GE Fetal Transducer 2264HAX"," 3.0m"," TOCO	1	12				Ultrasound Foetal Transducer - comp w/ Bionet - Uterine Contractions		Ultrasound Foetal Transducer - comp w/ Bionet - UC	Bionet "
"6010547	SA-021-24		SA-021-24	https://www.medten.com/product/533	Replacement	Reusable	GE Healthcare	SpO2 Adapter Cables	Accessories	GE Healthcare SpO2 Adapter Cable 30344358	Reusable GE Healthcare SpO2 Adapter Cable 30344358	Replacement: 2.4m"," use with Nellcor-Oxismart sensor"," Reusable	GE Healthcare SpO2 Adapter Cable 30344358"," 2.4m"," use with Nellcor-Oxismart sensor"," Reusable	1	12				Ultrasound Foetal Transducer - comp w/ Bionet - Uterine Contractions		Ultrasound Foetal Transducer - comp w/ Bionet - UC	Bionet "
"6010548	SA-021X-30		SA-021X-30	https://www.medten.com/product/534	Replacement	Reusable	GE Healthcare	SpO2 Adapter Cables	Accessories	GE Healthcare SpO2 Adapter Cable 2026751-001	Reusable GE Healthcare SpO2 Adapter Cable 2026751-001	Replacement: 3.0m"," use with Nellcor-Oximax sensor"," Reusable	GE Healthcare SpO2 Adapter Cable 2026751-001"," 3.0m"," use with Nellcor-Oximax sensor"," Reusable	1	12				Ultrasound Foetal Transducer - comp w/ Bionet - Uterine Contractions		Ultrasound Foetal Transducer - comp w/ Bionet - UC	Bionet "
"6012338	SS-014-AE30		SS-014-AE30	https://www.medten.com/product/535	Replacement	Reusable	Datex Ohmeda	SpO2 Sensors	Accessories	Datex Ohmeda/GE SpO2 Sensor TS-E4-N	Reusable Datex Ohmeda/GE SpO2 Sensor TS-E4-N	Replacement: Adult"," Ear clip"," 3.0m"," GE-Trusignal"," Reusable	Datex Ohmeda/GE SpO2 Sensor TS-E4-N"," Adult"," Ear clip"," 3.0m"," GE-Trusignal"," Reusable	1	12				Ultrasound Foetal Transducer - comp w/ Bionet - Uterine Contractions		Ultrasound Foetal Transducer - comp w/ Bionet - UC	Bionet "
"6011021	SS-014-AF30		SS-014-AF30	https://www.medten.com/product/536	Replacement	Reusable	Datex Ohmeda	SpO2 Sensors	Accessories	Datex Ohmeda/GE SpO2 Sensor OXY-F4-N	Reusable Datex Ohmeda/GE SpO2 Sensor OXY-F4-N	Replacement: Adult"," Finger clip"," 3.0m"," GE-Trusignal"," Reusable	Datex Ohmeda/GE SpO2 Sensor OXY-F4-N"," Adult"," Finger clip"," 3.0m"," GE-Trusignal"," Reusable	1	12				Ultrasound Foetal Transducer - comp w/ Bionet - Uterine Contractions		Ultrasound Foetal Transducer - comp w/ Bionet - UC	Bionet "
"6010531	SA-014-24TS		SA-014-24TS	https://www.medten.com/product/537	Replacement	Reusable	GE Healthcare	SpO2 Adapter Cables	Accessories	GE Healthcare SpO2 Adapter Cable TS-N3	Reusable GE Healthcare SpO2 Adapter Cable TS-N3	Replacement: 2.4m"," use with GE-Trusignal sensor"," Reusable	GE Healthcare SpO2 Adapter Cable TS-N3"," 2.4m"," use with GE-Trusignal sensor"," Reusable	1	12				Ultrasound Foetal Transducer - comp w/ Bionet - Uterine Contractions		Ultrasound Foetal Transducer - comp w/ Bionet - UC	Bionet "
"6010532	SA-014-24OT		SA-014-24OT	https://www.medten.com/product/538	Replacement	Reusable	GE Healthcare	SpO2 Adapter Cables	Accessories	GE Healthcare SpO2 Adapter Cable OXY-SL3	Reusable GE Healthcare SpO2 Adapter Cable OXY-SL3	Replacement: 2.4m"," use with GE-Oxytip sensor"," Reusable	GE Healthcare SpO2 Adapter Cable OXY-SL3"," 2.4m"," use with GE-Oxytip sensor"," Reusable	1	12				Ultrasound Foetal Transducer - comp w/ Bionet - Uterine Contractions		Ultrasound Foetal Transducer - comp w/ Bionet - UC	Bionet "
"6010529	SA-014-24		SA-014-24	https://www.medten.com/product/539	Replacement	Reusable	GE Healthcare	SpO2 Adapter Cables	Accessories	GE Healthcare SpO2 Adapter Cable OXY-C3	Reusable GE Healthcare SpO2 Adapter Cable OXY-C3	Replacement: 2.4m"," use with Datex sensor	GE Healthcare SpO2 Adapter Cable OXY-C3"," 2.4m"," use with Datex sensor	1	12				Ultrasound Foetal Transducer - comp w/ Bionet - Uterine Contractions		Ultrasound Foetal Transducer - comp w/ Bionet - UC	Bionet "
"6010810	SA-014-12		SA-014-12	https://www.medten.com/product/540	Replacement	Reusable	GE Healthcare	SpO2 Adapter Cables	Accessories	GE Healthcare SpO2 Adapter Cable OXY-C1	Reusable GE Healthcare SpO2 Adapter Cable OXY-C1	Replacement: 1.2m"," use with Datex sensor"," Reusable	GE Healthcare SpO2 Adapter Cable OXY-C1"," 1.2m"," use with Datex sensor"," Reusable	1	12				Ultrasound Foetal Transducer - comp w/ Bionet - Uterine Contractions		Ultrasound Foetal Transducer - comp w/ Bionet - UC	Bionet "
"6012344	SS-016-AE30		SS-016-AE30	https://www.medten.com/product/541	Replacement	Reusable	GE Healthcare	SpO2 Sensors	Accessories	GE Healthcare SpO2 Sensor TS-E4-GE	Reusable GE Healthcare SpO2 Sensor TS-E4-GE	Replacement: Adult"," Ear clip"," 3.0m"," GE-Trusignal"," Reusable	GE Healthcare SpO2 Sensor TS-E4-GE"," Adult"," Ear clip"," 3.0m"," GE-Trusignal"," Reusable	1	12				Ultrasound Foetal Transducer - comp w/ Bionet - Uterine Contractions		Ultrasound Foetal Transducer - comp w/ Bionet - UC	Bionet "
"6011262	SS-016-AS30		SS-016-AS30	https://www.medten.com/product/542	Replacement	Reusable	GE Healthcare	SpO2 Sensors	Accessories	GE Healthcare SpO2 Sensor TS-SA4-GE	Reusable GE Healthcare SpO2 Sensor TS-SA4-GE	Replacement: Adult"," Soft rubber"," 3.0m"," GE-Trusignal"," Reusable	GE Healthcare SpO2 Sensor TS-SA4-GE"," Adult"," Soft rubber"," 3.0m"," GE-Trusignal"," Reusable	1	12				Ultrasound Foetal Transducer - comp w/ Bionet - Uterine Contractions		Ultrasound Foetal Transducer - comp w/ Bionet - UC	Bionet "
"6011698	SS-016-PS30		SS-016-PS30	https://www.medten.com/product/543	Replacement	Reusable	GE Healthcare	SpO2 Sensors	Accessories	GE Healthcare SpO2 Sensor TS-SP3-GE	Reusable GE Healthcare SpO2 Sensor TS-SP3-GE	Replacement: Pediatric"," Soft rubber"," 3.0m"," GE-Trusignal"," Reusable	GE Healthcare SpO2 Sensor TS-SP3-GE"," Pediatric"," Soft rubber"," 3.0m"," GE-Trusignal"," Reusable	1	12				Ultrasound Foetal Transducer - comp w/ Bionet - Uterine Contractions		Ultrasound Foetal Transducer - comp w/ Bionet - UC	Bionet "
"6011027	SS-016-AF30		SS-016-AF30	https://www.medten.com/product/544	Replacement	Reusable	GE Healthcare	SpO2 Sensors	Accessories	GE Healthcare SpO2 Sensor TS-F4-GE	Reusable GE Healthcare SpO2 Sensor TS-F4-GE	Replacement: Adult"," Finger clip"," 3.0m"," GE-Trusignal"," Reusable	GE Healthcare SpO2 Sensor TS-F4-GE"," Adult"," Finger clip"," 3.0m"," GE-Trusignal"," Reusable	1	12				Ultrasound Foetal Transducer - comp w/ Bionet - Uterine Contractions		Ultrasound Foetal Transducer - comp w/ Bionet - UC	Bionet "
"6010544	SA-016-24OT		SA-016-24OT	https://www.medten.com/product/545	Replacement	Reusable	GE Healthcare	SpO2 Adapter Cables	Accessories	GE Healthcare SpO2 Adapter Cable OXY-ES3	Reusable GE Healthcare SpO2 Adapter Cable OXY-ES3	Replacement: 2.4m"," use with GE-Oxytip sensor"," Reusable	GE Healthcare SpO2 Adapter Cable OXY-ES3"," 2.4m"," use with GE-Oxytip sensor"," Reusable	1	12				Ultrasound Foetal Transducer - comp w/ Bionet - Uterine Contractions		Ultrasound Foetal Transducer - comp w/ Bionet - UC	Bionet "
"6010543	SA-016-24TS		SA-016-24TS	https://www.medten.com/product/546	Replacement	Reusable	GE Healthcare	SpO2 Adapter Cables	Accessories	GE Healthcare SpO2 Adapter Cable TS-G3	Reusable GE Healthcare SpO2 Adapter Cable TS-G3	Replacement: 2.4m"," use with GE-Oxytip sensor"," Reusable	GE Healthcare SpO2 Adapter Cable TS-G3"," 2.4m"," use with GE-Oxytip sensor"," Reusable	1	12				Ultrasound Foetal Transducer - comp w/ Bionet - Uterine Contractions		Ultrasound Foetal Transducer - comp w/ Bionet - UC	Bionet "
"6012345	SS-017-AE30		SS-017-AE30	https://www.medten.com/product/547	Replacement	Reusable	GE Healthcare	SpO2 Sensors	Accessories	GE Healthcare SpO2 Sensor TS-E4-MC	Reusable GE Healthcare SpO2 Sensor TS-E4-MC	Replacement: Adult"," Ear clip"," 3.0m"," Trusat"," Reusable	GE Healthcare SpO2 Sensor TS-E4-MC"," Adult"," Ear clip"," 3.0m"," Trusat"," Reusable	1	12				Ultrasound Foetal Transducer - comp w/ Bionet - Uterine Contractions		Ultrasound Foetal Transducer - comp w/ Bionet - UC	Bionet "
"6011028	SS-017-AF30		SS-017-AF30	https://www.medten.com/product/548	Replacement	Reusable	GE Healthcare	SpO2 Sensors	Accessories	GE Healthcare SpO2 Sensor TS-F4-MC	Reusable GE Healthcare SpO2 Sensor TS-F4-MC	Replacement: Adult"," Finger clip"," 3.0m"," Trusat"," Reusable	GE Healthcare SpO2 Sensor TS-F4-MC"," Adult"," Finger clip"," 3.0m"," Trusat"," Reusable	1	12				Ultrasound Foetal Transducer - comp w/ Bionet - Uterine Contractions		Ultrasound Foetal Transducer - comp w/ Bionet - UC	Bionet "
"6011263	SS-017-AS30		SS-017-AS30	https://www.medten.com/product/549	Replacement	Reusable	GE Healthcare	SpO2 Sensors	Accessories	GE Healthcare SpO2 Sensor TS-SA3-MC	Reusable GE Healthcare SpO2 Sensor TS-SA3-MC	Replacement: Adult"," Soft rubber"," 3.0m"," Trusat"," Reusable	GE Healthcare SpO2 Sensor TS-SA3-MC"," Adult"," Soft rubber"," 3.0m"," Trusat"," Reusable	1	12				Ultrasound Foetal Transducer - comp w/ Bionet - Uterine Contractions		Ultrasound Foetal Transducer - comp w/ Bionet - UC	Bionet "
"6011699	SS-017-PS30		SS-017-PS30	https://www.medten.com/product/550	Replacement	Reusable	GE Healthcare	SpO2 Sensors	Accessories	GE Healthcare SpO2 Sensor TS-SP3-MC	Reusable GE Healthcare SpO2 Sensor TS-SP3-MC	Replacement: Pediatric"," Soft rubber"," 3.0m"," Trusat"," Reusable	GE Healthcare SpO2 Sensor TS-SP3-MC"," Pediatric"," Soft rubber"," 3.0m"," Trusat"," Reusable	1	12				Ultrasound Foetal Transducer - comp w/ Bionet - Uterine Contractions		Ultrasound Foetal Transducer - comp w/ Bionet - UC	Bionet "
"6010545	SA-017-24TS		SA-017-24TS	https://www.medten.com/product/551	Replacement	Reusable	GE Healthcare	SpO2 Adapter Cables	Accessories	GE Healthcare SpO2 Adapter Cable TS-M3	Reusable GE Healthcare SpO2 Adapter Cable TS-M3	Replacement: 2.4m"," use with GE-Trusignal sensor"," Reusable	GE Healthcare SpO2 Adapter Cable TS-M3"," 2.4m"," use with GE-Trusignal sensor"," Reusable	1	12				Ultrasound Foetal Transducer - comp w/ Bionet - Uterine Contractions		Ultrasound Foetal Transducer - comp w/ Bionet - UC	Bionet "
"6010546	SA-017-24OT		SA-017-24OT	https://www.medten.com/product/552	Replacement	Reusable	GE Healthcare	SpO2 Adapter Cables	Accessories	GE Healthcare SpO2 Adapter Cable OXY-MC3	Reusable GE Healthcare SpO2 Adapter Cable OXY-MC3	Replacement: 2.4m"," use with GE-Oxytip sensor"," Reusable	GE Healthcare SpO2 Adapter Cable OXY-MC3"," 2.4m"," use with GE-Oxytip sensor"," Reusable	1	12				Ultrasound Foetal Transducer - comp w/ Bionet - Uterine Contractions		Ultrasound Foetal Transducer - comp w/ Bionet - UC	Bionet "
"6012346	SS-018-AE10		SS-018-AE10	https://www.medten.com/product/553	Replacement	Reusable	GE Healthcare	SpO2 Sensors	Accessories	GE Healthcare SpO2 Sensor TS-E-D	Reusable GE Healthcare SpO2 Sensor TS-E-D	Replacement: Adult"," Ear clip"," 1.0m"," GE-Trusignal	GE Healthcare SpO2 Sensor TS-E-D"," Adult"," Ear clip"," 1.0m"," GE-Trusignal	1	12				Ultrasound Foetal Transducer - comp w/ Bionet - Uterine Contractions		Ultrasound Foetal Transducer - comp w/ Bionet - UC	Bionet "
"6011029	SS-018-AF10		SS-018-AF10	https://www.medten.com/product/554	Replacement	Reusable	GE Healthcare	SpO2 Sensors	Accessories	GE Healthcare SpO2 Sensor TS-F-D	Reusable GE Healthcare SpO2 Sensor TS-F-D	Replacement: Adult"," Finger clip"," 1.0m"," GE-Trusignal"," Reusable	GE Healthcare SpO2 Sensor TS-F-D"," Adult"," Finger clip"," 1.0m"," GE-Trusignal"," Reusable	1	12				Ultrasound Foetal Transducer - comp w/ Bionet - Uterine Contractions		Ultrasound Foetal Transducer - comp w/ Bionet - UC	Bionet "
"6011264	SS-018-AS10		SS-018-AS10	https://www.medten.com/product/555	Replacement	Reusable	GE Healthcare	SpO2 Sensors	Accessories	GE Healthcare SpO2 Sensor TS-SA-D	Reusable GE Healthcare SpO2 Sensor TS-SA-D	Replacement: Adult"," Soft rubber"," 1.0m"," GE-Trusignal"," Reusable	GE Healthcare SpO2 Sensor TS-SA-D"," Adult"," Soft rubber"," 1.0m"," GE-Trusignal"," Reusable	1	12				Ultrasound Foetal Transducer - comp w/ Bionet - Uterine Contractions		Ultrasound Foetal Transducer - comp w/ Bionet - UC	Bionet "
"6012132	SS-018-NW10		SS-018-NW10	https://www.medten.com/product/556	Replacement	Reusable	GE Healthcare	SpO2 Sensors	Accessories	GE Healthcare SpO2 Sensor TS-SE-3	Reusable GE Healthcare SpO2 Sensor TS-SE-3	Replacement: Neonate"," Wrap"," 1.0m"," GE-Trusignal"," Reusable	GE Healthcare SpO2 Sensor TS-SE-3"," Neonate"," Wrap"," 1.0m"," GE-Trusignal"," Reusable	1	12				Ultrasound Foetal Transducer - comp w/ Bionet - Uterine Contractions		Ultrasound Foetal Transducer - comp w/ Bionet - UC	Bionet "
"6011482	SS-018-PF10		SS-018-PF10	https://www.medten.com/product/557	Replacement	Reusable	Datex Ohmeda	SpO2 Sensors	Accessories	GE Healthcare SpO2 Sensor	Reusable GE Healthcare SpO2 Sensor	Replacement: Pediatric"," Finger clip"," 1.0m"," GE-Trusignal	GE Healthcare SpO2 Sensor"," Pediatric"," Finger clip"," 1.0m"," GE-Trusignal	1	12				Ultrasound Foetal Transducer - comp w/ Bionet - Uterine Contractions		Ultrasound Foetal Transducer - comp w/ Bionet - UC	Bionet "
"6011700	SS-018-PS10		SS-018-PS10	https://www.medten.com/product/558	Replacement	Reusable	GE Healthcare	SpO2 Sensors	Accessories	GE Healthcare SpO2 Sensor TS-SP-D	Reusable GE Healthcare SpO2 Sensor TS-SP-D	Replacement: Pediatric"," Soft rubber"," 1.0m"," GE-Trusignal"," Reusable	GE Healthcare SpO2 Sensor TS-SP-D"," Pediatric"," Soft rubber"," 1.0m"," GE-Trusignal"," Reusable	1	12				Ultrasound Foetal Transducer - comp w/ Bionet - Uterine Contractions		Ultrasound Foetal Transducer - comp w/ Bionet - UC	Bionet "
"6010008	SSD-018-W09A		SSD-018-W09A	https://www.medten.com/product/559	Replacement	Disposable	GE Healthcare	SpO2 Sensors	Accessories	GE Healthcare SpO2 Sensor TS-AP-25	Disposable GE Healthcare SpO2 Sensor TS-AP-25	Replacement: Adult"," Non-woven adhesive "," 0.9m"," GE-Trusignal"," Disposable (Box of 24)	GE Healthcare SpO2 Sensor TS-AP-25"," Adult"," Non-woven adhesive "," 0.9m"," GE-Trusignal"," Disposable (Box of 24)	24	0				Ultrasound Foetal Transducer - comp w/ Bionet - Uterine Contractions		Ultrasound Foetal Transducer - comp w/ Bionet - UC	Bionet "
"6010078	SSD-018-W09AN		SSD-018-W09AN	https://www.medten.com/product/560	Replacement	Disposable	GE Healthcare	SpO2 Sensors	Accessories	GE Healthcare SpO2 Sensor TS-AF-25	Disposable GE Healthcare SpO2 Sensor TS-AF-25	Replacement: Adult/Neonate"," Non-woven adhesive "," 0.9m"," GE-Trusignal"," Disposable (Box of 24)	GE Healthcare SpO2 Sensor TS-AF-25"," Adult/Neonate"," Non-woven adhesive "," 0.9m"," GE-Trusignal"," Disposable (Box of 24)	24	0				Ultrasound Foetal Transducer - comp w/ Bionet - Uterine Contractions		Ultrasound Foetal Transducer - comp w/ Bionet - UC	Bionet "
"6010055	SSD-018-W09I		SSD-018-W09I	https://www.medten.com/product/561	Replacement	Disposable	GE Healthcare	SpO2 Sensors	Accessories	GE Healthcare SpO2 Sensor TS-AF-10	Disposable GE Healthcare SpO2 Sensor TS-AF-10	Replacement: Infant"," Non-woven adhesive "," 0.9m"," GE-Trusignal"," Reusable (Box of 24)	GE Healthcare SpO2 Sensor TS-AF-10"," Infant"," Non-woven adhesive "," 0.9m"," GE-Trusignal"," Reusable (Box of 24)	24	0				Ultrasound Foetal Transducer - comp w/ Bionet - Uterine Contractions		Ultrasound Foetal Transducer - comp w/ Bionet - UC	Bionet "
"6010101	SSD-018-S09AN		SSD-018-S09AN	https://www.medten.com/product/562	Replacement	Disposable	GE Healthcare	SpO2 Sensors	Accessories	GE Healthcare SpO2 Sensor TS-AP-10	Disposable GE Healthcare SpO2 Sensor TS-AP-10	Replacement: Adult/Neonate"," Non-adhesive foam"," 0.9m"," GE-Trusignal (Box of 24)	GE Healthcare SpO2 Sensor TS-AP-10"," Adult/Neonate"," Non-adhesive foam"," 0.9m"," GE-Trusignal (Box of 24)	24	0				Ultrasound Foetal Transducer - comp w/ Bionet - Uterine Contractions		Ultrasound Foetal Transducer - comp w/ Bionet - UC	Bionet "
"6010124	SSD-018-S09PI		SSD-018-S09PI	https://www.medten.com/product/563	Replacement	Disposable	GE Healthcare	SpO2 Sensors	Accessories	GE Healthcare SpO2 Sensor TS-PAW-10	Disposable GE Healthcare SpO2 Sensor TS-PAW-10	Replacement: Pediatric/Infant"," Non-adhesive foam"," 0.9m"," GE-Trusignal (Box of 24)	GE Healthcare SpO2 Sensor TS-PAW-10"," Pediatric/Infant"," Non-adhesive foam"," 0.9m"," GE-Trusignal (Box of 24)	24	0				Ultrasound Foetal Transducer - comp w/ Bionet - Uterine Contractions		Ultrasound Foetal Transducer - comp w/ Bionet - UC	Bionet "
"6010032	SSD-018-W09P		SSD-018-W09P	https://www.medten.com/product/564	Replacement	Disposable	GE Healthcare	SpO2 Sensors	Accessories	GE Healthcare SpO2 Sensor TS-PAW-25	Disposable GE Healthcare SpO2 Sensor TS-PAW-25	Replacement: Pediatric"," Non-woven adhesive "," 0.9m"," GE-Trusignal"," Disposable (Box of 24)	GE Healthcare SpO2 Sensor TS-PAW-25"," Pediatric"," Non-woven adhesive "," 0.9m"," GE-Trusignal"," Disposable (Box of 24)	24	0				Ultrasound Foetal Transducer - comp w/ Bionet - Uterine Contractions		Ultrasound Foetal Transducer - comp w/ Bionet - UC	Bionet "
"6012347	SS-019-AE10		SS-019-AE10	https://www.medten.com/product/565	Replacement	Reusable	GE Healthcare	SpO2 Sensors	Accessories	GE Healthcare SpO2 Sensor OXY-E-UN	Reusable GE Healthcare SpO2 Sensor OXY-E-UN	Replacement: Adult"," Ear clip"," 1.0m"," GE-Oxytip"," Reusable	GE Healthcare SpO2 Sensor OXY-E-UN"," Adult"," Ear clip"," 1.0m"," GE-Oxytip"," Reusable	1	12				Ultrasound Foetal Transducer - comp w/ Bionet - Uterine Contractions		Ultrasound Foetal Transducer - comp w/ Bionet - UC	Bionet "
"6011030	SS-019-AF10		SS-019-AF10	https://www.medten.com/product/566	Replacement	Reusable	GE Healthcare	SpO2 Sensors	Accessories	GE Healthcare SpO2 Sensor OXY-F-UN	Reusable GE Healthcare SpO2 Sensor OXY-F-UN	Replacement: Adult"," Finger clip"," 1.0m"," GE-Oxytip"," Reusable	GE Healthcare SpO2 Sensor OXY-F-UN"," Adult"," Finger clip"," 1.0m"," GE-Oxytip"," Reusable	1	12				Ultrasound Foetal Transducer - comp w/ Bionet - Uterine Contractions		Ultrasound Foetal Transducer - comp w/ Bionet - UC	Bionet "
"6012133	SS-019-NW10		SS-019-NW10	https://www.medten.com/product/567	Replacement	Reusable	GE Healthcare	SpO2 Sensors	Accessories	GE Healthcare SpO2 Sensor OXY-SE-3	Reusable GE Healthcare SpO2 Sensor OXY-SE-3	Replacement: Neonate"," Wrap"," 1.0m"," GE-Oxytip"," Reusable	GE Healthcare SpO2 Sensor OXY-SE-3"," Neonate"," Wrap"," 1.0m"," GE-Oxytip"," Reusable	1	12				Ultrasound Foetal Transducer - comp w/ Bionet - Uterine Contractions		Ultrasound Foetal Transducer - comp w/ Bionet - UC	Bionet "
"6010102	SSD-019-S09AN		SSD-019-S09AN	https://www.medten.com/product/568	Replacement	Disposable	GE Healthcare	SpO2 Sensors	Accessories	GE Healthcare SpO2 Sensor OXY-AF	Disposable GE Healthcare SpO2 Sensor OXY-AF	Replacement: Adult/Neonate"," Non-adhesive foam"," 0.9m"," GE-Oxytip"," Disposable (Box of 24)	GE Healthcare SpO2 Sensor OXY-AF"," Adult/Neonate"," Non-adhesive foam"," 0.9m"," GE-Oxytip"," Disposable (Box of 24)	24	0				Ultrasound Foetal Transducer - comp w/ Bionet - Uterine Contractions		Ultrasound Foetal Transducer - comp w/ Bionet - UC	Bionet "
"6010125	SSD-019-S09PI		SSD-019-S09PI	https://www.medten.com/product/569	Replacement	Disposable	GE Healthcare	SpO2 Sensors	Accessories	GE Healthcare SpO2 Sensor OXY-AF	Disposable GE Healthcare SpO2 Sensor OXY-AF	Replacement: Pediatric/Infant"," Non-adhesive foam"," 0.9m"," GE-Oxytip"," Disposable (Box of 24)	GE Healthcare SpO2 Sensor OXY-AF"," Pediatric/Infant"," Non-adhesive foam"," 0.9m"," GE-Oxytip"," Disposable (Box of 24)	24	0				Ultrasound Foetal Transducer - comp w/ Bionet - Uterine Contractions		Ultrasound Foetal Transducer - comp w/ Bionet - UC	Bionet "
"6010009	SSD-019-W09A		SSD-019-W09A	https://www.medten.com/product/570	Replacement	Disposable	GE Healthcare	SpO2 Sensors	Accessories	GE Healthcare SpO2 Sensor OXY-AP-10	Disposable GE Healthcare SpO2 Sensor OXY-AP-10	Replacement: Adult"," Non-woven adhesive "," 0.9m"," GE-Oxytip"," Disposable (Box of 24)	GE Healthcare SpO2 Sensor OXY-AP-10"," Adult"," Non-woven adhesive "," 0.9m"," GE-Oxytip"," Disposable (Box of 24)	24	0				Ultrasound Foetal Transducer - comp w/ Bionet - Uterine Contractions		Ultrasound Foetal Transducer - comp w/ Bionet - UC	Bionet "
"6010056	SSD-019-W09I		SSD-019-W09I	https://www.medten.com/product/571	Replacement	Disposable	GE Healthcare	SpO2 Sensors	Accessories	GE Healthcare SpO2 Sensor OXY-AF	Disposable GE Healthcare SpO2 Sensor OXY-AF	Replacement: Infant"," Non-woven adhesive "," 0.9m"," GE-Oxytip"," Disposable (Box of 24)	GE Healthcare SpO2 Sensor OXY-AF"," Infant"," Non-woven adhesive "," 0.9m"," GE-Oxytip"," Disposable (Box of 24)	24	0				Ultrasound Foetal Transducer - comp w/ Bionet - Uterine Contractions		Ultrasound Foetal Transducer - comp w/ Bionet - UC	Bionet "
"6010033	SSD-019-W09P		SSD-019-W09P	https://www.medten.com/product/572	Replacement	Disposable	GE Healthcare	SpO2 Sensors	Accessories	GE Healthcare SpO2 Sensor OXY-AP	Disposable GE Healthcare SpO2 Sensor OXY-AP	Replacement: Pediatric"," Non-woven adhesive "," 0.9m"," GE-Oxytip"," Disposable (Box of 24)	GE Healthcare SpO2 Sensor OXY-AP"," Pediatric"," Non-woven adhesive "," 0.9m"," GE-Oxytip"," Disposable (Box of 24)	24	0				Ultrasound Foetal Transducer - comp w/ Bionet - Uterine Contractions		Ultrasound Foetal Transducer - comp w/ Bionet - UC	Bionet "
"6014097	BPH-AD36-13-10		BPH-AD36-13-10	https://www.medten.com/product/573	Replacement	Reusable	Datex Ohmeda	NIBP Air Hoses	Accessories	Datex Ohmeda NIBP Air Hose 9461-203	Reusable Datex Ohmeda NIBP Air Hose 9461-203	Replacement: Adult/Pediatric"," Double Tube"," 3.6m"," Reusable	Datex Ohmeda NIBP Air Hose 9461-203"," Adult/Pediatric"," Double Tube"," 3.6m"," Reusable	1	6				Ultrasound Foetal Transducer - comp w/ Bionet - Uterine Contractions		Ultrasound Foetal Transducer - comp w/ Bionet - UC	Bionet "
"6014134	BPH-ND25-13-17		BPH-ND25-13-17	https://www.medten.com/product/574	Replacement	Reusable	Datex Ohmeda	NIBP Air Hoses	Accessories	Datex Ohmeda NIBP Air Hose 877514	Reusable Datex Ohmeda NIBP Air Hose 877514	Replacement: Neonate "," Double Tube"," 2.5m"," Reusable	Datex Ohmeda NIBP Air Hose 877514"," Neonate "," Double Tube"," 2.5m"," Reusable	1	6				Ultrasound Foetal Transducer - comp w/ Bionet - Uterine Contractions		Ultrasound Foetal Transducer - comp w/ Bionet - UC	Bionet "
"6014096	BPH-AD36-13-09M		BPH-AD36-13-09M	https://www.medten.com/product/575	Replacement	Reusable	Datex Ohmeda	NIBP Air Hoses	Accessories	Datex Ohmeda NIBP Air Hose 9461-214	Reusable Datex Ohmeda NIBP Air Hose 9461-214	Replacement: Adult/Pediatric"," Double Tube"," 3.6m"," Reusable"," Dual Female Screw Connectors (09)	Datex Ohmeda NIBP Air Hose 9461-214"," Adult/Pediatric"," Double Tube"," 3.6m"," Reusable"," Dual Female Screw Connectors (09)	1	6				Ultrasound Foetal Transducer - comp w/ Bionet - Uterine Contractions		Ultrasound Foetal Transducer - comp w/ Bionet - UC	Bionet "
"6012337	SS-013-AE10		SS-013-AE10	https://www.medten.com/product/576	Replacement	Reusable	Datex Ohmeda	SpO2 Sensors	Accessories	GE Healthcare SpO2 Sensor OXY-E-DB	Reusable GE Healthcare SpO2 Sensor OXY-E-DB	Replacement: Adult"," Ear clip"," 1.0m"," Datex"," Reusable	GE Healthcare SpO2 Sensor OXY-E-DB"," Adult"," Ear clip"," 1.0m"," Datex"," Reusable	1	12				Ultrasound Foetal Transducer - comp w/ Bionet - Uterine Contractions		Ultrasound Foetal Transducer - comp w/ Bionet - UC	Bionet "
"6011020	SS-013-AF10		SS-013-AF10	https://www.medten.com/product/577	Replacement	Reusable	Datex Ohmeda	SpO2 Sensors	Accessories	Datex Ohmeda SpO2 Sensor OXY-F-DB	Reusable Datex Ohmeda SpO2 Sensor OXY-F-DB	Replacement: Adult"," Finger clip"," 1.0m"," Datex"," Reusable	Datex Ohmeda SpO2 Sensor OXY-F-DB"," Adult"," Finger clip"," 1.0m"," Datex"," Reusable	1	12				Ultrasound Foetal Transducer - comp w/ Bionet - Uterine Contractions		Ultrasound Foetal Transducer - comp w/ Bionet - UC	Bionet "
"6012123	SS-013-NW10		SS-013-NW10	https://www.medten.com/product/578	Replacement	Reusable	Datex Ohmeda	SpO2 Sensors	Accessories	GE Healthcare SpO2 Sensor OXY-W-DB	Reusable GE Healthcare SpO2 Sensor OXY-W-DB	Replacement: Neonate"," Wrap"," 1.0m"," Datex"," Reusable	GE Healthcare SpO2 Sensor OXY-W-DB"," Neonate"," Wrap"," 1.0m"," Datex"," Reusable	1	12				Ultrasound Foetal Transducer - comp w/ Bionet - Uterine Contractions		Ultrasound Foetal Transducer - comp w/ Bionet - UC	Bionet "
"6016621	ET-3008R-DX-I		ET-3008R-DX-I	https://www.medten.com/product/580	Replacement	Reusable	Datex Ohmeda	ECG Trunk Cables	Accessories	Datex Ohmeda ECG Trunk Cable 545300-HEL	Reusable Datex Ohmeda ECG Trunk Cable 545300-HEL	Replacement: 3 lead"," 2.5m"," Datex 300 series"," With Resistance"," IEC"," Reusable	Datex Ohmeda ECG Trunk Cable 545300-HEL"," 3 lead"," 2.5m"," Datex 300 series"," With Resistance"," IEC"," Reusable	1	12				Ultrasound Foetal Transducer - comp w/ Bionet - Uterine Contractions		Ultrasound Foetal Transducer - comp w/ Bionet - UC	Bionet "
"6016841	ET-5008R-DX-I		ET-5008R-DX-I	https://www.medten.com/product/582	Replacement	Reusable	Datex Ohmeda	ECG Trunk Cables	Accessories	Datex Ohmeda ECG Trunk Cable 545301-HEL	Reusable Datex Ohmeda ECG Trunk Cable 545301-HEL	Replacement: 5 lead"," 2.5m"," Datex 300 series"," With Resistance"," IEC"," Reusable	Datex Ohmeda ECG Trunk Cable 545301-HEL"," 5 lead"," 2.5m"," Datex 300 series"," With Resistance"," IEC"," Reusable	1	12				Ultrasound Foetal Transducer - comp w/ Bionet - Uterine Contractions		Ultrasound Foetal Transducer - comp w/ Bionet - UC	Bionet "
"6014103	BPH-AD36-16-10		BPH-AD36-16-10	https://www.medten.com/product/583	Replacement	Reusable	DINAMAP	NIBP Air Hoses	Accessories	DINAMAP NIBP Air Hose 107363	Reusable DINAMAP NIBP Air Hose 107363	Replacement: Adult/Pediatric"," Double Tube"," 3.6m	DINAMAP NIBP Air Hose 107363"," Adult/Pediatric"," Double Tube"," 3.6m	1	6				Ultrasound Foetal Transducer - comp w/ Bionet - Uterine Contractions		Ultrasound Foetal Transducer - comp w/ Bionet - UC	Bionet "
"6014102	BPH-AD36-16-09M		BPH-AD36-16-09M	https://www.medten.com/product/584	Replacement	Reusable	DINAMAP	NIBP Air Hoses	Accessories	DINAMAP/Critikon/GE NIBP Air Hose 107365	Reusable DINAMAP/Critikon/GE NIBP Air Hose 107365	Replacement: Adult/Pediatric"," Double Tube"," 3.6m	DINAMAP/Critikon/GE NIBP Air Hose 107365"," Adult/Pediatric"," Double Tube"," 3.6m	1	6				Ultrasound Foetal Transducer - comp w/ Bionet - Uterine Contractions		Ultrasound Foetal Transducer - comp w/ Bionet - UC	Bionet "
"6014140	BPH-ND36-16-17		BPH-ND36-16-17	https://www.medten.com/product/585	Replacement	Reusable	DINAMAP	NIBP Air Hoses	Accessories	DINAMAP/Critikon/GE NIBP Air Hose 107368	Reusable DINAMAP/Critikon/GE NIBP Air Hose 107368	Replacement: Neonate "," Double Tube"," 3.6m"," Dual Neonate	DINAMAP/Critikon/GE NIBP Air Hose 107368"," Neonate "," Double Tube"," 3.6m"," Dual Neonate	1	6				Ultrasound Foetal Transducer - comp w/ Bionet - Uterine Contractions		Ultrasound Foetal Transducer - comp w/ Bionet - UC	Bionet "
"6014113	BPH-AD36-16-32		BPH-AD36-16-32	https://www.medten.com/product/586	Replacement	Reusable	DINAMAP	NIBP Air Hoses	Accessories	DINAMAP/Critikon/GE NIBP Air Hose 2058205-001	Reusable DINAMAP/Critikon/GE NIBP Air Hose 2058205-001	Replacement: Adult/Pediatric"," Double Tube"," 3.6m	DINAMAP/Critikon/GE NIBP Air Hose 2058205-001"," Adult/Pediatric"," Double Tube"," 3.6m	1	6				Ultrasound Foetal Transducer - comp w/ Bionet - Uterine Contractions		Ultrasound Foetal Transducer - comp w/ Bionet - UC	Bionet "
"6014114	BPH-AD72-16-32		BPH-AD72-16-32	https://www.medten.com/product/587	Replacement	Reusable	DINAMAP	NIBP Air Hoses	Accessories	DINAMAP NIBP Air Hose 2058205-002	Reusable DINAMAP NIBP Air Hose 2058205-002	Replacement: Adult/Pediatric"," Double Tube"," Reusable	DINAMAP NIBP Air Hose 2058205-002"," Adult/Pediatric"," Double Tube"," Reusable	1	6				Ultrasound Foetal Transducer - comp w/ Bionet - Uterine Contractions		Ultrasound Foetal Transducer - comp w/ Bionet - UC	Bionet "
"6014148	BPH-ND36-16-33		BPH-ND36-16-33	https://www.medten.com/product/588	Replacement	Reusable	DINAMAP	NIBP Air Hoses	Accessories	DINAMAP/Critikon/GE NIBP Air Hose 2058206-001	Reusable DINAMAP/Critikon/GE NIBP Air Hose 2058206-001	Replacement: Neonate "," Double Tube"," 3.6m	DINAMAP/Critikon/GE NIBP Air Hose 2058206-001"," Neonate "," Double Tube"," 3.6m	1	6				Ultrasound Foetal Transducer - comp w/ Bionet - Uterine Contractions		Ultrasound Foetal Transducer - comp w/ Bionet - UC	Bionet "
"6011017	SS-010-AF10		SS-010-AF10	https://www.medten.com/product/589	Replacement	Reusable	GE Healthcare	SpO2 Sensors	Accessories	GE Healthcare SpO2 Sensor TS-F1-H	Reusable GE Healthcare SpO2 Sensor TS-F1-H	Replacement: Adult"," Finger clip"," 1.0m"," Ohmeda"," Reusable	GE Healthcare SpO2 Sensor TS-F1-H"," Adult"," Finger clip"," 1.0m"," Ohmeda"," Reusable	1	12				Ultrasound Foetal Transducer - comp w/ Bionet - Uterine Contractions		Ultrasound Foetal Transducer - comp w/ Bionet - UC	Bionet "
"6012335	SS-011-AE30		SS-011-AE30	https://www.medten.com/product/590	Replacement	Reusable	GE Healthcare	SpO2 Sensors	Accessories	GE Healthcare SpO2 Sensor TS-E4-H	Reusable GE Healthcare SpO2 Sensor TS-E4-H	Replacement: Adult"," Ear clip"," 3.0m"," GE-Trusignal"," Reusable	GE Healthcare SpO2 Sensor TS-E4-H"," Adult"," Ear clip"," 3.0m"," GE-Trusignal"," Reusable	1	12				Ultrasound Foetal Transducer - comp w/ Bionet - Uterine Contractions		Ultrasound Foetal Transducer - comp w/ Bionet - UC	Bionet "
"6011018	SS-011-AF30		SS-011-AF30	https://www.medten.com/product/591	Replacement	Reusable	GE Healthcare	SpO2 Sensors	Accessories	GE Healthcare SpO2 Sensor TS-F4-H	Reusable GE Healthcare SpO2 Sensor TS-F4-H	Replacement: Adult"," Finger clip"," 3.0m"," GE-Trusignal"," Reusable	GE Healthcare SpO2 Sensor TS-F4-H"," Adult"," Finger clip"," 3.0m"," GE-Trusignal"," Reusable	1	12				Ultrasound Foetal Transducer - comp w/ Bionet - Uterine Contractions		Ultrasound Foetal Transducer - comp w/ Bionet - UC	Bionet "
"6010526	SA-011-24TS		SA-011-24TS	https://www.medten.com/product/592	Replacement	Reusable	GE Healthcare	SpO2 Adapter Cables	Accessories	GE Healthcare SpO2 Adapter Cable TS-H3	Reusable GE Healthcare SpO2 Adapter Cable TS-H3	Replacement: 2.4m"," use with GE-Trusignal sensor"," Reusable	GE Healthcare SpO2 Adapter Cable TS-H3"," 2.4m"," use with GE-Trusignal sensor"," Reusable	1	12				Ultrasound Foetal Transducer - comp w/ Bionet - Uterine Contractions		Ultrasound Foetal Transducer - comp w/ Bionet - UC	Bionet "
"6010527	SA-011-12OT		SA-011-12OT	https://www.medten.com/product/593	Replacement	Reusable	GE Healthcare	SpO2 Adapter Cables	Accessories	GE Healthcare SpO2 Adapter Cable OXY-OL1	Reusable GE Healthcare SpO2 Adapter Cable OXY-OL1	Replacement: 1.2m"," use with GE-Oxytip sensor"," Reusable	GE Healthcare SpO2 Adapter Cable OXY-OL1"," 1.2m"," use with GE-Oxytip sensor"," Reusable	1	12				Ultrasound Foetal Transducer - comp w/ Bionet - Uterine Contractions		Ultrasound Foetal Transducer - comp w/ Bionet - UC	Bionet "
"6010528	SA-011-24OT		SA-011-24OT	https://www.medten.com/product/594	Replacement	Reusable	GE Healthcare	SpO2 Adapter Cables	Accessories	GE Healthcare SpO2 Adapter Cable OXY-OL3	Reusable GE Healthcare SpO2 Adapter Cable OXY-OL3	Replacement: 2.4m"," use with GE-Oxytip sensor"," Reusable	GE Healthcare SpO2 Adapter Cable OXY-OL3"," 2.4m"," use with GE-Oxytip sensor"," Reusable	1	12				Ultrasound Foetal Transducer - comp w/ Bionet - Uterine Contractions		Ultrasound Foetal Transducer - comp w/ Bionet - UC	Bionet "
"6014013	BPH-AS25-18-02M		BPH-AS25-18-02M	https://www.medten.com/product/596	Replacement	Reusable	Draeger	NIBP Air Hoses	Accessories	Draeger NIBP Air Hose	Reusable Draeger NIBP Air Hose	Replacement: Adult/Pediatric"," Single Tube"," 2.5m	Draeger NIBP Air Hose"," Adult/Pediatric"," Single Tube"," 2.5m	1	6				Ultrasound Foetal Transducer - comp w/ Bionet - Uterine Contractions		Ultrasound Foetal Transducer - comp w/ Bionet - UC	Bionet "
"6014014	BPH-AS37-18-02M		BPH-AS37-18-02M	https://www.medten.com/product/597	Replacement	Reusable	Draeger	NIBP Air Hoses	Accessories	Draeger NIBP Air Hose 1275275	Reusable Draeger NIBP Air Hose 1275275	Replacement: Adult/Pediatric"," Single Tube"," 3.7m	Draeger NIBP Air Hose 1275275"," Adult/Pediatric"," Single Tube"," 3.7m	1	6				Ultrasound Foetal Transducer - comp w/ Bionet - Uterine Contractions		Ultrasound Foetal Transducer - comp w/ Bionet - UC	Bionet "
"6010582	SA-028-12		SA-028-12	https://www.medten.com/product/598	Replacement	Reusable	Siemens	SpO2 Adapter Cables	Accessories	Siemens SpO2 Adapter Cable 3368433	Reusable Siemens SpO2 Adapter Cable 3368433	Replacement: 1.2m"," use with Nellcor-Oxismart sensor"," Reusable	Siemens SpO2 Adapter Cable 3368433"," 1.2m"," use with Nellcor-Oxismart sensor"," Reusable	1	12				Ultrasound Foetal Transducer - comp w/ Bionet - Uterine Contractions		Ultrasound Foetal Transducer - comp w/ Bionet - UC	Bionet "
"6010583	SA-028-24		SA-028-24	https://www.medten.com/product/599	Replacement	Reusable	Siemens	SpO2 Adapter Cables	Accessories	Siemens SpO2 Adapter Cable 3375834	Reusable Siemens SpO2 Adapter Cable 3375834	Replacement: 2.4m"," use with Nellcor-Oxismart sensor"," Reusable	Siemens SpO2 Adapter Cable 3375834"," 2.4m"," use with Nellcor-Oxismart sensor"," Reusable	1	12				Ultrasound Foetal Transducer - comp w/ Bionet - Uterine Contractions		Ultrasound Foetal Transducer - comp w/ Bionet - UC	Bionet "
"6010584	SA-028X-12		SA-028X-12	https://www.medten.com/product/602	Replacement	Reusable	Siemens	SpO2 Adapter Cables	Accessories	Siemens SpO2 Adapter Cable MS18683	Reusable Siemens SpO2 Adapter Cable MS18683	Replacement: 1.2m"," use with Nellcor-Oximax sensor	Siemens SpO2 Adapter Cable MS18683"," 1.2m"," use with Nellcor-Oximax sensor	1	12				Ultrasound Foetal Transducer - comp w/ Bionet - Uterine Contractions		Ultrasound Foetal Transducer - comp w/ Bionet - UC	Bionet "
"6010585	SA-028X-30		SA-028X-30	https://www.medten.com/product/603	Replacement	Reusable	Siemens	SpO2 Adapter Cables	Accessories	Siemens SpO2 Adapter Cable MS17330	Reusable Siemens SpO2 Adapter Cable MS17330	Replacement: 3.0m"," use with Nellcor-Oximax sensor"," Reusable	Siemens SpO2 Adapter Cable MS17330"," 3.0m"," use with Nellcor-Oximax sensor"," Reusable	1	12				Ultrasound Foetal Transducer - comp w/ Bionet - Uterine Contractions		Ultrasound Foetal Transducer - comp w/ Bionet - UC	Bionet "
"6017256	EL-DG3-90G-I		EL-DG3-90G-I	https://www.medten.com/product/609	Replacement	Reusable	Draeger	ECG Leadwires	Accessories	Draeger ECG Leadwire MP03401	Reusable Draeger ECG Leadwire MP03401	Replacement: 3 lead"," Molded Din-Style"," Grabber"," 0.9m "," IEC	Draeger ECG Leadwire MP03401"," 3 lead"," Molded Din-Style"," Grabber"," 0.9m "," IEC	1	6				Ultrasound Foetal Transducer - comp w/ Bionet - Uterine Contractions		Ultrasound Foetal Transducer - comp w/ Bionet - UC	Bionet "
"6017462	EL-DG5-90G-I		EL-DG5-90G-I	https://www.medten.com/product/611	Replacement	Reusable	Draeger	ECG Leadwires	Accessories	Draeger ECG Leadwire MP03403	Reusable Draeger ECG Leadwire MP03403	Replacement: 5 lead"," Molded Din-Style"," Grabber"," 0.9m "," IEC"," Reusable	Draeger ECG Leadwire MP03403"," 5 lead"," Molded Din-Style"," Grabber"," 0.9m "," IEC"," Reusable	1	6				Ultrasound Foetal Transducer - comp w/ Bionet - Uterine Contractions		Ultrasound Foetal Transducer - comp w/ Bionet - UC	Bionet "
"6017630	EL-DG6-90G-I		EL-DG6-90G-I	https://www.medten.com/product/613	Replacement	Reusable	Draeger	ECG Leadwires	Accessories	Draeger ECG Leadwire MP03405	Reusable Draeger ECG Leadwire MP03405	Replacement: 6 lead"," Molded Din-Style"," Grabber"," 0.9m "," IEC"," Reusable	Draeger ECG Leadwire MP03405"," 6 lead"," Molded Din-Style"," Grabber"," 0.9m "," IEC"," Reusable	1	6				Ultrasound Foetal Transducer - comp w/ Bionet - Uterine Contractions		Ultrasound Foetal Transducer - comp w/ Bionet - UC	Bionet "
"6011295	SS-036-AS10		SS-036-AS10	https://www.medten.com/product/615	Replacement	Reusable	BCI	SpO2 Sensors	Accessories	BCI/Smiths SpO2 Sensor	Reusable BCI/Smiths SpO2 Sensor	Replacement: Adult"," Soft rubber"," 1.0m"," BCI	BCI/Smiths SpO2 Sensor"," Adult"," Soft rubber"," 1.0m"," BCI	1	12				Ultrasound Foetal Transducer - comp w/ Bionet - Uterine Contractions		Ultrasound Foetal Transducer - comp w/ Bionet - UC	Bionet "
"6011731	SS-036-PS10		SS-036-PS10	https://www.medten.com/product/616	Replacement	Reusable	BCI	SpO2 Sensors	Accessories	BCI/Smiths SpO2 Sensor	Reusable BCI/Smiths SpO2 Sensor	Replacement: Pediatric"," Soft rubber"," 1.0m"," BCI"," Reusable	BCI/Smiths SpO2 Sensor"," Pediatric"," Soft rubber"," 1.0m"," BCI"," Reusable	1	12				Ultrasound Foetal Transducer - comp w/ Bionet - Uterine Contractions		Ultrasound Foetal Transducer - comp w/ Bionet - UC	Bionet "
"6011517	SS-039-PF10		SS-039-PF10	https://www.medten.com/product/618	Replacement	Reusable	Criticare	SpO2 Sensors	Accessories	Criticare SpO2 Sensor 1563SD	Reusable Criticare SpO2 Sensor 1563SD	Replacement: Pediatric"," Finger clip"," 1.0m"," Reusable	Criticare SpO2 Sensor 1563SD"," Pediatric"," Finger clip"," 1.0m"," Reusable	1	12				Ultrasound Foetal Transducer - comp w/ Bionet - Uterine Contractions		Ultrasound Foetal Transducer - comp w/ Bionet - UC	Bionet "
"6012167	SS-039-NW10		SS-039-NW10	https://www.medten.com/product/619	Replacement	Reusable	Criticare	SpO2 Sensors	Accessories	Criticare SpO2 Sensor	Reusable Criticare SpO2 Sensor	Replacement: Neonate"," Wrap"," 1.0m"," Reusable	Criticare SpO2 Sensor"," Neonate"," Wrap"," 1.0m"," Reusable	1	12				Ultrasound Foetal Transducer - comp w/ Bionet - Uterine Contractions		Ultrasound Foetal Transducer - comp w/ Bionet - UC	Bionet "
"6012381	SS-039-AE10		SS-039-AE10	https://www.medten.com/product/620	Replacement	Reusable	Criticare	SpO2 Sensors	Accessories	Criticare SpO2 Sensor 1567SD	Reusable Criticare SpO2 Sensor 1567SD	Replacement: Adult"," Ear clip"," 1.0m"," Reusable	Criticare SpO2 Sensor 1567SD"," Adult"," Ear clip"," 1.0m"," Reusable	1	12				Ultrasound Foetal Transducer - comp w/ Bionet - Uterine Contractions		Ultrasound Foetal Transducer - comp w/ Bionet - UC	Bionet "
"6011097	SS-058-AF10		SS-058-AF10	https://www.medten.com/product/621	Replacement	Reusable	Datascope	SpO2 Sensors	Accessories	Datascope SpO2 Sensor 0600-00-0026-01	Reusable Datascope SpO2 Sensor 0600-00-0026-01	Replacement: Adult"," Finger clip"," 1.0m"," Datascope"," Reusable	Datascope SpO2 Sensor 0600-00-0026-01"," Adult"," Finger clip"," 1.0m"," Datascope"," Reusable	1	12				Ultrasound Foetal Transducer - comp w/ Bionet - Uterine Contractions		Ultrasound Foetal Transducer - comp w/ Bionet - UC	Bionet "
"6011331	SS-058-AS10		SS-058-AS10	https://www.medten.com/product/622	Replacement	Reusable	Datascope	SpO2 Sensors	Accessories	Mindray SpO2 Sensor	Reusable Mindray SpO2 Sensor	Replacement: Adult"," Soft rubber"," 1.0m"," Datascope	Mindray SpO2 Sensor"," Adult"," Soft rubber"," 1.0m"," Datascope	1	12				Ultrasound Foetal Transducer - comp w/ Bionet - Uterine Contractions		Ultrasound Foetal Transducer - comp w/ Bionet - UC	Bionet "
"6011550	SS-058-PF10		SS-058-PF10	https://www.medten.com/product/623	Replacement	Reusable	Datascope	SpO2 Sensors	Accessories	Mindray SpO2 Sensor	Reusable Mindray SpO2 Sensor	Replacement: Pediatric"," Finger clip"," 1.0m"," Datascope"," Reusable	Mindray SpO2 Sensor"," Pediatric"," Finger clip"," 1.0m"," Datascope"," Reusable	1	12				Ultrasound Foetal Transducer - comp w/ Bionet - Uterine Contractions		Ultrasound Foetal Transducer - comp w/ Bionet - UC	Bionet "
"6011768	SS-058-PS10		SS-058-PS10	https://www.medten.com/product/624	Replacement	Reusable	Datascope	SpO2 Sensors	Accessories	Mindray SpO2 Sensor	Reusable Mindray SpO2 Sensor	Replacement: Pediatric"," Soft rubber"," 1.0m"," Datascope"," Reusable	Mindray SpO2 Sensor"," Pediatric"," Soft rubber"," 1.0m"," Datascope"," Reusable	1	12				Ultrasound Foetal Transducer - comp w/ Bionet - Uterine Contractions		Ultrasound Foetal Transducer - comp w/ Bionet - UC	Bionet "
"6012200	SS-058-NW10		SS-058-NW10	https://www.medten.com/product/625	Replacement	Reusable	Datascope	SpO2 Sensors	Accessories	Mindray SpO2 Sensor	Reusable Mindray SpO2 Sensor	Replacement: Neonate"," Wrap"," 1.0m"," Datascope"," Reusable	Mindray SpO2 Sensor"," Neonate"," Wrap"," 1.0m"," Datascope"," Reusable	1	12				Ultrasound Foetal Transducer - comp w/ Bionet - Uterine Contractions		Ultrasound Foetal Transducer - comp w/ Bionet - UC	Bionet "
"6012628	SS-058-MY10		SS-058-MY10	https://www.medten.com/product/626	Replacement	Reusable	Datascope	SpO2 Sensors	Accessories	Mindray SpO2 Sensor	Reusable Mindray SpO2 Sensor	Replacement: All Sizes"," Multi-Y"," 1.0m"," Datascope"," Reusable	Mindray SpO2 Sensor"," All Sizes"," Multi-Y"," 1.0m"," Datascope"," Reusable	1	12				Ultrasound Foetal Transducer - comp w/ Bionet - Uterine Contractions		Ultrasound Foetal Transducer - comp w/ Bionet - UC	Bionet "
"6011255	SS-013-AS10		SS-013-AS10	https://www.medten.com/product/627	Replacement	Reusable	Datex Ohmeda	SpO2 Sensors	Accessories	Datex Ohmeda SpO2 Sensor OXY-F-DB (Soft Tip)	Reusable Datex Ohmeda SpO2 Sensor OXY-F-DB (Soft Tip)	Replacement: Adult"," Soft rubber"," 1.0m"," Datex"," Reusable	Datex Ohmeda SpO2 Sensor OXY-F-DB (Soft Tip)"," Adult"," Soft rubber"," 1.0m"," Datex"," Reusable	1	12				Ultrasound Foetal Transducer - comp w/ Bionet - Uterine Contractions		Ultrasound Foetal Transducer - comp w/ Bionet - UC	Bionet "
"6011473	SS-013-PF10		SS-013-PF10	https://www.medten.com/product/628	Replacement	Reusable	Datex Ohmeda	SpO2 Sensors	Accessories	Datex Ohmeda/GE SpO2 Sensor	Reusable Datex Ohmeda/GE SpO2 Sensor	Replacement: Pediatric"," Finger clip"," 1.0m"," Datex"," Reusable	Datex Ohmeda/GE SpO2 Sensor"," Pediatric"," Finger clip"," 1.0m"," Datex"," Reusable	1	12				Ultrasound Foetal Transducer - comp w/ Bionet - Uterine Contractions		Ultrasound Foetal Transducer - comp w/ Bionet - UC	Bionet "
"6011691	SS-013-PS10		SS-013-PS10	https://www.medten.com/product/629	Replacement	Reusable	Datex Ohmeda	SpO2 Sensors	Accessories	Datex Ohmeda/GE SpO2 Sensor	Reusable Datex Ohmeda/GE SpO2 Sensor	Replacement: Pediatric"," Soft rubber"," 1.0m"," Datex"," Reusable	Datex Ohmeda/GE SpO2 Sensor"," Pediatric"," Soft rubber"," 1.0m"," Datex"," Reusable	1	12				Ultrasound Foetal Transducer - comp w/ Bionet - Uterine Contractions		Ultrasound Foetal Transducer - comp w/ Bionet - UC	Bionet "
"6012551	SS-013-MY10		SS-013-MY10	https://www.medten.com/product/631	Replacement	Reusable	Datex Ohmeda	SpO2 Sensors	Accessories	Datex Ohmeda/GE SpO2 Sensor	Reusable Datex Ohmeda/GE SpO2 Sensor	Replacement: All Sizes"," Multi-Y"," 1.0m"," Datex"," Reusable	Datex Ohmeda/GE SpO2 Sensor"," All Sizes"," Multi-Y"," 1.0m"," Datex"," Reusable	1	12				Ultrasound Foetal Transducer - comp w/ Bionet - Uterine Contractions		Ultrasound Foetal Transducer - comp w/ Bionet - UC	Bionet "
"6011146	SS-099D-AF10		SS-099D-AF10	https://www.medten.com/product/632	Replacement	Reusable	Dolphin	SpO2 Sensors	Accessories	Dolphin SpO2 Sensor 201	Reusable Dolphin SpO2 Sensor 201	Replacement: Adult"," Finger clip"," 1.0m"," Digital "," Reusable	Dolphin SpO2 Sensor 201"," Adult"," Finger clip"," 1.0m"," Digital "," Reusable	1	12				Ultrasound Foetal Transducer - comp w/ Bionet - Uterine Contractions		Ultrasound Foetal Transducer - comp w/ Bionet - UC	Bionet "
"6011380	SS-099D-AS10		SS-099D-AS10	https://www.medten.com/product/633	Replacement	Reusable	Dolphin	SpO2 Sensors	Accessories	Dolphin SpO2 Sensor 2331	Reusable Dolphin SpO2 Sensor 2331	Replacement: Adult"," Soft rubber"," 1.0m"," Digital "," Reusable	Dolphin SpO2 Sensor 2331"," Adult"," Soft rubber"," 1.0m"," Digital "," Reusable	1	12				Ultrasound Foetal Transducer - comp w/ Bionet - Uterine Contractions		Ultrasound Foetal Transducer - comp w/ Bionet - UC	Bionet "
"6011121	SS-079-AF10		SS-079-AF10	https://www.medten.com/product/634	Replacement	Reusable	MEK	SpO2 Sensors	Accessories	MEK SpO2 Sensor 14060064	Reusable MEK SpO2 Sensor 14060064	Replacement: Adult"," Finger clip"," 1.0m"," Reusable	MEK SpO2 Sensor 14060064"," Adult"," Finger clip"," 1.0m"," Reusable	1	12				Ultrasound Foetal Transducer - comp w/ Bionet - Uterine Contractions		Ultrasound Foetal Transducer - comp w/ Bionet - UC	Bionet "
"6011355	SS-079-AS10		SS-079-AS10	https://www.medten.com/product/635	Replacement	Reusable	MEK	SpO2 Sensors	Accessories	MEK SpO2 Sensor	Reusable MEK SpO2 Sensor	Replacement: Adult"," Soft rubber"," 1.0m"," Reusable	MEK SpO2 Sensor"," Adult"," Soft rubber"," 1.0m"," Reusable	1	12				Ultrasound Foetal Transducer - comp w/ Bionet - Uterine Contractions		Ultrasound Foetal Transducer - comp w/ Bionet - UC	Bionet "
"6011574	SS-079-PF10		SS-079-PF10	https://www.medten.com/product/636	Replacement	Reusable	MEK	SpO2 Sensors	Accessories	MEK SpO2 Sensor	Reusable MEK SpO2 Sensor	Replacement: Pediatric"," Finger clip"," 1.0m"," Reusable	MEK SpO2 Sensor"," Pediatric"," Finger clip"," 1.0m"," Reusable	1	12				Ultrasound Foetal Transducer - comp w/ Bionet - Uterine Contractions		Ultrasound Foetal Transducer - comp w/ Bionet - UC	Bionet "
"6011792	SS-079-PS10		SS-079-PS10	https://www.medten.com/product/637	Replacement	Reusable	MEK	SpO2 Sensors	Accessories	MEK SpO2 Sensor	Reusable MEK SpO2 Sensor	Replacement: Pediatric"," Soft rubber"," 1.0m"," Reusable	MEK SpO2 Sensor"," Pediatric"," Soft rubber"," 1.0m"," Reusable	1	12				Ultrasound Foetal Transducer - comp w/ Bionet - Uterine Contractions		Ultrasound Foetal Transducer - comp w/ Bionet - UC	Bionet "
"6012224	SS-079-NW10		SS-079-NW10	https://www.medten.com/product/638	Replacement	Reusable	MEK	SpO2 Sensors	Accessories	MEK SpO2 Sensor	Reusable MEK SpO2 Sensor	Replacement: Neonate"," Wrap"," 1.0m"," Reusable	MEK SpO2 Sensor"," Neonate"," Wrap"," 1.0m"," Reusable	1	12				Ultrasound Foetal Transducer - comp w/ Bionet - Uterine Contractions		Ultrasound Foetal Transducer - comp w/ Bionet - UC	Bionet "
"6012652	SS-079-MY10		SS-079-MY10	https://www.medten.com/product/639	Replacement	Reusable	MEK	SpO2 Sensors	Accessories	MEK SpO2 Sensor 14060059	Reusable MEK SpO2 Sensor 14060059	Replacement: All Sizes"," Multi-Y"," 1.0m"," Reusable	MEK SpO2 Sensor 14060059"," All Sizes"," Multi-Y"," 1.0m"," Reusable	1	12				Ultrasound Foetal Transducer - comp w/ Bionet - Uterine Contractions		Ultrasound Foetal Transducer - comp w/ Bionet - UC	Bionet "
"6011000	SS-001-AF10		SS-001-AF10	https://www.medten.com/product/640	Replacement	Reusable	Nellcor	SpO2 Sensors	Accessories	Nellcor SpO2 Sensor DS100A (non-Oximax)	Reusable Nellcor SpO2 Sensor DS100A (non-Oximax)	Replacement: Adult"," Finger clip"," 1.0m"," Nellcor - OxiSmart	Nellcor SpO2 Sensor DS100A (non-Oximax)"," Adult"," Finger clip"," 1.0m"," Nellcor - OxiSmart	1	12				Ultrasound Foetal Transducer - comp w/ Bionet - Uterine Contractions		Ultrasound Foetal Transducer - comp w/ Bionet - UC	Bionet "
"6011453	SS-001-PF10		SS-001-PF10	https://www.medten.com/product/641	Replacement	Reusable	Nellcor	SpO2 Sensors	Accessories	Nellcor SpO2 Sensor D-YSPD (Non-Oximax)	Reusable Nellcor SpO2 Sensor D-YSPD (Non-Oximax)	Replacement: Pediatric"," Finger clip"," 1.0m"," Nellcor - OxiSmart	Nellcor SpO2 Sensor D-YSPD (Non-Oximax)"," Pediatric"," Finger clip"," 1.0m"," Nellcor - OxiSmart	1	12				Ultrasound Foetal Transducer - comp w/ Bionet - Uterine Contractions		Ultrasound Foetal Transducer - comp w/ Bionet - UC	Bionet "
"6012317	SS-001-AE10		SS-001-AE10	https://www.medten.com/product/642	Replacement	Reusable	Nellcor	SpO2 Sensors	Accessories	Nellcor SpO2 Sensor D-YSE (Non-Oximax)	Reusable Nellcor SpO2 Sensor D-YSE (Non-Oximax)	Replacement: Adult"," Ear clip"," 1.0m"," Nellcor"," Reusable	Nellcor SpO2 Sensor D-YSE (Non-Oximax)"," Adult"," Ear clip"," 1.0m"," Nellcor"," Reusable	1	12				Ultrasound Foetal Transducer - comp w/ Bionet - Uterine Contractions		Ultrasound Foetal Transducer - comp w/ Bionet - UC	Bionet "
"6011304	SS-043-AS16		SS-043-AS16	https://www.medten.com/product/650	Replacement	Reusable	Nihon Kohden	SpO2 Sensors	Accessories	Nihon Kohden SpO2 Sensor TL-631T3	Reusable Nihon Kohden SpO2 Sensor TL-631T3	Replacement: Adult"," Soft Rubber"," 1.6m"," Nihon Kohden	Nihon Kohden SpO2 Sensor TL-631T3"," Adult"," Soft Rubber"," 1.6m"," Nihon Kohden	1	12				Ultrasound Foetal Transducer - comp w/ Bionet - Uterine Contractions		Ultrasound Foetal Transducer - comp w/ Bionet - UC	Bionet "
"6011523	SS-043-PF16		SS-043-PF16	https://www.medten.com/product/651	Replacement	Reusable	Nihon Kohden	SpO2 Sensors	Accessories	Nihon Kohden SpO2 Sensor	Reusable Nihon Kohden SpO2 Sensor	Replacement: Pediatric"," Finger clip"," 1.6m"," Nihon Kohden	Nihon Kohden SpO2 Sensor"," Pediatric"," Finger clip"," 1.6m"," Nihon Kohden	1	12				Ultrasound Foetal Transducer - comp w/ Bionet - Uterine Contractions		Ultrasound Foetal Transducer - comp w/ Bionet - UC	Bionet "
"6011741	SS-043-PS16		SS-043-PS16	https://www.medten.com/product/652	Replacement	Reusable	Nihon Kohden	SpO2 Sensors	Accessories	Nihon Kohden SpO2 Sensor	Reusable Nihon Kohden SpO2 Sensor	Replacement: Pediatric"," Soft rubber"," 1.6m"," Nihon Kohden	Nihon Kohden SpO2 Sensor"," Pediatric"," Soft rubber"," 1.6m"," Nihon Kohden	1	12				Ultrasound Foetal Transducer - comp w/ Bionet - Uterine Contractions		Ultrasound Foetal Transducer - comp w/ Bionet - UC	Bionet "
"6012173	SS-043-NW16		SS-043-NW16	https://www.medten.com/product/653	Replacement	Reusable	Nihon Kohden	SpO2 Sensors	Accessories	Nihon Kohden SpO2 Sensor	Reusable Nihon Kohden SpO2 Sensor	Replacement: Neonate"," Wrap"," 1.6m"," Nihon Kohden	Nihon Kohden SpO2 Sensor"," Neonate"," Wrap"," 1.6m"," Nihon Kohden	1	12				Ultrasound Foetal Transducer - comp w/ Bionet - Uterine Contractions		Ultrasound Foetal Transducer - comp w/ Bionet - UC	Bionet "
"6012387	SS-043-AE16		SS-043-AE16	https://www.medten.com/product/654	Replacement	Reusable	Nihon Kohden	SpO2 Sensors	Accessories	Nihon Kohden SpO2 Sensor	Reusable Nihon Kohden SpO2 Sensor	Replacement: Adult"," Ear clip"," 1.6m"," Nihon Kohden	Nihon Kohden SpO2 Sensor"," Adult"," Ear clip"," 1.6m"," Nihon Kohden	1	12				Ultrasound Foetal Transducer - comp w/ Bionet - Uterine Contractions		Ultrasound Foetal Transducer - comp w/ Bionet - UC	Bionet "
"6011066	SS-040-AF10		SS-040-AF10	https://www.medten.com/product/655	Replacement	Reusable		SpO2 Sensors	Accessories	Nonin SpO2 Sensor 8000AA-1	Reusable Nonin SpO2 Sensor 8000AA-1	Replacement: Adult"," Finger clip"," 1.0m"," Nonin	Nonin SpO2 Sensor 8000AA-1"," Adult"," Finger clip"," 1.0m"," Nonin	1	12				Ultrasound Foetal Transducer - comp w/ Bionet - Uterine Contractions		Ultrasound Foetal Transducer - comp w/ Bionet - UC	Bionet "
"6011301	SS-040-AS10		SS-040-AS10	https://www.medten.com/product/656	Replacement	Reusable	Nonin	SpO2 Sensors	Accessories	Nonin SpO2 Sensor 8000SL	Reusable Nonin SpO2 Sensor 8000SL	Replacement: Adult"," Soft rubber"," 1.0m"," Nonin"," Reusable	Nonin SpO2 Sensor 8000SL"," Adult"," Soft rubber"," 1.0m"," Nonin"," Reusable	1	12				Ultrasound Foetal Transducer - comp w/ Bionet - Uterine Contractions		Ultrasound Foetal Transducer - comp w/ Bionet - UC	Bionet "
"6011519	SS-040-PF10		SS-040-PF10	https://www.medten.com/product/657	Replacement	Reusable	Nonin	SpO2 Sensors	Accessories	Nonin SpO2 Sensor 8000AP	Reusable Nonin SpO2 Sensor 8000AP	Replacement: Pediatric"," Finger clip"," 1.0m"," Nonin"," Reusable	Nonin SpO2 Sensor 8000AP"," Pediatric"," Finger clip"," 1.0m"," Nonin"," Reusable	1	12				Ultrasound Foetal Transducer - comp w/ Bionet - Uterine Contractions		Ultrasound Foetal Transducer - comp w/ Bionet - UC	Bionet "
"6011737	SS-040-PS10		SS-040-PS10	https://www.medten.com/product/658	Replacement	Reusable	Nonin	SpO2 Sensors	Accessories	Nonin SpO2 Sensor 8000SM	Reusable Nonin SpO2 Sensor 8000SM	Replacement: Pediatric"," Soft rubber"," 1.0m"," Nonin"," Reusable	Nonin SpO2 Sensor 8000SM"," Pediatric"," Soft rubber"," 1.0m"," Nonin"," Reusable	1	12				Ultrasound Foetal Transducer - comp w/ Bionet - Uterine Contractions		Ultrasound Foetal Transducer - comp w/ Bionet - UC	Bionet "
"6011951	SS-040-IS10		SS-040-IS10	https://www.medten.com/product/659	Replacement	Reusable	Nonin	SpO2 Sensors	Accessories	Nonin SpO2 Sensor 8000SS	Reusable Nonin SpO2 Sensor 8000SS	Replacement: Infant"," Soft rubber"," 1.0m"," Nonin"," Reusable	Nonin SpO2 Sensor 8000SS"," Infant"," Soft rubber"," 1.0m"," Nonin"," Reusable	1	12				Ultrasound Foetal Transducer - comp w/ Bionet - Uterine Contractions		Ultrasound Foetal Transducer - comp w/ Bionet - UC	Bionet "
"6012169	SS-040-NW10		SS-040-NW10	https://www.medten.com/product/661	Replacement	Reusable	Nonin	SpO2 Sensors	Accessories	Nonin SpO2 Sensor 8000J	Reusable Nonin SpO2 Sensor 8000J	Replacement: Neonate"," Wrap"," 1.0m"," Nonin"," Reusable	Nonin SpO2 Sensor 8000J"," Neonate"," Wrap"," 1.0m"," Nonin"," Reusable	1	12				Ultrasound Foetal Transducer - comp w/ Bionet - Uterine Contractions		Ultrasound Foetal Transducer - comp w/ Bionet - UC	Bionet "
"6012597	SS-040-MY10		SS-040-MY10	https://www.medten.com/product/662	Replacement	Reusable	Nonin	SpO2 Sensors	Accessories	Nonin SpO2 Sensor	Reusable Nonin SpO2 Sensor	Replacement: All Sizes"," Multi-Y"," 1.0m"," Nonin	Nonin SpO2 Sensor"," All Sizes"," Multi-Y"," 1.0m"," Nonin	1	12				Ultrasound Foetal Transducer - comp w/ Bionet - Uterine Contractions		Ultrasound Foetal Transducer - comp w/ Bionet - UC	Bionet "
"6011056	SS-032-AF10		SS-032-AF10	https://www.medten.com/product/669	Replacement	Reusable	Dixtal	SpO2 Sensors	Accessories	Dixtal SpO2 Sensor 8744-00	Reusable Dixtal SpO2 Sensor 8744-00	Replacement: Adult"," Finger clip"," 1.0m"," Reusable	Dixtal SpO2 Sensor 8744-00"," Adult"," Finger clip"," 1.0m"," Reusable	1	12				Ultrasound Foetal Transducer - comp w/ Bionet - Uterine Contractions		Ultrasound Foetal Transducer - comp w/ Bionet - UC	Bionet "
"6011291	SS-032-AS10		SS-032-AS10	https://www.medten.com/product/670	Replacement	Reusable	Dixtal	SpO2 Sensors	Accessories	Dixtal SpO2 Sensor	Reusable Dixtal SpO2 Sensor	Replacement: Adult"," Soft rubber"," 1.0m"," Reusable	Dixtal SpO2 Sensor"," Adult"," Soft rubber"," 1.0m"," Reusable	1	12				Ultrasound Foetal Transducer - comp w/ Bionet - Uterine Contractions		Ultrasound Foetal Transducer - comp w/ Bionet - UC	Bionet "
"6011509	SS-032-PF10		SS-032-PF10	https://www.medten.com/product/671	Replacement	Reusable	Dixtal	SpO2 Sensors	Accessories	Dixtal SpO2 Sensor	Reusable Dixtal SpO2 Sensor	Replacement: Pediatric"," Finger clip"," 1.0m"," Novametrix"," Reusable	Dixtal SpO2 Sensor"," Pediatric"," Finger clip"," 1.0m"," Novametrix"," Reusable	1	12				Ultrasound Foetal Transducer - comp w/ Bionet - Uterine Contractions		Ultrasound Foetal Transducer - comp w/ Bionet - UC	Bionet "
"6011727	SS-032-PS10		SS-032-PS10	https://www.medten.com/product/672	Replacement	Reusable	Dixtal	SpO2 Sensors	Accessories	Dixtal SpO2 Sensor	Reusable Dixtal SpO2 Sensor	Replacement: Pediatric"," Soft rubber"," 1.0m"," Novametrix"," Reusable	Dixtal SpO2 Sensor"," Pediatric"," Soft rubber"," 1.0m"," Novametrix"," Reusable	1	12				Ultrasound Foetal Transducer - comp w/ Bionet - Uterine Contractions		Ultrasound Foetal Transducer - comp w/ Bionet - UC	Bionet "
"6012159	SS-032-NW10		SS-032-NW10	https://www.medten.com/product/673	Replacement	Reusable	Dixtal	SpO2 Sensors	Accessories	Dixtal SpO2 Sensor	Reusable Dixtal SpO2 Sensor	Replacement: Neonate"," Wrap"," 1.0m"," Novametrix"," Reusable	Dixtal SpO2 Sensor"," Neonate"," Wrap"," 1.0m"," Novametrix"," Reusable	1	12				Ultrasound Foetal Transducer - comp w/ Bionet - Uterine Contractions		Ultrasound Foetal Transducer - comp w/ Bionet - UC	Bionet "
"6012587	SS-032-MY10		SS-032-MY10	https://www.medten.com/product/674	Replacement	Reusable	Dixtal	SpO2 Sensors	Accessories	Dixtal SpO2 Sensor 8793-00	Reusable Dixtal SpO2 Sensor 8793-00	Replacement: All Sizes"," Multi-Y"," 1.0m"," Novametrix"," Reusable	Dixtal SpO2 Sensor 8793-00"," All Sizes"," Multi-Y"," 1.0m"," Novametrix"," Reusable	1	12				Ultrasound Foetal Transducer - comp w/ Bionet - Uterine Contractions		Ultrasound Foetal Transducer - comp w/ Bionet - UC	Bionet "
"6011037	SS-024-AF20		SS-024-AF20	https://www.medten.com/product/675	Replacement	Reusable	Philips	SpO2 Sensors	Accessories	Philips SpO2 Sensor M1196S	Reusable Philips SpO2 Sensor M1196S	Replacement: Adult"," Finger clip"," 2.0m"," Nellcor-OxiSmart"," Reusable	Philips SpO2 Sensor M1196S"," Adult"," Finger clip"," 2.0m"," Nellcor-OxiSmart"," Reusable	1	12				Ultrasound Foetal Transducer - comp w/ Bionet - Uterine Contractions		Ultrasound Foetal Transducer - comp w/ Bionet - UC	Bionet "
"6011448	SS-024-AS10		SS-024-AS10	https://www.medten.com/product/676	Replacement	Reusable	Philips	SpO2 Sensors	Accessories	Philips SpO2 Sensor	Reusable Philips SpO2 Sensor	Replacement: Adult"," Soft Rubber"," 1.0m"," Nellcor - OxiSmart	Philips SpO2 Sensor"," Adult"," Soft Rubber"," 1.0m"," Nellcor - OxiSmart	1	12				Ultrasound Foetal Transducer - comp w/ Bionet - Uterine Contractions		Ultrasound Foetal Transducer - comp w/ Bionet - UC	Bionet "
"6011490	SS-024-PF20		SS-024-PF20	https://www.medten.com/product/677	Replacement	Reusable	Philips	SpO2 Sensors	Accessories	Philips SpO2 Sensor M1192A(hard shell)	Reusable Philips SpO2 Sensor M1192A(hard shell)	Replacement: Pediatric"," Finger clip"," 2.0m"," Nellcor-OxiSmart"," Reusable	Philips SpO2 Sensor M1192A(hard shell)"," Pediatric"," Finger clip"," 2.0m"," Nellcor-OxiSmart"," Reusable	1	12				Ultrasound Foetal Transducer - comp w/ Bionet - Uterine Contractions		Ultrasound Foetal Transducer - comp w/ Bionet - UC	Bionet "
"6012568	SS-024-MY20		SS-024-MY20	https://www.medten.com/product/678	Replacement	Reusable		SpO2 Sensors	Accessories	Philips SpO2 Sensor M1193A	Reusable Philips SpO2 Sensor M1193A	Replacement: All Sizes"," Multi-Y"," 2.0m"," Masimo	Philips SpO2 Sensor M1193A"," All Sizes"," Multi-Y"," 2.0m"," Masimo	1	12				Ultrasound Foetal Transducer - comp w/ Bionet - Uterine Contractions		Ultrasound Foetal Transducer - comp w/ Bionet - UC	Bionet "
"6011681	SS-005RB-PS10		SS-005RB-PS10	https://www.medten.com/product/679	Replacement	Reusable	Masimo	SpO2 Sensors	Accessories	Masimo SpO2 Sensor 1864	Reusable Masimo SpO2 Sensor 1864	Replacement: Pediatric"," Soft rubber"," 1.0m"," Masimo-LNCS"," Reusable	Masimo SpO2 Sensor 1864"," Pediatric"," Soft rubber"," 1.0m"," Masimo-LNCS"," Reusable	1	12				Ultrasound Foetal Transducer - comp w/ Bionet - Uterine Contractions		Ultrasound Foetal Transducer - comp w/ Bionet - UC	Bionet "
"6012113	SS-005RB-NW10		SS-005RB-NW10	https://www.medten.com/product/680	Replacement	Reusable	Masimo	SpO2 Sensors	Accessories	Masimo SpO2 Sensor	Reusable Masimo SpO2 Sensor	Replacement: Neonate"," Wrap"," 1.0m"," Masimo-LNCS	Masimo SpO2 Sensor"," Neonate"," Wrap"," 1.0m"," Masimo-LNCS	1	12				Ultrasound Foetal Transducer - comp w/ Bionet - Uterine Contractions		Ultrasound Foetal Transducer - comp w/ Bionet - UC	Bionet "
"6011265	SS-019-AS10		SS-019-AS10	https://www.medten.com/product/681	Replacement	Reusable	GE Healthcare	SpO2 Sensors	Accessories	GE Healthcare SpO2 Sensor OXY-F-UN(Soft Tip)	Reusable GE Healthcare SpO2 Sensor OXY-F-UN(Soft Tip)	Replacement: Adult"," Soft rubber"," 1.0m"," GE-Oxytip"," Reusable	GE Healthcare SpO2 Sensor OXY-F-UN(Soft Tip)"," Adult"," Soft rubber"," 1.0m"," GE-Oxytip"," Reusable	1	12				Ultrasound Foetal Transducer - comp w/ Bionet - Uterine Contractions		Ultrasound Foetal Transducer - comp w/ Bionet - UC	Bionet "
"6011483	SS-019-PF10		SS-019-PF10	https://www.medten.com/product/682	Replacement	Reusable	GE Healthcare	SpO2 Sensors	Accessories	GE Healthcare SpO2 Sensor	Reusable GE Healthcare SpO2 Sensor	Replacement: Pediatric"," Finger clip"," 1.0m"," GE-Oxytip"," Reusable	GE Healthcare SpO2 Sensor"," Pediatric"," Finger clip"," 1.0m"," GE-Oxytip"," Reusable	1	12				Ultrasound Foetal Transducer - comp w/ Bionet - Uterine Contractions		Ultrasound Foetal Transducer - comp w/ Bionet - UC	Bionet "
"6011701	SS-019-PS10		SS-019-PS10	https://www.medten.com/product/683	Replacement	Reusable	GE Healthcare	SpO2 Sensors	Accessories	GE Healthcare SpO2 Sensor	Reusable GE Healthcare SpO2 Sensor	Replacement: Pediatric"," Soft rubber"," 1.0m"," GE-Oxytip"," Reusable	GE Healthcare SpO2 Sensor"," Pediatric"," Soft rubber"," 1.0m"," GE-Oxytip"," Reusable	1	12				Ultrasound Foetal Transducer - comp w/ Bionet - Uterine Contractions		Ultrasound Foetal Transducer - comp w/ Bionet - UC	Bionet "
"6012561	SS-019-MY10		SS-019-MY10	https://www.medten.com/product/685	Replacement	Reusable	GE Healthcare	SpO2 Sensors	Accessories	GE Healthcare SpO2 Sensor	Reusable GE Healthcare SpO2 Sensor	Replacement: All Sizes"," Multi-Y"," 1.0m"," GE-Oxytip"," Reusable	GE Healthcare SpO2 Sensor"," All Sizes"," Multi-Y"," 1.0m"," GE-Oxytip"," Reusable	1	12				Ultrasound Foetal Transducer - comp w/ Bionet - Uterine Contractions		Ultrasound Foetal Transducer - comp w/ Bionet - UC	Bionet "
"6011224	SS-008RB-AF10		SS-008RB-AF10	https://www.medten.com/product/686	Replacement	Reusable	Masimo	SpO2 Sensors	Accessories	Masimo SpO2 Sensor 1396 (DCSC)	Reusable Masimo SpO2 Sensor 1396 (DCSC)	Replacement: Adult"," Finger clip"," 1.0m"," Masimo	Masimo SpO2 Sensor 1396 (DCSC)"," Adult"," Finger clip"," 1.0m"," Masimo	1	12				Ultrasound Foetal Transducer - comp w/ Bionet - Uterine Contractions		Ultrasound Foetal Transducer - comp w/ Bionet - UC	Bionet "
"6011177	SS-126-AF03		SS-126-AF03	https://www.medten.com/product/687	Replacement	Reusable	Konica	SpO2 Sensors	Accessories	Konica SpO2 Sensor SR-5C	Reusable Konica SpO2 Sensor SR-5C	Replacement: Adult"," Finger clip"," 0.3m"," Minolta"," Reusable	Konica SpO2 Sensor SR-5C"," Adult"," Finger clip"," 0.3m"," Minolta"," Reusable	1	12				Ultrasound Foetal Transducer - comp w/ Bionet - Uterine Contractions		Ultrasound Foetal Transducer - comp w/ Bionet - UC	Bionet "
"6011411	SS-126-AS03		SS-126-AS03	https://www.medten.com/product/688	Replacement	Reusable	Konica	SpO2 Sensors	Accessories	Konica SpO2 Sensor SR-5C	Reusable Konica SpO2 Sensor SR-5C	Replacement: Adult"," Soft rubber"," 0.3m"," Minolta"," Reusable	Konica SpO2 Sensor SR-5C"," Adult"," Soft rubber"," 0.3m"," Minolta"," Reusable	1	12				Ultrasound Foetal Transducer - comp w/ Bionet - Uterine Contractions		Ultrasound Foetal Transducer - comp w/ Bionet - UC	Bionet "
"6011630	SS-126-PF03		SS-126-PF03	https://www.medten.com/product/689	Replacement	Reusable	Konica	SpO2 Sensors	Accessories	Konica SpO2 Sensor	Reusable Konica SpO2 Sensor	Replacement: Pediatric"," Finger clip"," 0.3m"," Minolta"," Reusable	Konica SpO2 Sensor"," Pediatric"," Finger clip"," 0.3m"," Minolta"," Reusable	1	12				Ultrasound Foetal Transducer - comp w/ Bionet - Uterine Contractions		Ultrasound Foetal Transducer - comp w/ Bionet - UC	Bionet "
"6011848	SS-126-PS03		SS-126-PS03	https://www.medten.com/product/690	Replacement	Reusable	Konica	SpO2 Sensors	Accessories	Konica SpO2 Sensor	Reusable Konica SpO2 Sensor	Replacement: Adult"," Soft rubber"," 0.3m"," Minolta"," Reusable	Konica SpO2 Sensor"," Adult"," Soft rubber"," 0.3m"," Minolta"," Reusable	1	12				Ultrasound Foetal Transducer - comp w/ Bionet - Uterine Contractions		Ultrasound Foetal Transducer - comp w/ Bionet - UC	Bionet "
"6010007	SSD-013-W09A		SSD-013-W09A	https://www.medten.com/product/693	Replacement	Disposable	Datex Ohmeda	SpO2 Sensors	Accessories	Datex Ohmeda SpO2 Sensor SAS-AF	Disposable Datex Ohmeda SpO2 Sensor SAS-AF	Replacement: Adult"," Non-woven adhesive "," 0.9m"," Datex"," Disposable (Box of 24)	Datex Ohmeda SpO2 Sensor SAS-AF"," Adult"," Non-woven adhesive "," 0.9m"," Datex"," Disposable (Box of 24)	24	0				Ultrasound Foetal Transducer - comp w/ Bionet - Uterine Contractions		Ultrasound Foetal Transducer - comp w/ Bionet - UC	Bionet "
"6010031	SSD-013-W09P		SSD-013-W09P	https://www.medten.com/product/694	Replacement	Disposable	Datex Ohmeda	SpO2 Sensors	Accessories	Datex Ohmeda SpO2 Sensor SAS-AP	Disposable Datex Ohmeda SpO2 Sensor SAS-AP	Replacement: Non-woven adhesive "," 0.9m"," Datex"," Disposable (Box of 24)	Datex Ohmeda SpO2 Sensor SAS-AP"," Non-woven adhesive "," 0.9m"," Datex"," Disposable (Box of 24)	24	0				Ultrasound Foetal Transducer - comp w/ Bionet - Uterine Contractions		Ultrasound Foetal Transducer - comp w/ Bionet - UC	Bionet "
"6010054	SSD-013-W09I		SSD-013-W09I	https://www.medten.com/product/695	Replacement	Disposable	Datex Ohmeda	SpO2 Sensors	Accessories	Datex Ohmeda SpO2 Sensor SAS-AP	Disposable Datex Ohmeda SpO2 Sensor SAS-AP	Replacement: Infant"," Non-woven adhesive "," 0.9m"," Datex"," Disposable (Box of 24)	Datex Ohmeda SpO2 Sensor SAS-AP"," Infant"," Non-woven adhesive "," 0.9m"," Datex"," Disposable (Box of 24)	24	0				Ultrasound Foetal Transducer - comp w/ Bionet - Uterine Contractions		Ultrasound Foetal Transducer - comp w/ Bionet - UC	Bionet "
"6010077	SSD-013-W09AN		SSD-013-W09AN	https://www.medten.com/product/696	Replacement	Disposable	Datex Ohmeda	SpO2 Sensors	Accessories	Datex Ohmeda SpO2 Sensor SAS-AF	Disposable Datex Ohmeda SpO2 Sensor SAS-AF	Replacement: Adult/Neonate"," Non-woven adhesive "," 0.9m"," Datex"," Disposable (Box of 24)	Datex Ohmeda SpO2 Sensor SAS-AF"," Adult/Neonate"," Non-woven adhesive "," 0.9m"," Datex"," Disposable (Box of 24)	24	0				Ultrasound Foetal Transducer - comp w/ Bionet - Uterine Contractions		Ultrasound Foetal Transducer - comp w/ Bionet - UC	Bionet "
"6010016	SSD-040-W09A		SSD-040-W09A	https://www.medten.com/product/697	Replacement	Disposable	Nonin	SpO2 Sensors	Accessories	Nonin SpO2 Sensor 6000CA/7000A	Disposable Nonin SpO2 Sensor 6000CA/7000A	Replacement: Adult"," Non-woven adhesive "," 0.9m"," Disposable (Box of 24)	Nonin SpO2 Sensor 6000CA/7000A"," Adult"," Non-woven adhesive "," 0.9m"," Disposable (Box of 24)	24	0				Ultrasound Foetal Transducer - comp w/ Bionet - Uterine Contractions		Ultrasound Foetal Transducer - comp w/ Bionet - UC	Bionet "
"6010040	SSD-040-W09P		SSD-040-W09P	https://www.medten.com/product/698	Replacement	Disposable	Nonin	SpO2 Sensors	Accessories	Nonin SpO2 Sensor 6000CP/7000P	Disposable Nonin SpO2 Sensor 6000CP/7000P	Replacement: Pediatric"," Non-woven adhesive "," 0.9m"," Nonin"," Disposable (Box of 24)	Nonin SpO2 Sensor 6000CP/7000P"," Pediatric"," Non-woven adhesive "," 0.9m"," Nonin"," Disposable (Box of 24)	24	0				Ultrasound Foetal Transducer - comp w/ Bionet - Uterine Contractions		Ultrasound Foetal Transducer - comp w/ Bionet - UC	Bionet "
"6010063	SSD-040-W09I		SSD-040-W09I	https://www.medten.com/product/699	Replacement	Disposable	Nonin	SpO2 Sensors	Accessories	Nonin SpO2 Sensor 6000CI/7000I	Disposable Nonin SpO2 Sensor 6000CI/7000I	Replacement: Infant"," Non-woven adhesive "," 0.9m"," Nonin"," Disposable (Box of 24)	Nonin SpO2 Sensor 6000CI/7000I"," Infant"," Non-woven adhesive "," 0.9m"," Nonin"," Disposable (Box of 24)	24	0				Ultrasound Foetal Transducer - comp w/ Bionet - Uterine Contractions		Ultrasound Foetal Transducer - comp w/ Bionet - UC	Bionet "
"6010086	SSD-040-W09AN		SSD-040-W09AN	https://www.medten.com/product/700	Replacement	Disposable	Nonin	SpO2 Sensors	Accessories	Nonin SpO2 Sensor 6000CN/7000N	Disposable Nonin SpO2 Sensor 6000CN/7000N	Replacement: Adult/Neonate"," Non-woven adhesive "," 0.9m"," Nonin"," Disposable (Box of 24)	Nonin SpO2 Sensor 6000CN/7000N"," Adult/Neonate"," Non-woven adhesive "," 0.9m"," Nonin"," Disposable (Box of 24)	24	0				Ultrasound Foetal Transducer - comp w/ Bionet - Uterine Contractions		Ultrasound Foetal Transducer - comp w/ Bionet - UC	Bionet "
"6010018	SSD-058-W09A		SSD-058-W09A	https://www.medten.com/product/701	Replacement	Disposable	Datascope	SpO2 Sensors	Accessories	Datascope SpO2 Sensor 0998-00-0076-05	Disposable Datascope SpO2 Sensor 0998-00-0076-05	Replacement: Adult"," Non-woven adhesive "," 0.9m"," Datascope"," Disposable (Box of 24)	Datascope SpO2 Sensor 0998-00-0076-05"," Adult"," Non-woven adhesive "," 0.9m"," Datascope"," Disposable (Box of 24)	24	0				Ultrasound Foetal Transducer - comp w/ Bionet - Uterine Contractions		Ultrasound Foetal Transducer - comp w/ Bionet - UC	Bionet "
"6010042	SSD-058-W09P		SSD-058-W09P	https://www.medten.com/product/702	Replacement	Disposable	Datascope	SpO2 Sensors	Accessories	Datascope SpO2 Sensor 0998-00-0076-04	Disposable Datascope SpO2 Sensor 0998-00-0076-04	Replacement: Pediatric"," Non-woven adhesive "," 0.9m"," Datascope"," Disposable (Box of 24)	Datascope SpO2 Sensor 0998-00-0076-04"," Pediatric"," Non-woven adhesive "," 0.9m"," Datascope"," Disposable (Box of 24)	24	0				Ultrasound Foetal Transducer - comp w/ Bionet - Uterine Contractions		Ultrasound Foetal Transducer - comp w/ Bionet - UC	Bionet "
"6010065	SSD-058-W09I		SSD-058-W09I	https://www.medten.com/product/703	Replacement	Disposable	Datascope	SpO2 Sensors	Accessories	Datascope SpO2 Sensor 0998-00-0074-03	Disposable Datascope SpO2 Sensor 0998-00-0074-03	Replacement: Infant"," Non-woven adhesive "," 0.9m"," Datascope"," Disposable (Box of 24)	Datascope SpO2 Sensor 0998-00-0074-03"," Infant"," Non-woven adhesive "," 0.9m"," Datascope"," Disposable (Box of 24)	24	0				Ultrasound Foetal Transducer - comp w/ Bionet - Uterine Contractions		Ultrasound Foetal Transducer - comp w/ Bionet - UC	Bionet "
"6010088	SSD-058-W09AN		SSD-058-W09AN	https://www.medten.com/product/704	Replacement	Disposable	Datascope	SpO2 Sensors	Accessories	Datascope SpO2 Sensor 0998-00-0074-04	Disposable Datascope SpO2 Sensor 0998-00-0074-04	Replacement: Adult/Neonate"," Non-woven adhesive "," 0.9m"," Datascope"," Disposable (Box of 24)	Datascope SpO2 Sensor 0998-00-0074-04"," Adult/Neonate"," Non-woven adhesive "," 0.9m"," Datascope"," Disposable (Box of 24)	24	0				Ultrasound Foetal Transducer - comp w/ Bionet - Uterine Contractions		Ultrasound Foetal Transducer - comp w/ Bionet - UC	Bionet "
"6010011	SSD-030-W09A		SSD-030-W09A	https://www.medten.com/product/705	Replacement	Disposable	Novametrix	SpO2 Sensors	Accessories	Novametrix SpO2 Sensor AS110	Disposable Novametrix SpO2 Sensor AS110	Replacement: Adult"," Non-woven adhesive "," 0.9m"," Novametrix"," Disposable (Box of 24)	Novametrix SpO2 Sensor AS110"," Adult"," Non-woven adhesive "," 0.9m"," Novametrix"," Disposable (Box of 24)	24	0				Ultrasound Foetal Transducer - comp w/ Bionet - Uterine Contractions		Ultrasound Foetal Transducer - comp w/ Bionet - UC	Bionet "
"6010035	SSD-030-W09P		SSD-030-W09P	https://www.medten.com/product/706	Replacement	Disposable	Novametrix	SpO2 Sensors	Accessories	Novametrix SpO2 Sensor AS120(Pediatric)	Disposable Novametrix SpO2 Sensor AS120(Pediatric)	Replacement: Pediatric"," Non-woven adhesive "," 0.9m"," Novametrix"," Disposable (Box of 24)	Novametrix SpO2 Sensor AS120(Pediatric)"," Pediatric"," Non-woven adhesive "," 0.9m"," Novametrix"," Disposable (Box of 24)	24	0				Ultrasound Foetal Transducer - comp w/ Bionet - Uterine Contractions		Ultrasound Foetal Transducer - comp w/ Bionet - UC	Bionet "
"6010058	SSD-030-W09I		SSD-030-W09I	https://www.medten.com/product/707	Replacement	Disposable	Novametrix	SpO2 Sensors	Accessories	Novametrix SpO2 Sensor AS120(Infant)	Disposable Novametrix SpO2 Sensor AS120(Infant)	Replacement: Infant"," Non-woven adhesive "," 0.9m"," Novametrix"," Disposable (Box of 24)	Novametrix SpO2 Sensor AS120(Infant)"," Infant"," Non-woven adhesive "," 0.9m"," Novametrix"," Disposable (Box of 24)	24	0				Ultrasound Foetal Transducer - comp w/ Bionet - Uterine Contractions		Ultrasound Foetal Transducer - comp w/ Bionet - UC	Bionet "
"6010081	SSD-030-W09AN		SSD-030-W09AN	https://www.medten.com/product/708	Replacement	Disposable	Novametrix	SpO2 Sensors	Accessories	Novametrix SpO2 Sensor AS140	Disposable Novametrix SpO2 Sensor AS140	Replacement: Adult/Neonate"," Non-woven adhesive"," 0.9m"," Novametrix"," Disposable (Box of 24)	Novametrix SpO2 Sensor AS140"," Adult/Neonate"," Non-woven adhesive"," 0.9m"," Novametrix"," Disposable (Box of 24)	24	0				Ultrasound Foetal Transducer - comp w/ Bionet - Uterine Contractions		Ultrasound Foetal Transducer - comp w/ Bionet - UC	Bionet "
"6010021	SSD-079-W09A		SSD-079-W09A	https://www.medten.com/product/709	Replacement	Disposable	MEK	SpO2 Sensors	Accessories	MEK SpO2 Sensor	Disposable MEK SpO2 Sensor	Replacement: Adult"," Non-woven adhesive "," 0.9m"," Disposable (Box of 24)	MEK SpO2 Sensor"," Adult"," Non-woven adhesive "," 0.9m"," Disposable (Box of 24)	24	0				Ultrasound Foetal Transducer - comp w/ Bionet - Uterine Contractions		Ultrasound Foetal Transducer - comp w/ Bionet - UC	Bionet "
"6010045	SSD-079-W09P		SSD-079-W09P	https://www.medten.com/product/710	Replacement	Disposable	MEK	SpO2 Sensors	Accessories	MEK SpO2 Sensor	Disposable MEK SpO2 Sensor	Replacement: Pediatric"," Non-woven adhesive "," 0.9m"," Disposable (Box of 24)	MEK SpO2 Sensor"," Pediatric"," Non-woven adhesive "," 0.9m"," Disposable (Box of 24)	24	0				Ultrasound Foetal Transducer - comp w/ Bionet - Uterine Contractions		Ultrasound Foetal Transducer - comp w/ Bionet - UC	Bionet "
"6010068	SSD-079-W09I		SSD-079-W09I	https://www.medten.com/product/711	Replacement	Disposable	MEK	SpO2 Sensors	Accessories	MEK SpO2 Sensor	Disposable MEK SpO2 Sensor	Replacement: Infant"," Non-woven adhesive "," 0.9m"," Reusable (Box of 24)	MEK SpO2 Sensor"," Infant"," Non-woven adhesive "," 0.9m"," Reusable (Box of 24)	24	0				Ultrasound Foetal Transducer - comp w/ Bionet - Uterine Contractions		Ultrasound Foetal Transducer - comp w/ Bionet - UC	Bionet "
"6010091	SSD-079-W09AN		SSD-079-W09AN	https://www.medten.com/product/712	Replacement	Disposable	MEK	SpO2 Sensors	Accessories	MEK SpO2 Sensor	Disposable MEK SpO2 Sensor	Replacement: Adult/Neonate"," Non-woven adhesive "," 0.9m"," Disposable (Box of 24)	MEK SpO2 Sensor"," Adult/Neonate"," Non-woven adhesive "," 0.9m"," Disposable (Box of 24)	24	0				Ultrasound Foetal Transducer - comp w/ Bionet - Uterine Contractions		Ultrasound Foetal Transducer - comp w/ Bionet - UC	Bionet "
"6010079	SSD-019-W09AN		SSD-019-W09AN	https://www.medten.com/product/713	Replacement	Disposable	GE Healthcare	SpO2 Sensors	Accessories	GE Healthcare SpO2 Sensor OXY-AF-10	Disposable GE Healthcare SpO2 Sensor OXY-AF-10	Replacement: Adult/Neonate"," Non-woven adhesive "," 0.9m"," GE-Oxytip"," Disposable (Box of 24)	GE Healthcare SpO2 Sensor OXY-AF-10"," Adult/Neonate"," Non-woven adhesive "," 0.9m"," GE-Oxytip"," Disposable (Box of 24)	24	0				Ultrasound Foetal Transducer - comp w/ Bionet - Uterine Contractions		Ultrasound Foetal Transducer - comp w/ Bionet - UC	Bionet "
"6011055	SS-031-AF10		SS-031-AF10	https://www.medten.com/product/714	Replacement	Reusable	Dixtal	SpO2 Sensors	Accessories	Dixtal SpO2 Sensor 9168-00	Reusable Dixtal SpO2 Sensor 9168-00	Replacement: Adult"," Finger clip"," 1.0m"," Novametrix"," Reusable	Dixtal SpO2 Sensor 9168-00"," Adult"," Finger clip"," 1.0m"," Novametrix"," Reusable	1	12				Ultrasound Foetal Transducer - comp w/ Bionet - Uterine Contractions		Ultrasound Foetal Transducer - comp w/ Bionet - UC	Bionet "
"6011290	SS-031-AS10		SS-031-AS10	https://www.medten.com/product/715	Replacement	Reusable	Dixtal	SpO2 Sensors	Accessories	Dixtal SpO2 Sensor 9168-00(Soft Tip)	Reusable Dixtal SpO2 Sensor 9168-00(Soft Tip)	Replacement: Adult"," Soft rubber"," 1.0m"," Novametrix"," Reusable	Dixtal SpO2 Sensor 9168-00(Soft Tip)"," Adult"," Soft rubber"," 1.0m"," Novametrix"," Reusable	1	12				Ultrasound Foetal Transducer - comp w/ Bionet - Uterine Contractions		Ultrasound Foetal Transducer - comp w/ Bionet - UC	Bionet "
"6011508	SS-031-PF10		SS-031-PF10	https://www.medten.com/product/716	Replacement	Reusable	Dixtal	SpO2 Sensors	Accessories	Dixtal SpO2 Sensor	Reusable Dixtal SpO2 Sensor	Replacement: Pediatric"," Finger clip"," 1.0m"," Novametrix"," Reusable	Dixtal SpO2 Sensor"," Pediatric"," Finger clip"," 1.0m"," Novametrix"," Reusable	1	12				Ultrasound Foetal Transducer - comp w/ Bionet - Uterine Contractions		Ultrasound Foetal Transducer - comp w/ Bionet - UC	Bionet "
"6011726	SS-031-PS10		SS-031-PS10	https://www.medten.com/product/717	Replacement	Reusable	Dixtal	SpO2 Sensors	Accessories	Dixtal SpO2 Sensor	Reusable Dixtal SpO2 Sensor	Replacement: Pediatric"," Soft rubber"," 1.0m"," Novametrix"," Reusable	Dixtal SpO2 Sensor"," Pediatric"," Soft rubber"," 1.0m"," Novametrix"," Reusable	1	12				Ultrasound Foetal Transducer - comp w/ Bionet - Uterine Contractions		Ultrasound Foetal Transducer - comp w/ Bionet - UC	Bionet "
"6012158	SS-031-NW10		SS-031-NW10	https://www.medten.com/product/718	Replacement	Reusable	Dixtal	SpO2 Sensors	Accessories	Dixtal SpO2 Sensor	Reusable Dixtal SpO2 Sensor	Replacement: Neonate"," Wrap"," 1.0m"," Novametrix"," Reusable	Dixtal SpO2 Sensor"," Neonate"," Wrap"," 1.0m"," Novametrix"," Reusable	1	12				Ultrasound Foetal Transducer - comp w/ Bionet - Uterine Contractions		Ultrasound Foetal Transducer - comp w/ Bionet - UC	Bionet "
"6012586	SS-031-MY10		SS-031-MY10	https://www.medten.com/product/719	Replacement	Reusable	Dixtal	SpO2 Sensors	Accessories	Dixtal SpO2 Sensor	Reusable Dixtal SpO2 Sensor	Replacement: All Sizes"," Multi-Y"," 1.0m"," Novametrix"," Reusable	Dixtal SpO2 Sensor"," All Sizes"," Multi-Y"," 1.0m"," Novametrix"," Reusable	1	12				Ultrasound Foetal Transducer - comp w/ Bionet - Uterine Contractions		Ultrasound Foetal Transducer - comp w/ Bionet - UC	Bionet "
"6011069	SS-042-AF03		SS-042-AF03	https://www.medten.com/product/720	Replacement	Reusable	Nonin	SpO2 Sensors	Accessories	Nonin SpO2 Sensor 8000AA-WO	Reusable Nonin SpO2 Sensor 8000AA-WO	Replacement: Adult"," Finger clip"," 0.3m"," Nonin"," Reusable	Nonin SpO2 Sensor 8000AA-WO"," Adult"," Finger clip"," 0.3m"," Nonin"," Reusable	1	12				Ultrasound Foetal Transducer - comp w/ Bionet - Uterine Contractions		Ultrasound Foetal Transducer - comp w/ Bionet - UC	Bionet "
"	SS-042-AS03		SS-042-AS03	https://www.medten.com/product/721	Replacement	Reusable	Nonin	SpO2 Sensors	Accessories	Nonin SpO2 Sensor 8000J-WO	Reusable Nonin SpO2 Sensor 8000J-WO	Replacement: Adult"," Soft rubber"," 0.3m"," Nonin"," Reusable	Nonin SpO2 Sensor 8000J-WO"," Adult"," Soft rubber"," 0.3m"," Nonin"," Reusable	1	12				Ultrasound Foetal Transducer - comp w/ Bionet - Uterine Contractions		Ultrasound Foetal Transducer - comp w/ Bionet - UC	Bionet "
"6011061	SS-036-AF30		SS-036-AF30	https://www.medten.com/product/722	Replacement	Reusable	BCI	SpO2 Sensors	Accessories	BCI/Smiths SpO2 Sensor	Reusable BCI/Smiths SpO2 Sensor	Replacement: Adult"," Finger clip"," 3.0m"," BCI	BCI/Smiths SpO2 Sensor"," Adult"," Finger clip"," 3.0m"," BCI	1	12				Ultrasound Foetal Transducer - comp w/ Bionet - Uterine Contractions		Ultrasound Foetal Transducer - comp w/ Bionet - UC	Bionet "
"6011296	SS-036-AS30		SS-036-AS30	https://www.medten.com/product/723	Replacement	Reusable	BCI	SpO2 Sensors	Accessories	BCI SpO2 Sensor	Reusable BCI SpO2 Sensor	Replacement: Adult"," Soft rubber"," 3.0m"," BCI"," Reusable	BCI SpO2 Sensor"," Adult"," Soft rubber"," 3.0m"," BCI"," Reusable	1	12				Ultrasound Foetal Transducer - comp w/ Bionet - Uterine Contractions		Ultrasound Foetal Transducer - comp w/ Bionet - UC	Bionet "
"6011514	SS-036-PF30		SS-036-PF30	https://www.medten.com/product/724	Replacement	Reusable	BCI	SpO2 Sensors	Accessories	BCI SpO2 Sensor	Reusable BCI SpO2 Sensor	Replacement: Pediatric"," Finger clip"," 3.0m"," BCI"," Reusable	BCI SpO2 Sensor"," Pediatric"," Finger clip"," 3.0m"," BCI"," Reusable	1	12				Ultrasound Foetal Transducer - comp w/ Bionet - Uterine Contractions		Ultrasound Foetal Transducer - comp w/ Bionet - UC	Bionet "
"6011732	SS-036-PS30		SS-036-PS30	https://www.medten.com/product/725	Replacement	Reusable	BCI	SpO2 Sensors	Accessories	BCI SpO2 Sensor	Reusable BCI SpO2 Sensor	Replacement: Pediatric"," Soft rubber"," 3.0m"," BCI"," Reusable	BCI SpO2 Sensor"," Pediatric"," Soft rubber"," 3.0m"," BCI"," Reusable	1	12				Ultrasound Foetal Transducer - comp w/ Bionet - Uterine Contractions		Ultrasound Foetal Transducer - comp w/ Bionet - UC	Bionet "
"6012164	SS-036-NW30		SS-036-NW30	https://www.medten.com/product/726	Replacement	Reusable	BCI	SpO2 Sensors	Accessories	BCI SpO2 Sensor	Reusable BCI SpO2 Sensor	Replacement: Neonate"," Wrap"," 3.0m"," BCI"," Reusable	BCI SpO2 Sensor"," Neonate"," Wrap"," 3.0m"," BCI"," Reusable	1	12				Ultrasound Foetal Transducer - comp w/ Bionet - Uterine Contractions		Ultrasound Foetal Transducer - comp w/ Bionet - UC	Bionet "
"6012592	SS-036-MY30		SS-036-MY30	https://www.medten.com/product/727	Replacement	Reusable	BCI	SpO2 Sensors	Accessories	BCI SpO2 Sensor	Reusable BCI SpO2 Sensor	Replacement: All Sizes"," Multi-Y"," 3.0m"," BCI"," Reusable	BCI SpO2 Sensor"," All Sizes"," Multi-Y"," 3.0m"," BCI"," Reusable	1	12				Ultrasound Foetal Transducer - comp w/ Bionet - Uterine Contractions		Ultrasound Foetal Transducer - comp w/ Bionet - UC	Bionet "
"6011062	SS-037-AF30		SS-037-AF30	https://www.medten.com/product/728	Replacement	Reusable	BCI	SpO2 Sensors	Accessories	BCI SpO2 Sensor	Reusable BCI SpO2 Sensor	Replacement: Adult"," Finger clip"," 3.0m"," BCI"," Reusable	BCI SpO2 Sensor"," Adult"," Finger clip"," 3.0m"," BCI"," Reusable	1	12				Ultrasound Foetal Transducer - comp w/ Bionet - Uterine Contractions		Ultrasound Foetal Transducer - comp w/ Bionet - UC	Bionet "
"6011297	SS-037-AS30		SS-037-AS30	https://www.medten.com/product/729	Replacement	Reusable	BCI	SpO2 Sensors	Accessories	BCI SpO2 Sensor	Reusable BCI SpO2 Sensor	Replacement: Adult"," Soft rubber"," 3.0m"," BCI"," Reusable	BCI SpO2 Sensor"," Adult"," Soft rubber"," 3.0m"," BCI"," Reusable	1	12				Ultrasound Foetal Transducer - comp w/ Bionet - Uterine Contractions		Ultrasound Foetal Transducer - comp w/ Bionet - UC	Bionet "
"6011515	SS-037-PF30		SS-037-PF30	https://www.medten.com/product/730	Replacement	Reusable	BCI	SpO2 Sensors	Accessories	BCI SpO2 Sensor	Reusable BCI SpO2 Sensor	Replacement: Pediatric"," Finger clip"," 3.0m"," BCI"," Reusable	BCI SpO2 Sensor"," Pediatric"," Finger clip"," 3.0m"," BCI"," Reusable	1	12				Ultrasound Foetal Transducer - comp w/ Bionet - Uterine Contractions		Ultrasound Foetal Transducer - comp w/ Bionet - UC	Bionet "
"6011733	SS-037-PS30		SS-037-PS30	https://www.medten.com/product/731	Replacement	Reusable	BCI	SpO2 Sensors	Accessories	BCI SpO2 Sensor	Reusable BCI SpO2 Sensor	Replacement: Pediatric"," Soft rubber"," 3.0m"," BCI"," Reusable	BCI SpO2 Sensor"," Pediatric"," Soft rubber"," 3.0m"," BCI"," Reusable	1	12				Ultrasound Foetal Transducer - comp w/ Bionet - Uterine Contractions		Ultrasound Foetal Transducer - comp w/ Bionet - UC	Bionet "
"6012165	SS-037-NW30		SS-037-NW30	https://www.medten.com/product/732	Replacement	Reusable	BCI	SpO2 Sensors	Accessories	BCI SpO2 Sensor	Reusable BCI SpO2 Sensor	Replacement: Neonate"," Wrap"," 3.0m"," BCI"," Reusable	BCI SpO2 Sensor"," Neonate"," Wrap"," 3.0m"," BCI"," Reusable	1	12				Ultrasound Foetal Transducer - comp w/ Bionet - Uterine Contractions		Ultrasound Foetal Transducer - comp w/ Bionet - UC	Bionet "
"6012593	SS-037-MY30		SS-037-MY30	https://www.medten.com/product/733	Replacement	Reusable	BCI	SpO2 Sensors	Accessories	BCI SpO2 Sensor	Reusable BCI SpO2 Sensor	Replacement: All Sizes"," Multi-Y"," 3.0m"," BCI"," Reusable	BCI SpO2 Sensor"," All Sizes"," Multi-Y"," 3.0m"," BCI"," Reusable	1	12				Ultrasound Foetal Transducer - comp w/ Bionet - Uterine Contractions		Ultrasound Foetal Transducer - comp w/ Bionet - UC	Bionet "
"6011106	SS-066-AF30		SS-066-AF30	https://www.medten.com/product/734	Replacement	Reusable	Biolight	SpO2 Sensors	Accessories	Biolight SpO2 Sensor 15-1400-0010	Reusable Biolight SpO2 Sensor 15-1400-0010	Replacement: Adult"," Finger clip"," 3.0m"," Nellcor"," Reusable	Biolight SpO2 Sensor 15-1400-0010"," Adult"," Finger clip"," 3.0m"," Nellcor"," Reusable	1	12				Ultrasound Foetal Transducer - comp w/ Bionet - Uterine Contractions		Ultrasound Foetal Transducer - comp w/ Bionet - UC	Bionet "
"6011340	SS-066-AS30		SS-066-AS30	https://www.medten.com/product/735	Replacement	Reusable	Biolight	SpO2 Sensors	Accessories	Biolight SpO2 Sensor	Reusable Biolight SpO2 Sensor	Replacement: Adult"," Soft rubber"," 3.0m"," Nellcor"," Reusable	Biolight SpO2 Sensor"," Adult"," Soft rubber"," 3.0m"," Nellcor"," Reusable	1	12				Ultrasound Foetal Transducer - comp w/ Bionet - Uterine Contractions		Ultrasound Foetal Transducer - comp w/ Bionet - UC	Bionet "
"6011559	SS-066-PF30		SS-066-PF30	https://www.medten.com/product/736	Replacement	Reusable	Biolight	SpO2 Sensors	Accessories	Biolight SpO2 Sensor	Reusable Biolight SpO2 Sensor	Replacement: Pediatric"," Finger clip"," 3.0m"," Reusable	Biolight SpO2 Sensor"," Pediatric"," Finger clip"," 3.0m"," Reusable	1	12				Ultrasound Foetal Transducer - comp w/ Bionet - Uterine Contractions		Ultrasound Foetal Transducer - comp w/ Bionet - UC	Bionet "
"6011777	SS-066-PS30		SS-066-PS30	https://www.medten.com/product/737	Replacement	Reusable	Biolight	SpO2 Sensors	Accessories	Biolight SpO2 Sensor	Reusable Biolight SpO2 Sensor	Replacement: Pediatric"," Soft rubber"," 3.0m"," Reusable	Biolight SpO2 Sensor"," Pediatric"," Soft rubber"," 3.0m"," Reusable	1	12				Ultrasound Foetal Transducer - comp w/ Bionet - Uterine Contractions		Ultrasound Foetal Transducer - comp w/ Bionet - UC	Bionet "
"6012209	SS-066-NW30		SS-066-NW30	https://www.medten.com/product/738	Replacement	Reusable	Biolight	SpO2 Sensors	Accessories	Biolight SpO2 Sensor	Reusable Biolight SpO2 Sensor	Replacement: Neonate"," Wrap"," 3.0m"," Reusable	Biolight SpO2 Sensor"," Neonate"," Wrap"," 3.0m"," Reusable	1	12				Ultrasound Foetal Transducer - comp w/ Bionet - Uterine Contractions		Ultrasound Foetal Transducer - comp w/ Bionet - UC	Bionet "
"6012637	SS-066-MY30		SS-066-MY30	https://www.medten.com/product/739	Replacement	Reusable	Biolight	SpO2 Sensors	Accessories	Biolight SpO2 Sensor	Reusable Biolight SpO2 Sensor	Replacement: All Sizes"," Multi-Y"," 3.0m"," Reusable	Biolight SpO2 Sensor"," All Sizes"," Multi-Y"," 3.0m"," Reusable	1	12				Ultrasound Foetal Transducer - comp w/ Bionet - Uterine Contractions		Ultrasound Foetal Transducer - comp w/ Bionet - UC	Bionet "
"6011127	SS-084-AF30		SS-084-AF30	https://www.medten.com/product/740	Replacement	Reusable	Bionet	SpO2 Sensors	Accessories	Bionet SpO2 Sensor	Reusable Bionet SpO2 Sensor	Replacement: Adult"," Finger clip"," 3.0m"," Nellcor"," Reusable	Bionet SpO2 Sensor"," Adult"," Finger clip"," 3.0m"," Nellcor"," Reusable	1	12				Ultrasound Foetal Transducer - comp w/ Bionet - Uterine Contractions		Ultrasound Foetal Transducer - comp w/ Bionet - UC	Bionet "
"6011361	SS-084-AS30		SS-084-AS30	https://www.medten.com/product/741	Replacement	Reusable	Bionet	SpO2 Sensors	Accessories	Bionet SpO2 Sensor	Reusable Bionet SpO2 Sensor	Replacement: Adult"," Soft rubber"," 3.0m"," Nellcor"," Reusable	Bionet SpO2 Sensor"," Adult"," Soft rubber"," 3.0m"," Nellcor"," Reusable	1	12				Ultrasound Foetal Transducer - comp w/ Bionet - Uterine Contractions		Ultrasound Foetal Transducer - comp w/ Bionet - UC	Bionet "
"6011580	SS-084-PF30		SS-084-PF30	https://www.medten.com/product/742	Replacement	Reusable	Bionet	SpO2 Sensors	Accessories	Bionet SpO2 Sensor	Reusable Bionet SpO2 Sensor	Replacement: Pediatric"," Finger clip"," 3.0m"," Reusable	Bionet SpO2 Sensor"," Pediatric"," Finger clip"," 3.0m"," Reusable	1	12				Ultrasound Foetal Transducer - comp w/ Bionet - Uterine Contractions		Ultrasound Foetal Transducer - comp w/ Bionet - UC	Bionet "
"6011798	SS-084-PS30		SS-084-PS30	https://www.medten.com/product/743	Replacement	Reusable	Bionet	SpO2 Sensors	Accessories	Bionet SpO2 Sensor	Reusable Bionet SpO2 Sensor	Replacement: Pediatric"," Soft rubber"," 3.0m"," Reusable	Bionet SpO2 Sensor"," Pediatric"," Soft rubber"," 3.0m"," Reusable	1	12				Ultrasound Foetal Transducer - comp w/ Bionet - Uterine Contractions		Ultrasound Foetal Transducer - comp w/ Bionet - UC	Bionet "
"6012230	SS-084-NW30		SS-084-NW30	https://www.medten.com/product/744	Replacement	Reusable	Bionet	SpO2 Sensors	Accessories	Bionet SpO2 Sensor	Reusable Bionet SpO2 Sensor	Replacement: Neonate"," Wrap"," 3.0m"," Reusable	Bionet SpO2 Sensor"," Neonate"," Wrap"," 3.0m"," Reusable	1	12				Ultrasound Foetal Transducer - comp w/ Bionet - Uterine Contractions		Ultrasound Foetal Transducer - comp w/ Bionet - UC	Bionet "
"6012658	SS-084-MY30		SS-084-MY30	https://www.medten.com/product/745	Replacement	Reusable	Bionet	SpO2 Sensors	Accessories	Bionet SpO2 Sensor	Reusable Bionet SpO2 Sensor	Replacement: All Sizes"," Multi-Y"," 3.0m"," Reusable	Bionet SpO2 Sensor"," All Sizes"," Multi-Y"," 3.0m"," Reusable	1	12				Ultrasound Foetal Transducer - comp w/ Bionet - Uterine Contractions		Ultrasound Foetal Transducer - comp w/ Bionet - UC	Bionet "
"6011126	SS-083-AF30		SS-083-AF30	https://www.medten.com/product/746	Replacement	Reusable	Biosys	SpO2 Sensors	Accessories	Biosys SpO2 Sensor	Reusable Biosys SpO2 Sensor	Replacement: Adult"," Finger clip"," 3.0m"," Nellcor"," Reusable	Biosys SpO2 Sensor"," Adult"," Finger clip"," 3.0m"," Nellcor"," Reusable	1	12				Ultrasound Foetal Transducer - comp w/ Bionet - Uterine Contractions		Ultrasound Foetal Transducer - comp w/ Bionet - UC	Bionet "
"6011360	SS-083-AS30		SS-083-AS30	https://www.medten.com/product/747	Replacement	Reusable	Biosys	SpO2 Sensors	Accessories	Biosys SpO2 Sensor	Reusable Biosys SpO2 Sensor	Replacement: Adult"," Soft rubber"," 3.0m"," Nellcor"," Reusable	Biosys SpO2 Sensor"," Adult"," Soft rubber"," 3.0m"," Nellcor"," Reusable	1	12				Ultrasound Foetal Transducer - comp w/ Bionet - Uterine Contractions		Ultrasound Foetal Transducer - comp w/ Bionet - UC	Bionet "
"6011579	SS-083-PF30		SS-083-PF30	https://www.medten.com/product/748	Replacement	Reusable	Biosys	SpO2 Sensors	Accessories	Biosys SpO2 Sensor	Reusable Biosys SpO2 Sensor	Replacement: Pediatric"," Finger clip"," 3.0m"," Reusable	Biosys SpO2 Sensor"," Pediatric"," Finger clip"," 3.0m"," Reusable	1	12				Ultrasound Foetal Transducer - comp w/ Bionet - Uterine Contractions		Ultrasound Foetal Transducer - comp w/ Bionet - UC	Bionet "
"6011797	SS-083-PS30		SS-083-PS30	https://www.medten.com/product/749	Replacement	Reusable	Biosys	SpO2 Sensors	Accessories	Biosys SpO2 Sensor	Reusable Biosys SpO2 Sensor	Replacement: Pediatric"," Soft rubber"," 3.0m"," Reusable	Biosys SpO2 Sensor"," Pediatric"," Soft rubber"," 3.0m"," Reusable	1	12				Ultrasound Foetal Transducer - comp w/ Bionet - Uterine Contractions		Ultrasound Foetal Transducer - comp w/ Bionet - UC	Bionet "
"6012229	SS-083-NW30		SS-083-NW30	https://www.medten.com/product/750	Replacement	Reusable	Biosys	SpO2 Sensors	Accessories	Biosys SpO2 Sensor	Reusable Biosys SpO2 Sensor	Replacement: Neonate"," Wrap"," 3.0m"," Reusable	Biosys SpO2 Sensor"," Neonate"," Wrap"," 3.0m"," Reusable	1	12				Ultrasound Foetal Transducer - comp w/ Bionet - Uterine Contractions		Ultrasound Foetal Transducer - comp w/ Bionet - UC	Bionet "
"6012657	SS-083-MY30		SS-083-MY30	https://www.medten.com/product/751	Replacement	Reusable	Biosys	SpO2 Sensors	Accessories	Biosys SpO2 Sensor	Reusable Biosys SpO2 Sensor	Replacement: All Sizes"," Multi-Y"," 3.0m"," Reusable	Biosys SpO2 Sensor"," All Sizes"," Multi-Y"," 3.0m"," Reusable	1	12				Ultrasound Foetal Transducer - comp w/ Bionet - Uterine Contractions		Ultrasound Foetal Transducer - comp w/ Bionet - UC	Bionet "
"6011080	SS-049-AF30		SS-049-AF30	https://www.medten.com/product/752	Replacement	Reusable	Schiller	SpO2 Sensors	Accessories	Schiller SpO2 Sensor	Reusable Schiller SpO2 Sensor	Replacement: Adult"," Finger clip"," 3.0m"," Nellcor"," Reusable	Schiller SpO2 Sensor"," Adult"," Finger clip"," 3.0m"," Nellcor"," Reusable	1	12				Ultrasound Foetal Transducer - comp w/ Bionet - Uterine Contractions		Ultrasound Foetal Transducer - comp w/ Bionet - UC	Bionet "
"6011314	SS-049-AS30		SS-049-AS30	https://www.medten.com/product/753	Replacement	Reusable	Schiller	SpO2 Sensors	Accessories	Schiller SpO2 Sensor	Reusable Schiller SpO2 Sensor	Replacement: Adult"," Soft rubber"," 3.0m"," Nellcor"," Reusable	Schiller SpO2 Sensor"," Adult"," Soft rubber"," 3.0m"," Nellcor"," Reusable	1	12				Ultrasound Foetal Transducer - comp w/ Bionet - Uterine Contractions		Ultrasound Foetal Transducer - comp w/ Bionet - UC	Bionet "
"6011533	SS-049-PF30		SS-049-PF30	https://www.medten.com/product/754	Replacement	Reusable	Schiller	SpO2 Sensors	Accessories	Schiller SpO2 Sensor	Reusable Schiller SpO2 Sensor	Replacement: Pediatric"," Finger clip"," 3.0m"," Reusable	Schiller SpO2 Sensor"," Pediatric"," Finger clip"," 3.0m"," Reusable	1	12				Ultrasound Foetal Transducer - comp w/ Bionet - Uterine Contractions		Ultrasound Foetal Transducer - comp w/ Bionet - UC	Bionet "
"6011751	SS-049-PS30		SS-049-PS30	https://www.medten.com/product/755	Replacement	Reusable	Schiller	SpO2 Sensors	Accessories	Schiller SpO2 Sensor	Reusable Schiller SpO2 Sensor	Replacement: Pediatric"," Soft rubber"," 3.0m"," Reusable	Schiller SpO2 Sensor"," Pediatric"," Soft rubber"," 3.0m"," Reusable	1	12				Ultrasound Foetal Transducer - comp w/ Bionet - Uterine Contractions		Ultrasound Foetal Transducer - comp w/ Bionet - UC	Bionet "
"6012183	SS-049-NW30		SS-049-NW30	https://www.medten.com/product/756	Replacement	Reusable	Schiller	SpO2 Sensors	Accessories	Schiller SpO2 Sensor	Reusable Schiller SpO2 Sensor	Replacement: Neonate"," Wrap"," 3.0m"," Reusable	Schiller SpO2 Sensor"," Neonate"," Wrap"," 3.0m"," Reusable	1	12				Ultrasound Foetal Transducer - comp w/ Bionet - Uterine Contractions		Ultrasound Foetal Transducer - comp w/ Bionet - UC	Bionet "
"6012611	SS-049-MY30		SS-049-MY30	https://www.medten.com/product/757	Replacement	Reusable	Schiller	SpO2 Sensors	Accessories	Schiller SpO2 Sensor	Reusable Schiller SpO2 Sensor	Replacement: All Sizes"," Multi-Y"," 3.0m"," Reusable	Schiller SpO2 Sensor"," All Sizes"," Multi-Y"," 3.0m"," Reusable	1	12				Ultrasound Foetal Transducer - comp w/ Bionet - Uterine Contractions		Ultrasound Foetal Transducer - comp w/ Bionet - UC	Bionet "
"6011386	SS-105XC-AS30		SS-105XC-AS30	https://www.medten.com/product/758	Replacement	Reusable	ChoiceMMed	SpO2 Sensors	Accessories	ChoiceMMed SpO2 Sensor	Reusable ChoiceMMed SpO2 Sensor	Replacement: Adult"," Soft rubber"," 3.0m"," Nellcor-Oximax"," Reusable	ChoiceMMed SpO2 Sensor"," Adult"," Soft rubber"," 3.0m"," Nellcor-Oximax"," Reusable	1	12				Ultrasound Foetal Transducer - comp w/ Bionet - Uterine Contractions		Ultrasound Foetal Transducer - comp w/ Bionet - UC	Bionet "
"6011605	SS-105XC-PF30		SS-105XC-PF30	https://www.medten.com/product/759	Replacement	Reusable	ChoiceMMed	SpO2 Sensors	Accessories	ChoiceMMed SpO2 Sensor	Reusable ChoiceMMed SpO2 Sensor	Replacement: Pediatric"," Finger clip"," 3.0m"," Nellcor-Oximax"," Reusable	ChoiceMMed SpO2 Sensor"," Pediatric"," Finger clip"," 3.0m"," Nellcor-Oximax"," Reusable	1	12				Ultrasound Foetal Transducer - comp w/ Bionet - Uterine Contractions		Ultrasound Foetal Transducer - comp w/ Bionet - UC	Bionet "
"6011823	SS-105XC-PS30		SS-105XC-PS30	https://www.medten.com/product/760	Replacement	Reusable	ChoiceMMed	SpO2 Sensors	Accessories	ChoiceMMed SpO2 Sensor	Reusable ChoiceMMed SpO2 Sensor	Replacement: Pediatric"," Soft rubber"," 3.0m"," Nellcor-Oximax"," Reusable	ChoiceMMed SpO2 Sensor"," Pediatric"," Soft rubber"," 3.0m"," Nellcor-Oximax"," Reusable	1	12				Ultrasound Foetal Transducer - comp w/ Bionet - Uterine Contractions		Ultrasound Foetal Transducer - comp w/ Bionet - UC	Bionet "
"6012255	SS-105XC-NW30		SS-105XC-NW30	https://www.medten.com/product/761	Replacement	Reusable	ChoiceMMed	SpO2 Sensors	Accessories	ChoiceMMed SpO2 Sensor	Reusable ChoiceMMed SpO2 Sensor	Replacement: Neonate"," Wrap"," 3.0m"," Nellcor-Oximax"," Reusable	ChoiceMMed SpO2 Sensor"," Neonate"," Wrap"," 3.0m"," Nellcor-Oximax"," Reusable	1	12				Ultrasound Foetal Transducer - comp w/ Bionet - Uterine Contractions		Ultrasound Foetal Transducer - comp w/ Bionet - UC	Bionet "
"6012683	SS-105XC-MY30		SS-105XC-MY30	https://www.medten.com/product/762	Replacement	Reusable	ChoiceMMed	SpO2 Sensors	Accessories	ChoiceMMed SpO2 Sensor	Reusable ChoiceMMed SpO2 Sensor	Replacement: All Sizes"," Multi-Y"," 3.0m"," Nellcor-Oximax"," Reusable	ChoiceMMed SpO2 Sensor"," All Sizes"," Multi-Y"," 3.0m"," Nellcor-Oximax"," Reusable	1	12				Ultrasound Foetal Transducer - comp w/ Bionet - Uterine Contractions		Ultrasound Foetal Transducer - comp w/ Bionet - UC	Bionet "
"6011320	SS-052-AS30		SS-052-AS30	https://www.medten.com/product/763	Replacement	Reusable	Mindray	SpO2 Sensors	Accessories	SpO2 Sensor	Reusable SpO2 Sensor	Replacement: Adult"," Soft Rubber"," 3.0m"," Mindray	SpO2 Sensor"," Adult"," Soft Rubber"," 3.0m"," Mindray	1	12				Ultrasound Foetal Transducer - comp w/ Bionet - Uterine Contractions		Ultrasound Foetal Transducer - comp w/ Bionet - UC	Bionet "
"6011539	SS-052-PF30		SS-052-PF30	https://www.medten.com/product/764	Replacement	Reusable	Edan	SpO2 Sensors	Accessories	Mindray SpO2 Sensor	Reusable Mindray SpO2 Sensor	Replacement: Pediatric"," Finger clip"," 3.0m"," Nellcor"," Reusable	Mindray SpO2 Sensor"," Pediatric"," Finger clip"," 3.0m"," Nellcor"," Reusable	1	12				Ultrasound Foetal Transducer - comp w/ Bionet - Uterine Contractions		Ultrasound Foetal Transducer - comp w/ Bionet - UC	Bionet "
"6011757	SS-052-PS30		SS-052-PS30	https://www.medten.com/product/765	Replacement	Reusable	Mindray	SpO2 Sensors	Accessories	SpO2 Sensor	Reusable SpO2 Sensor	Replacement: Pediatric"," Soft Rubber"," 3.0m"," Mindray	SpO2 Sensor"," Pediatric"," Soft Rubber"," 3.0m"," Mindray	1	12				Ultrasound Foetal Transducer - comp w/ Bionet - Uterine Contractions		Ultrasound Foetal Transducer - comp w/ Bionet - UC	Bionet "
"6012189	SS-052-NW30		SS-052-NW30	https://www.medten.com/product/766	Replacement	Reusable	Mindray	SpO2 Sensors	Accessories	SpO2 Sensor	Reusable SpO2 Sensor	Replacement: Neonate"," Wrap"," 3.0m"," Mindray	SpO2 Sensor"," Neonate"," Wrap"," 3.0m"," Mindray	1	12				Ultrasound Foetal Transducer - comp w/ Bionet - Uterine Contractions		Ultrasound Foetal Transducer - comp w/ Bionet - UC	Bionet "
"6012617	SS-052-MY30		SS-052-MY30	https://www.medten.com/product/767	Replacement	Reusable	Mindray	SpO2 Sensors	Accessories	Mindray SpO2 Sensor 0600-00-0093	Reusable Mindray SpO2 Sensor 0600-00-0093	Replacement: All Sizes"," Multi-Y"," 3.0m"," Mindray	Mindray SpO2 Sensor 0600-00-0093"," All Sizes"," Multi-Y"," 3.0m"," Mindray	1	12				Ultrasound Foetal Transducer - comp w/ Bionet - Uterine Contractions		Ultrasound Foetal Transducer - comp w/ Bionet - UC	Bionet "
"6011031	SS-020-AF30		SS-020-AF30	https://www.medten.com/product/768	Replacement	Reusable	Critikon	SpO2 Sensors	Accessories	Critikon SpO2 Sensor	Reusable Critikon SpO2 Sensor	Replacement: Adult"," Finger clip"," 3.0m"," Nellcor"," Reusable	Critikon SpO2 Sensor"," Adult"," Finger clip"," 3.0m"," Nellcor"," Reusable	1	12				Ultrasound Foetal Transducer - comp w/ Bionet - Uterine Contractions		Ultrasound Foetal Transducer - comp w/ Bionet - UC	Bionet "
"6011266	SS-020-AS30		SS-020-AS30	https://www.medten.com/product/769	Replacement	Reusable	Critikon	SpO2 Sensors	Accessories	Critikon SpO2 Sensor	Reusable Critikon SpO2 Sensor	Replacement: Adult"," Soft rubber"," 3.0m"," Nellcor"," Reusable	Critikon SpO2 Sensor"," Adult"," Soft rubber"," 3.0m"," Nellcor"," Reusable	1	12				Ultrasound Foetal Transducer - comp w/ Bionet - Uterine Contractions		Ultrasound Foetal Transducer - comp w/ Bionet - UC	Bionet "
"6011484	SS-020-PF30		SS-020-PF30	https://www.medten.com/product/770	Replacement	Reusable	Critikon	SpO2 Sensors	Accessories	Critikon SpO2 Sensor	Reusable Critikon SpO2 Sensor	Replacement: Pediatric"," Finger clip"," 3.0m"," Nellcor"," Reusable	Critikon SpO2 Sensor"," Pediatric"," Finger clip"," 3.0m"," Nellcor"," Reusable	1	12				Ultrasound Foetal Transducer - comp w/ Bionet - Uterine Contractions		Ultrasound Foetal Transducer - comp w/ Bionet - UC	Bionet "
"6011702	SS-020-PS30		SS-020-PS30	https://www.medten.com/product/771	Replacement	Reusable	Critikon	SpO2 Sensors	Accessories	Critikon SpO2 Sensor	Reusable Critikon SpO2 Sensor	Replacement: Pediatric"," Soft rubber"," 3.0m"," Nellcor"," Reusable	Critikon SpO2 Sensor"," Pediatric"," Soft rubber"," 3.0m"," Nellcor"," Reusable	1	12				Ultrasound Foetal Transducer - comp w/ Bionet - Uterine Contractions		Ultrasound Foetal Transducer - comp w/ Bionet - UC	Bionet "
"6012134	SS-020-NW30		SS-020-NW30	https://www.medten.com/product/772	Replacement	Reusable	Critikon	SpO2 Sensors	Accessories	Critikon SpO2 Sensor	Reusable Critikon SpO2 Sensor	Replacement: Neonate"," Wrap"," 3.0m"," Nellcor"," Reusable	Critikon SpO2 Sensor"," Neonate"," Wrap"," 3.0m"," Nellcor"," Reusable	1	12				Ultrasound Foetal Transducer - comp w/ Bionet - Uterine Contractions		Ultrasound Foetal Transducer - comp w/ Bionet - UC	Bionet "
"6012562	SS-020-MY30		SS-020-MY30	https://www.medten.com/product/773	Replacement	Reusable	Critikon	SpO2 Sensors	Accessories	Critikon SpO2 Sensor	Reusable Critikon SpO2 Sensor	Replacement: All Sizes"," Multi-Y"," 3.0m"," Nellcor"," Reusable	Critikon SpO2 Sensor"," All Sizes"," Multi-Y"," 3.0m"," Nellcor"," Reusable	1	12				Ultrasound Foetal Transducer - comp w/ Bionet - Uterine Contractions		Ultrasound Foetal Transducer - comp w/ Bionet - UC	Bionet "
"6011518	SS-039-PF30		SS-039-PF30	https://www.medten.com/product/774	Replacement	Reusable	Criticare	SpO2 Sensors	Accessories	Criticare SpO2 Sensor 1563-10D	Reusable Criticare SpO2 Sensor 1563-10D	Replacement: Pediatric"," Finger clip"," 3.0m"," Reusable	Criticare SpO2 Sensor 1563-10D"," Pediatric"," Finger clip"," 3.0m"," Reusable	1	12				Ultrasound Foetal Transducer - comp w/ Bionet - Uterine Contractions		Ultrasound Foetal Transducer - comp w/ Bionet - UC	Bionet "
"6012168	SS-039-NW30		SS-039-NW30	https://www.medten.com/product/775	Replacement	Reusable	Criticare	SpO2 Sensors	Accessories	Criticare SpO2 Sensor	Reusable Criticare SpO2 Sensor	Replacement: Neonate"," Wrap"," 3.0m"," Reusable	Criticare SpO2 Sensor"," Neonate"," Wrap"," 3.0m"," Reusable	1	12				Ultrasound Foetal Transducer - comp w/ Bionet - Uterine Contractions		Ultrasound Foetal Transducer - comp w/ Bionet - UC	Bionet "
"6012596	SS-039-MY30		SS-039-MY30	https://www.medten.com/product/776	Replacement	Reusable	Criticare	SpO2 Sensors	Accessories	Criticare SpO2 Sensor	Reusable Criticare SpO2 Sensor	Replacement: All Sizes"," Multi-Y"," 3.0m"," Reusable	Criticare SpO2 Sensor"," All Sizes"," Multi-Y"," 3.0m"," Reusable	1	12				Ultrasound Foetal Transducer - comp w/ Bionet - Uterine Contractions		Ultrasound Foetal Transducer - comp w/ Bionet - UC	Bionet "
"6012382	SS-039-AE30		SS-039-AE30	https://www.medten.com/product/777	Replacement	Reusable	Criticare	SpO2 Sensors	Accessories	Criticare SpO2 Sensor	Reusable Criticare SpO2 Sensor	Replacement: Adult"," Ear clip"," 3.0m"," Reusable	Criticare SpO2 Sensor"," Adult"," Ear clip"," 3.0m"," Reusable	1	12				Ultrasound Foetal Transducer - comp w/ Bionet - Uterine Contractions		Ultrasound Foetal Transducer - comp w/ Bionet - UC	Bionet "
"6011298	SS-038-AS30		SS-038-AS30	https://www.medten.com/product/778	Replacement	Reusable	Criticare	SpO2 Sensors	Accessories	Criticare SpO2 Sensor 975AD-10L	Reusable Criticare SpO2 Sensor 975AD-10L	Replacement: Adult"," Soft rubber"," 3.0m"," Reusable	Criticare SpO2 Sensor 975AD-10L"," Adult"," Soft rubber"," 3.0m"," Reusable	1	12				Ultrasound Foetal Transducer - comp w/ Bionet - Uterine Contractions		Ultrasound Foetal Transducer - comp w/ Bionet - UC	Bionet "
"6011516	SS-038-PF30		SS-038-PF30	https://www.medten.com/product/779	Replacement	Reusable	Criticare	SpO2 Sensors	Accessories	Criticare SpO2 Sensor 1563-10L	Reusable Criticare SpO2 Sensor 1563-10L	Replacement: Pediatric"," Finger clip"," 3.0m"," Reusable	Criticare SpO2 Sensor 1563-10L"," Pediatric"," Finger clip"," 3.0m"," Reusable	1	12				Ultrasound Foetal Transducer - comp w/ Bionet - Uterine Contractions		Ultrasound Foetal Transducer - comp w/ Bionet - UC	Bionet "
"6011734	SS-038-PS30		SS-038-PS30	https://www.medten.com/product/780	Replacement	Reusable	Criticare	SpO2 Sensors	Accessories	Criticare SpO2 Sensor 975PD-10L	Reusable Criticare SpO2 Sensor 975PD-10L	Replacement: Pediatric"," Soft rubber"," 3.0m"," Reusable	Criticare SpO2 Sensor 975PD-10L"," Pediatric"," Soft rubber"," 3.0m"," Reusable	1	12				Ultrasound Foetal Transducer - comp w/ Bionet - Uterine Contractions		Ultrasound Foetal Transducer - comp w/ Bionet - UC	Bionet "
"6012166	SS-038-NW30		SS-038-NW30	https://www.medten.com/product/781	Replacement	Reusable	Criticare	SpO2 Sensors	Accessories	Criticare SpO2 Sensor	Reusable Criticare SpO2 Sensor	Replacement: Neonate"," Wrap"," 3.0m"," Reusable	Criticare SpO2 Sensor"," Neonate"," Wrap"," 3.0m"," Reusable	1	12				Ultrasound Foetal Transducer - comp w/ Bionet - Uterine Contractions		Ultrasound Foetal Transducer - comp w/ Bionet - UC	Bionet "
"6011098	SS-059-AF30		SS-059-AF30	https://www.medten.com/product/782	Replacement	Reusable	Datascope	SpO2 Sensors	Accessories	Datascope/Mindray SpO2 Sensor 0600-00-0026-02	Reusable Datascope/Mindray SpO2 Sensor 0600-00-0026-02	Replacement: Adult"," Finger clip"," 3.0m"," Datascope	Datascope/Mindray SpO2 Sensor 0600-00-0026-02"," Adult"," Finger clip"," 3.0m"," Datascope	1	12				Ultrasound Foetal Transducer - comp w/ Bionet - Uterine Contractions		Ultrasound Foetal Transducer - comp w/ Bionet - UC	Bionet "
"6011332	SS-059-AS30		SS-059-AS30	https://www.medten.com/product/783	Replacement	Reusable	Datascope	SpO2 Sensors	Accessories	Datascope/Mindray SpO2 Sensor	Reusable Datascope/Mindray SpO2 Sensor	Replacement: Adult"," Soft rubber"," 3.0m"," Datascope"," Reusable	Datascope/Mindray SpO2 Sensor"," Adult"," Soft rubber"," 3.0m"," Datascope"," Reusable	1	12				Ultrasound Foetal Transducer - comp w/ Bionet - Uterine Contractions		Ultrasound Foetal Transducer - comp w/ Bionet - UC	Bionet "
"6011551	SS-059-PF30		SS-059-PF30	https://www.medten.com/product/784	Replacement	Reusable	Datascope	SpO2 Sensors	Accessories	Datascope/Mindray SpO2 Sensor	Reusable Datascope/Mindray SpO2 Sensor	Replacement: Pediatric"," Finger clip"," 3.0m"," Datascope"," Reusable	Datascope/Mindray SpO2 Sensor"," Pediatric"," Finger clip"," 3.0m"," Datascope"," Reusable	1	12				Ultrasound Foetal Transducer - comp w/ Bionet - Uterine Contractions		Ultrasound Foetal Transducer - comp w/ Bionet - UC	Bionet "
"6011769	SS-059-PS30		SS-059-PS30	https://www.medten.com/product/785	Replacement	Reusable	Datascope	SpO2 Sensors	Accessories	Datascope/Mindray SpO2 Sensor	Reusable Datascope/Mindray SpO2 Sensor	Replacement: Pediatric"," Soft rubber"," 3.0m"," Datascope"," Reusable	Datascope/Mindray SpO2 Sensor"," Pediatric"," Soft rubber"," 3.0m"," Datascope"," Reusable	1	12				Ultrasound Foetal Transducer - comp w/ Bionet - Uterine Contractions		Ultrasound Foetal Transducer - comp w/ Bionet - UC	Bionet "
"6012201	SS-059-NW30		SS-059-NW30	https://www.medten.com/product/786	Replacement	Reusable	Datascope	SpO2 Sensors	Accessories	Datascope/Mindray SpO2 Sensor	Reusable Datascope/Mindray SpO2 Sensor	Replacement: Neonate"," Wrap"," 3.0m"," Datascope"," Reusable	Datascope/Mindray SpO2 Sensor"," Neonate"," Wrap"," 3.0m"," Datascope"," Reusable	1	12				Ultrasound Foetal Transducer - comp w/ Bionet - Uterine Contractions		Ultrasound Foetal Transducer - comp w/ Bionet - UC	Bionet "
"6012415	SS-059-AE30		SS-059-AE30	https://www.medten.com/product/787	Replacement	Reusable	Datascope	SpO2 Sensors	Accessories	Datascope/Mindray SpO2 Sensor	Reusable Datascope/Mindray SpO2 Sensor	Replacement: Adult"," Ear clip"," 3.0m"," Datascope"," Reusable	Datascope/Mindray SpO2 Sensor"," Adult"," Ear clip"," 3.0m"," Datascope"," Reusable	1	12				Ultrasound Foetal Transducer - comp w/ Bionet - Uterine Contractions		Ultrasound Foetal Transducer - comp w/ Bionet - UC	Bionet "
"6012629	SS-059-MY30		SS-059-MY30	https://www.medten.com/product/788	Replacement	Reusable	Datascope	SpO2 Sensors	Accessories	Datascope/Mindray SpO2 Sensor 0020-00-071-01	Reusable Datascope/Mindray SpO2 Sensor 0020-00-071-01	Replacement: All Sizes"," Multi-Y"," 3.0m"," Datascope"," Reusable	Datascope/Mindray SpO2 Sensor 0020-00-071-01"," All Sizes"," Multi-Y"," 3.0m"," Datascope"," Reusable	1	12				Ultrasound Foetal Transducer - comp w/ Bionet - Uterine Contractions		Ultrasound Foetal Transducer - comp w/ Bionet - UC	Bionet "
"6011474	SS-014-PF30		SS-014-PF30	https://www.medten.com/product/790	Replacement	Reusable	Datex Ohmeda	SpO2 Sensors	Accessories	Datex Ohmeda/GE SpO2 Sensor	Reusable Datex Ohmeda/GE SpO2 Sensor	Replacement: Pediatric"," Finger clip"," 3.0m"," GE-Trusignal"," Reusable	Datex Ohmeda/GE SpO2 Sensor"," Pediatric"," Finger clip"," 3.0m"," GE-Trusignal"," Reusable	1	12				Ultrasound Foetal Transducer - comp w/ Bionet - Uterine Contractions		Ultrasound Foetal Transducer - comp w/ Bionet - UC	Bionet "
"6011692	SS-014-PS30		SS-014-PS30	https://www.medten.com/product/791	Replacement	Reusable	Datex Ohmeda	SpO2 Sensors	Accessories	Datex Ohmeda/GE SpO2 Sensor	Reusable Datex Ohmeda/GE SpO2 Sensor	Replacement: Pediatric"," Soft rubber"," 3.0m"," GE-Trusignal"," Reusable	Datex Ohmeda/GE SpO2 Sensor"," Pediatric"," Soft rubber"," 3.0m"," GE-Trusignal"," Reusable	1	12				Ultrasound Foetal Transducer - comp w/ Bionet - Uterine Contractions		Ultrasound Foetal Transducer - comp w/ Bionet - UC	Bionet "
"6012124	SS-014-NW30		SS-014-NW30	https://www.medten.com/product/792	Replacement	Reusable	Datex Ohmeda	SpO2 Sensors	Accessories	Datex Ohmeda SpO2 Sensor OXY-W4-N	Reusable Datex Ohmeda SpO2 Sensor OXY-W4-N	Replacement: Neonate"," Wrap"," 3.0m"," Datex"," Reusable	Datex Ohmeda SpO2 Sensor OXY-W4-N"," Neonate"," Wrap"," 3.0m"," Datex"," Reusable	1	12				Ultrasound Foetal Transducer - comp w/ Bionet - Uterine Contractions		Ultrasound Foetal Transducer - comp w/ Bionet - UC	Bionet "
"6012552	SS-014-MY30		SS-014-MY30	https://www.medten.com/product/793	Replacement	Reusable	Datex Ohmeda	SpO2 Sensors	Accessories	Datex Ohmeda SpO2 Sensor	Reusable Datex Ohmeda SpO2 Sensor	Replacement: All Sizes"," Multi-Y"," 3.0m"," Datex"," Reusable	Datex Ohmeda SpO2 Sensor"," All Sizes"," Multi-Y"," 3.0m"," Datex"," Reusable	1	12				Ultrasound Foetal Transducer - comp w/ Bionet - Uterine Contractions		Ultrasound Foetal Transducer - comp w/ Bionet - UC	Bionet "
"6011253	SS-011-AS30		SS-011-AS30	https://www.medten.com/product/794	Replacement	Reusable	Ohmeda	SpO2 Sensors	Accessories	GE Healthcare SpO2 Sensor	Reusable GE Healthcare SpO2 Sensor	Replacement: Adult"," Soft rubber"," 3.0m"," GE-Trusignal	GE Healthcare SpO2 Sensor"," Adult"," Soft rubber"," 3.0m"," GE-Trusignal	1	12				Ultrasound Foetal Transducer - comp w/ Bionet - Uterine Contractions		Ultrasound Foetal Transducer - comp w/ Bionet - UC	Bionet "
"6011471	SS-011-PF30		SS-011-PF30	https://www.medten.com/product/795	Replacement	Reusable	Datex Ohmeda	SpO2 Sensors	Accessories	Ohmeda SpO2 Sensor	Reusable Ohmeda SpO2 Sensor	Replacement: Pediatric"," Finger clip"," 3.0m"," Ohmeda"," Reusable	Ohmeda SpO2 Sensor"," Pediatric"," Finger clip"," 3.0m"," Ohmeda"," Reusable	1	12				Ultrasound Foetal Transducer - comp w/ Bionet - Uterine Contractions		Ultrasound Foetal Transducer - comp w/ Bionet - UC	Bionet "
"6011689	SS-011-PS30		SS-011-PS30	https://www.medten.com/product/796	Replacement	Reusable	Datex Ohmeda	SpO2 Sensors	Accessories	Ohmeda SpO2 Sensor	Reusable Ohmeda SpO2 Sensor	Replacement: Pediatric"," Soft rubber"," 3.0m"," Ohmeda"," Reusable	Ohmeda SpO2 Sensor"," Pediatric"," Soft rubber"," 3.0m"," Ohmeda"," Reusable	1	12				Ultrasound Foetal Transducer - comp w/ Bionet - Uterine Contractions		Ultrasound Foetal Transducer - comp w/ Bionet - UC	Bionet "
"6012121	SS-011-NW30		SS-011-NW30	https://www.medten.com/product/797	Replacement	Reusable	Ohmeda	SpO2 Sensors	Accessories	Ohmeda SpO2 Sensor OXY-W4-H	Reusable Ohmeda SpO2 Sensor OXY-W4-H	Replacement: Neonate"," Wrap"," 3.0m"," Ohmeda"," Reusable	Ohmeda SpO2 Sensor OXY-W4-H"," Neonate"," Wrap"," 3.0m"," Ohmeda"," Reusable	1	12				Ultrasound Foetal Transducer - comp w/ Bionet - Uterine Contractions		Ultrasound Foetal Transducer - comp w/ Bionet - UC	Bionet "
"6012549	SS-011-MY30		SS-011-MY30	https://www.medten.com/product/798	Replacement	Reusable	Datex Ohmeda	SpO2 Sensors	Accessories	Ohmeda SpO2 Sensor	Reusable Ohmeda SpO2 Sensor	Replacement: All Sizes"," Multi-Y"," 3.0m"," Ohmeda"," Reusable	Ohmeda SpO2 Sensor"," All Sizes"," Multi-Y"," 3.0m"," Ohmeda"," Reusable	1	12				Ultrasound Foetal Transducer - comp w/ Bionet - Uterine Contractions		Ultrasound Foetal Transducer - comp w/ Bionet - UC	Bionet "
"6011026	SS-015RB-AF30		SS-015RB-AF30	https://www.medten.com/product/799	Replacement	Reusable	Marquette	SpO2 Sensors	Accessories	SpO2 Sensor	Reusable SpO2 Sensor	Replacement: Adult"," Finger clip"," 3.0m"," Masimo	SpO2 Sensor"," Adult"," Finger clip"," 3.0m"," Masimo	1	12				Ultrasound Foetal Transducer - comp w/ Bionet - Uterine Contractions		Ultrasound Foetal Transducer - comp w/ Bionet - UC	Bionet "
"6011261	SS-015RB-AS30		SS-015RB-AS30	https://www.medten.com/product/800	Replacement	Reusable	Marquette	SpO2 Sensors	Accessories	GE Healthcare SpO2 Sensor	Reusable GE Healthcare SpO2 Sensor	Replacement: Adult"," Soft rubber"," 3.0m"," Masimo "," Reusable	GE Healthcare SpO2 Sensor"," Adult"," Soft rubber"," 3.0m"," Masimo "," Reusable	1	12				Ultrasound Foetal Transducer - comp w/ Bionet - Uterine Contractions		Ultrasound Foetal Transducer - comp w/ Bionet - UC	Bionet "
"6011697	SS-015RB-PS30		SS-015RB-PS30	https://www.medten.com/product/802	Replacement	Reusable	Marquette	SpO2 Sensors	Accessories	GE Healthcare SpO2 Sensor	Reusable GE Healthcare SpO2 Sensor	Replacement: Pediatric"," Soft rubber"," 3.0m"," Masimo "," Reusable	GE Healthcare SpO2 Sensor"," Pediatric"," Soft rubber"," 3.0m"," Masimo "," Reusable	1	12				Ultrasound Foetal Transducer - comp w/ Bionet - Uterine Contractions		Ultrasound Foetal Transducer - comp w/ Bionet - UC	Bionet "
"6011022	SS-015-AF30		SS-015-AF30	https://www.medten.com/product/806	Replacement	Reusable	Marquette	SpO2 Sensors	Accessories	GE Healthcare SpO2 Sensor	Reusable GE Healthcare SpO2 Sensor	Replacement: Adult"," Finger clip"," 3.0m"," Nellcor"," Reusable	GE Healthcare SpO2 Sensor"," Adult"," Finger clip"," 3.0m"," Nellcor"," Reusable	1	12				Ultrasound Foetal Transducer - comp w/ Bionet - Uterine Contractions		Ultrasound Foetal Transducer - comp w/ Bionet - UC	Bionet "
"6011257	SS-015-AS30		SS-015-AS30	https://www.medten.com/product/807	Replacement	Reusable	Marquette	SpO2 Sensors	Accessories	GE Healthcare SpO2 Sensor	Reusable GE Healthcare SpO2 Sensor	Replacement: Adult"," Soft rubber"," 3.0m"," Nellcor"," Reusable	GE Healthcare SpO2 Sensor"," Adult"," Soft rubber"," 3.0m"," Nellcor"," Reusable	1	12				Ultrasound Foetal Transducer - comp w/ Bionet - Uterine Contractions		Ultrasound Foetal Transducer - comp w/ Bionet - UC	Bionet "
"6011475	SS-015-PF30		SS-015-PF30	https://www.medten.com/product/808	Replacement	Reusable	Marquette	SpO2 Sensors	Accessories	GE Healthcare SpO2 Sensor	Reusable GE Healthcare SpO2 Sensor	Replacement: Pediatric"," Finger clip"," 3.0m"," Nellcor"," Reusable	GE Healthcare SpO2 Sensor"," Pediatric"," Finger clip"," 3.0m"," Nellcor"," Reusable	1	12				Ultrasound Foetal Transducer - comp w/ Bionet - Uterine Contractions		Ultrasound Foetal Transducer - comp w/ Bionet - UC	Bionet "
"6011693	SS-015-PS30		SS-015-PS30	https://www.medten.com/product/809	Replacement	Reusable	Marquette	SpO2 Sensors	Accessories	GE Healthcare SpO2 Sensor	Reusable GE Healthcare SpO2 Sensor	Replacement: Pediatric"," Soft rubber"," 3.0m"," Nellcor"," Reusable	GE Healthcare SpO2 Sensor"," Pediatric"," Soft rubber"," 3.0m"," Nellcor"," Reusable	1	12				Ultrasound Foetal Transducer - comp w/ Bionet - Uterine Contractions		Ultrasound Foetal Transducer - comp w/ Bionet - UC	Bionet "
"6012125	SS-015-NW30		SS-015-NW30	https://www.medten.com/product/810	Replacement	Reusable	Marquette	SpO2 Sensors	Accessories	GE Healthcare SpO2 Sensor	Reusable GE Healthcare SpO2 Sensor	Replacement: Neonate"," Wrap"," 3.0m"," Nellcor"," Reusable	GE Healthcare SpO2 Sensor"," Neonate"," Wrap"," 3.0m"," Nellcor"," Reusable	1	12				Ultrasound Foetal Transducer - comp w/ Bionet - Uterine Contractions		Ultrasound Foetal Transducer - comp w/ Bionet - UC	Bionet "
"6012553	SS-015-MY30		SS-015-MY30	https://www.medten.com/product/811	Replacement	Reusable	Marquette	SpO2 Sensors	Accessories	GE Healthcare SpO2 Sensor	Reusable GE Healthcare SpO2 Sensor	Replacement: All Sizes"," Multi-Y"," 3.0m"," Nellcor"," Reusable	GE Healthcare SpO2 Sensor"," All Sizes"," Multi-Y"," 3.0m"," Nellcor"," Reusable	1	12				Ultrasound Foetal Transducer - comp w/ Bionet - Uterine Contractions		Ultrasound Foetal Transducer - comp w/ Bionet - UC	Bionet "
"6012127	SS-015XC-NW30		SS-015XC-NW30	https://www.medten.com/product/816	Replacement	Reusable	Marquette	SpO2 Sensors	Accessories	GE Healthcare SpO2 Sensor	Reusable GE Healthcare SpO2 Sensor	Replacement: Neonate"," Wrap"," 3.0m"," Nellcor-Oximax"," Reusable	GE Healthcare SpO2 Sensor"," Neonate"," Wrap"," 3.0m"," Nellcor-Oximax"," Reusable	1	12				Ultrasound Foetal Transducer - comp w/ Bionet - Uterine Contractions		Ultrasound Foetal Transducer - comp w/ Bionet - UC	Bionet "
"6011100	SS-061-AF30		SS-061-AF30	https://www.medten.com/product/818	Replacement	Reusable	Goldway	SpO2 Sensors	Accessories	Goldway SpO2 Sensor	Reusable Goldway SpO2 Sensor	Replacement: Adult"," Finger clip"," 3.0m"," Nellcor"," Reusable	Goldway SpO2 Sensor"," Adult"," Finger clip"," 3.0m"," Nellcor"," Reusable	1	12				Ultrasound Foetal Transducer - comp w/ Bionet - Uterine Contractions		Ultrasound Foetal Transducer - comp w/ Bionet - UC	Bionet "
"6011334	SS-061-AS30		SS-061-AS30	https://www.medten.com/product/819	Replacement	Reusable	Goldway	SpO2 Sensors	Accessories	Goldway SpO2 Sensor	Reusable Goldway SpO2 Sensor	Replacement: Adult"," Soft rubber"," 3.0m"," Nellcor"," Reusable	Goldway SpO2 Sensor"," Adult"," Soft rubber"," 3.0m"," Nellcor"," Reusable	1	12				Ultrasound Foetal Transducer - comp w/ Bionet - Uterine Contractions		Ultrasound Foetal Transducer - comp w/ Bionet - UC	Bionet "
"6011553	SS-061-PF30		SS-061-PF30	https://www.medten.com/product/820	Replacement	Reusable	Goldway	SpO2 Sensors	Accessories	Goldway SpO2 Sensor	Reusable Goldway SpO2 Sensor	Replacement: Pediatric"," Finger clip"," 3.0m"," Nellcor"," Reusable	Goldway SpO2 Sensor"," Pediatric"," Finger clip"," 3.0m"," Nellcor"," Reusable	1	12				Ultrasound Foetal Transducer - comp w/ Bionet - Uterine Contractions		Ultrasound Foetal Transducer - comp w/ Bionet - UC	Bionet "
"6011771	SS-061-PS30		SS-061-PS30	https://www.medten.com/product/821	Replacement	Reusable	Goldway	SpO2 Sensors	Accessories	Goldway SpO2 Sensor	Reusable Goldway SpO2 Sensor	Replacement: Pediatric"," Soft rubber"," 3.0m"," Nellcor"," Reusable	Goldway SpO2 Sensor"," Pediatric"," Soft rubber"," 3.0m"," Nellcor"," Reusable	1	12				Ultrasound Foetal Transducer - comp w/ Bionet - Uterine Contractions		Ultrasound Foetal Transducer - comp w/ Bionet - UC	Bionet "
"6012203	SS-061-NW30		SS-061-NW30	https://www.medten.com/product/822	Replacement	Reusable	Goldway	SpO2 Sensors	Accessories	Goldway SpO2 Sensor	Reusable Goldway SpO2 Sensor	Replacement: Neonate"," Wrap"," 3.0m"," Nellcor"," Reusable	Goldway SpO2 Sensor"," Neonate"," Wrap"," 3.0m"," Nellcor"," Reusable	1	12				Ultrasound Foetal Transducer - comp w/ Bionet - Uterine Contractions		Ultrasound Foetal Transducer - comp w/ Bionet - UC	Bionet "
"6012631	SS-061-MY30		SS-061-MY30	https://www.medten.com/product/823	Replacement	Reusable	Goldway	SpO2 Sensors	Accessories	Goldway SpO2 Sensor	Reusable Goldway SpO2 Sensor	Replacement: All Sizes"," Multi-Y"," 3.0m"," Nellcor"," Reusable	Goldway SpO2 Sensor"," All Sizes"," Multi-Y"," 3.0m"," Nellcor"," Reusable	1	12				Ultrasound Foetal Transducer - comp w/ Bionet - Uterine Contractions		Ultrasound Foetal Transducer - comp w/ Bionet - UC	Bionet "
"6011101	SS-062-AF30		SS-062-AF30	https://www.medten.com/product/824	Replacement	Reusable	Goldway	SpO2 Sensors	Accessories	Goldway SpO2 Sensor	Reusable Goldway SpO2 Sensor	Replacement: Adult"," Finger clip"," 3.0m"," Nellcor"," Reusable	Goldway SpO2 Sensor"," Adult"," Finger clip"," 3.0m"," Nellcor"," Reusable	1	12				Ultrasound Foetal Transducer - comp w/ Bionet - Uterine Contractions		Ultrasound Foetal Transducer - comp w/ Bionet - UC	Bionet "
"6011335	SS-062-AS30		SS-062-AS30	https://www.medten.com/product/825	Replacement	Reusable	Goldway	SpO2 Sensors	Accessories	Goldway SpO2 Sensor	Reusable Goldway SpO2 Sensor	Replacement: Adult"," Soft rubber"," 3.0m"," Nellcor"," Reusable	Goldway SpO2 Sensor"," Adult"," Soft rubber"," 3.0m"," Nellcor"," Reusable	1	12				Ultrasound Foetal Transducer - comp w/ Bionet - Uterine Contractions		Ultrasound Foetal Transducer - comp w/ Bionet - UC	Bionet "
"6011099	SS-060-AF30		SS-060-AF30	https://www.medten.com/product/826	Replacement	Reusable	Goldway	SpO2 Sensors	Accessories	Goldway SpO2 Sensor	Reusable Goldway SpO2 Sensor	Replacement: Adult"," Finger clip"," 3.0m"," Nellcor"," Reusable	Goldway SpO2 Sensor"," Adult"," Finger clip"," 3.0m"," Nellcor"," Reusable	1	12				Ultrasound Foetal Transducer - comp w/ Bionet - Uterine Contractions		Ultrasound Foetal Transducer - comp w/ Bionet - UC	Bionet "
"6011333	SS-060-AS30		SS-060-AS30	https://www.medten.com/product/827	Replacement	Reusable	Goldway	SpO2 Sensors	Accessories	Goldway SpO2 Sensor	Reusable Goldway SpO2 Sensor	Replacement: Adult"," Soft rubber"," 3.0m"," Nellcor"," Reusable	Goldway SpO2 Sensor"," Adult"," Soft rubber"," 3.0m"," Nellcor"," Reusable	1	12				Ultrasound Foetal Transducer - comp w/ Bionet - Uterine Contractions		Ultrasound Foetal Transducer - comp w/ Bionet - UC	Bionet "
"6011552	SS-060-PF30		SS-060-PF30	https://www.medten.com/product/828	Replacement	Reusable	Goldway	SpO2 Sensors	Accessories	Goldway SpO2 Sensor	Reusable Goldway SpO2 Sensor	Replacement: Pediatric"," Finger clip"," 3.0m"," Nellcor"," Reusable	Goldway SpO2 Sensor"," Pediatric"," Finger clip"," 3.0m"," Nellcor"," Reusable	1	12				Ultrasound Foetal Transducer - comp w/ Bionet - Uterine Contractions		Ultrasound Foetal Transducer - comp w/ Bionet - UC	Bionet "
"6011770	SS-060-PS30		SS-060-PS30	https://www.medten.com/product/829	Replacement	Reusable	Goldway	SpO2 Sensors	Accessories	Goldway SpO2 Sensor	Reusable Goldway SpO2 Sensor	Replacement: Pediatric"," Soft rubber"," 3.0m"," Nellcor"," Reusable	Goldway SpO2 Sensor"," Pediatric"," Soft rubber"," 3.0m"," Nellcor"," Reusable	1	12				Ultrasound Foetal Transducer - comp w/ Bionet - Uterine Contractions		Ultrasound Foetal Transducer - comp w/ Bionet - UC	Bionet "
"6012202	SS-060-NW30		SS-060-NW30	https://www.medten.com/product/830	Replacement	Reusable	Goldway	SpO2 Sensors	Accessories	Goldway SpO2 Sensor	Reusable Goldway SpO2 Sensor	Replacement: Neonate"," Wrap"," 3.0m"," Nellcor"," Reusable	Goldway SpO2 Sensor"," Neonate"," Wrap"," 3.0m"," Nellcor"," Reusable	1	12				Ultrasound Foetal Transducer - comp w/ Bionet - Uterine Contractions		Ultrasound Foetal Transducer - comp w/ Bionet - UC	Bionet "
"6012630	SS-060-MY30		SS-060-MY30	https://www.medten.com/product/831	Replacement	Reusable	Goldway	SpO2 Sensors	Accessories	Goldway SpO2 Sensor	Reusable Goldway SpO2 Sensor	Replacement: All Sizes"," Multi-Y"," 3.0m"," Nellcor"," Reusable	Goldway SpO2 Sensor"," All Sizes"," Multi-Y"," 3.0m"," Nellcor"," Reusable	1	12				Ultrasound Foetal Transducer - comp w/ Bionet - Uterine Contractions		Ultrasound Foetal Transducer - comp w/ Bionet - UC	Bionet "
"6011032	SS-021-AF30		SS-021-AF30	https://www.medten.com/product/832	Replacement	Reusable	Hellige	SpO2 Sensors	Accessories	Hellige SpO2 Sensor	Reusable Hellige SpO2 Sensor	Replacement: Adult"," Finger clip"," 3.0m"," Nellcor"," Reusable	Hellige SpO2 Sensor"," Adult"," Finger clip"," 3.0m"," Nellcor"," Reusable	1	12				Ultrasound Foetal Transducer - comp w/ Bionet - Uterine Contractions		Ultrasound Foetal Transducer - comp w/ Bionet - UC	Bionet "
"6011267	SS-021-AS30		SS-021-AS30	https://www.medten.com/product/833	Replacement	Reusable	Hellige	SpO2 Sensors	Accessories	Hellige SpO2 Sensor	Reusable Hellige SpO2 Sensor	Replacement: Adult"," Soft rubber"," 3.0m"," Nellcor"," Reusable	Hellige SpO2 Sensor"," Adult"," Soft rubber"," 3.0m"," Nellcor"," Reusable	1	12				Ultrasound Foetal Transducer - comp w/ Bionet - Uterine Contractions		Ultrasound Foetal Transducer - comp w/ Bionet - UC	Bionet "
"6011485	SS-021-PF30		SS-021-PF30	https://www.medten.com/product/834	Replacement	Reusable	Hellige	SpO2 Sensors	Accessories	Hellige SpO2 Sensor	Reusable Hellige SpO2 Sensor	Replacement: Pediatric"," Finger clip"," 3.0m"," Nellcor"," Reusable	Hellige SpO2 Sensor"," Pediatric"," Finger clip"," 3.0m"," Nellcor"," Reusable	1	12				Ultrasound Foetal Transducer - comp w/ Bionet - Uterine Contractions		Ultrasound Foetal Transducer - comp w/ Bionet - UC	Bionet "
"6011703	SS-021-PS30		SS-021-PS30	https://www.medten.com/product/835	Replacement	Reusable	Hellige	SpO2 Sensors	Accessories	Hellige SpO2 Sensor	Reusable Hellige SpO2 Sensor	Replacement: Pediatric"," Soft rubber"," 3.0m"," Nellcor"," Reusable	Hellige SpO2 Sensor"," Pediatric"," Soft rubber"," 3.0m"," Nellcor"," Reusable	1	12				Ultrasound Foetal Transducer - comp w/ Bionet - Uterine Contractions		Ultrasound Foetal Transducer - comp w/ Bionet - UC	Bionet "
"6012135	SS-021-NW30		SS-021-NW30	https://www.medten.com/product/836	Replacement	Reusable	Hellige	SpO2 Sensors	Accessories	Hellige SpO2 Sensor	Reusable Hellige SpO2 Sensor	Replacement: Neonate"," Wrap"," 3.0m"," Nellcor"," Reusable	Hellige SpO2 Sensor"," Neonate"," Wrap"," 3.0m"," Nellcor"," Reusable	1	12				Ultrasound Foetal Transducer - comp w/ Bionet - Uterine Contractions		Ultrasound Foetal Transducer - comp w/ Bionet - UC	Bionet "
"6012563	SS-021-MY30		SS-021-MY30	https://www.medten.com/product/837	Replacement	Reusable	Hellige	SpO2 Sensors	Accessories	Hellige SpO2 Sensor	Reusable Hellige SpO2 Sensor	Replacement: All Sizes"," Multi-Y"," 3.0m"," Nellcor"," Reusable	Hellige SpO2 Sensor"," All Sizes"," Multi-Y"," 3.0m"," Nellcor"," Reusable	1	12				Ultrasound Foetal Transducer - comp w/ Bionet - Uterine Contractions		Ultrasound Foetal Transducer - comp w/ Bionet - UC	Bionet "
"6011119	SS-078-AF30		SS-078-AF30	https://www.medten.com/product/838	Replacement	Reusable	Invivo	SpO2 Sensors	Accessories	Invivo SpO2 Sensor 9383	Reusable Invivo SpO2 Sensor 9383	Replacement: Adult"," Finger clip"," 3.0m"," Nellcor"," Reusable	Invivo SpO2 Sensor 9383"," Adult"," Finger clip"," 3.0m"," Nellcor"," Reusable	1	12				Ultrasound Foetal Transducer - comp w/ Bionet - Uterine Contractions		Ultrasound Foetal Transducer - comp w/ Bionet - UC	Bionet "
"6011353	SS-078-AS30		SS-078-AS30	https://www.medten.com/product/839	Replacement	Reusable	Invivo	SpO2 Sensors	Accessories	Invivo SpO2 Sensor	Reusable Invivo SpO2 Sensor	Replacement: Adult"," Soft rubber"," 3.0m"," Nellcor"," Reusable	Invivo SpO2 Sensor"," Adult"," Soft rubber"," 3.0m"," Nellcor"," Reusable	1	12				Ultrasound Foetal Transducer - comp w/ Bionet - Uterine Contractions		Ultrasound Foetal Transducer - comp w/ Bionet - UC	Bionet "
"6011572	SS-078-PF30		SS-078-PF30	https://www.medten.com/product/840	Replacement	Reusable	Invivo	SpO2 Sensors	Accessories	Invivo SpO2 Sensor	Reusable Invivo SpO2 Sensor	Replacement: Pediatric"," Finger clip"," 3.0m"," Nellcor"," Reusable	Invivo SpO2 Sensor"," Pediatric"," Finger clip"," 3.0m"," Nellcor"," Reusable	1	12				Ultrasound Foetal Transducer - comp w/ Bionet - Uterine Contractions		Ultrasound Foetal Transducer - comp w/ Bionet - UC	Bionet "
"6011790	SS-078-PS30		SS-078-PS30	https://www.medten.com/product/841	Replacement	Reusable	Invivo	SpO2 Sensors	Accessories	Invivo SpO2 Sensor	Reusable Invivo SpO2 Sensor	Replacement: Pediatric"," Soft rubber"," 3.0m"," Nellcor"," Reusable	Invivo SpO2 Sensor"," Pediatric"," Soft rubber"," 3.0m"," Nellcor"," Reusable	1	12				Ultrasound Foetal Transducer - comp w/ Bionet - Uterine Contractions		Ultrasound Foetal Transducer - comp w/ Bionet - UC	Bionet "
"6012222	SS-078-NW30		SS-078-NW30	https://www.medten.com/product/842	Replacement	Reusable	Invivo	SpO2 Sensors	Accessories	Invivo SpO2 Sensor	Reusable Invivo SpO2 Sensor	Replacement: Neonate"," Wrap"," 3.0m"," Nellcor"," Reusable	Invivo SpO2 Sensor"," Neonate"," Wrap"," 3.0m"," Nellcor"," Reusable	1	12				Ultrasound Foetal Transducer - comp w/ Bionet - Uterine Contractions		Ultrasound Foetal Transducer - comp w/ Bionet - UC	Bionet "
"6012650	SS-078-MY30		SS-078-MY30	https://www.medten.com/product/843	Replacement	Reusable	Invivo	SpO2 Sensors	Accessories	Invivo SpO2 Sensor	Reusable Invivo SpO2 Sensor	Replacement: All Sizes"," Multi-Y"," 3.0m"," Nellcor"," Reusable	Invivo SpO2 Sensor"," All Sizes"," Multi-Y"," 3.0m"," Nellcor"," Reusable	1	12				Ultrasound Foetal Transducer - comp w/ Bionet - Uterine Contractions		Ultrasound Foetal Transducer - comp w/ Bionet - UC	Bionet "
"6011129	SS-086-AF30		SS-086-AF30	https://www.medten.com/product/844	Replacement	Reusable	Kontron	SpO2 Sensors	Accessories	Kontron SpO2 Sensor 608010	Reusable Kontron SpO2 Sensor 608010	Replacement: Adult"," Finger clip"," 3.0m"," Nellcor"," Reusable	Kontron SpO2 Sensor 608010"," Adult"," Finger clip"," 3.0m"," Nellcor"," Reusable	1	12				Ultrasound Foetal Transducer - comp w/ Bionet - Uterine Contractions		Ultrasound Foetal Transducer - comp w/ Bionet - UC	Bionet "
"6011363	SS-086-AS30		SS-086-AS30	https://www.medten.com/product/845	Replacement	Reusable	Kontron	SpO2 Sensors	Accessories	Kontron SpO2 Sensor	Reusable Kontron SpO2 Sensor	Replacement: Adult"," Soft rubber"," 3.0m"," Nellcor"," Reusable	Kontron SpO2 Sensor"," Adult"," Soft rubber"," 3.0m"," Nellcor"," Reusable	1	12				Ultrasound Foetal Transducer - comp w/ Bionet - Uterine Contractions		Ultrasound Foetal Transducer - comp w/ Bionet - UC	Bionet "
"6011582	SS-086-PF30		SS-086-PF30	https://www.medten.com/product/846	Replacement	Reusable	Kontron	SpO2 Sensors	Accessories	Kontron SpO2 Sensor	Reusable Kontron SpO2 Sensor	Replacement: Pediatric"," Finger clip"," 3.0m"," Nellcor"," Reusable	Kontron SpO2 Sensor"," Pediatric"," Finger clip"," 3.0m"," Nellcor"," Reusable	1	12				Ultrasound Foetal Transducer - comp w/ Bionet - Uterine Contractions		Ultrasound Foetal Transducer - comp w/ Bionet - UC	Bionet "
"6011800	SS-086-PS30		SS-086-PS30	https://www.medten.com/product/847	Replacement	Reusable	Kontron	SpO2 Sensors	Accessories	Kontron SpO2 Sensor	Reusable Kontron SpO2 Sensor	Replacement: Pediatric"," Soft rubber"," 3.0m"," Nellcor"," Reusable	Kontron SpO2 Sensor"," Pediatric"," Soft rubber"," 3.0m"," Nellcor"," Reusable	1	12				Ultrasound Foetal Transducer - comp w/ Bionet - Uterine Contractions		Ultrasound Foetal Transducer - comp w/ Bionet - UC	Bionet "
"6012232	SS-086-NW30		SS-086-NW30	https://www.medten.com/product/848	Replacement	Reusable	Kontron	SpO2 Sensors	Accessories	Kontron SpO2 Sensor	Reusable Kontron SpO2 Sensor	Replacement: Neonate"," Wrap"," 3.0m"," Nellcor"," Reusable	Kontron SpO2 Sensor"," Neonate"," Wrap"," 3.0m"," Nellcor"," Reusable	1	12				Ultrasound Foetal Transducer - comp w/ Bionet - Uterine Contractions		Ultrasound Foetal Transducer - comp w/ Bionet - UC	Bionet "
"6012660	SS-086-MY30		SS-086-MY30	https://www.medten.com/product/849	Replacement	Reusable	Kontron	SpO2 Sensors	Accessories	Kontron SpO2 Sensor	Reusable Kontron SpO2 Sensor	Replacement: All Sizes"," Multi-Y"," 3.0m"," Nellcor"," Reusable	Kontron SpO2 Sensor"," All Sizes"," Multi-Y"," 3.0m"," Nellcor"," Reusable	1	12				Ultrasound Foetal Transducer - comp w/ Bionet - Uterine Contractions		Ultrasound Foetal Transducer - comp w/ Bionet - UC	Bionet "
"6011149	SS-102-AF30		SS-102-AF30	https://www.medten.com/product/850	Replacement	Reusable	Lohmeier	SpO2 Sensors	Accessories	Lohmeier SpO2 Sensor 6051-0000-035	Reusable Lohmeier SpO2 Sensor 6051-0000-035	Replacement: Adult"," Finger clip"," 3.0m"," Nellcor"," Reusable	Lohmeier SpO2 Sensor 6051-0000-035"," Adult"," Finger clip"," 3.0m"," Nellcor"," Reusable	1	12				Ultrasound Foetal Transducer - comp w/ Bionet - Uterine Contractions		Ultrasound Foetal Transducer - comp w/ Bionet - UC	Bionet "
"6011383	SS-102-AS30		SS-102-AS30	https://www.medten.com/product/851	Replacement	Reusable	Lohmeier	SpO2 Sensors	Accessories	Lohmeier SpO2 Sensor	Reusable Lohmeier SpO2 Sensor	Replacement: Adult"," Soft rubber"," 3.0m"," Nellcor"," Reusable	Lohmeier SpO2 Sensor"," Adult"," Soft rubber"," 3.0m"," Nellcor"," Reusable	1	12				Ultrasound Foetal Transducer - comp w/ Bionet - Uterine Contractions		Ultrasound Foetal Transducer - comp w/ Bionet - UC	Bionet "
"6011602	SS-102-PF30		SS-102-PF30	https://www.medten.com/product/852	Replacement	Reusable	Lohmeier	SpO2 Sensors	Accessories	Lohmeier SpO2 Sensor	Reusable Lohmeier SpO2 Sensor	Replacement: Pediatric"," Finger clip"," 3.0m"," Reusable	Lohmeier SpO2 Sensor"," Pediatric"," Finger clip"," 3.0m"," Reusable	1	12				Ultrasound Foetal Transducer - comp w/ Bionet - Uterine Contractions		Ultrasound Foetal Transducer - comp w/ Bionet - UC	Bionet "
"6011820	SS-102-PS30		SS-102-PS30	https://www.medten.com/product/853	Replacement	Reusable	Lohmeier	SpO2 Sensors	Accessories	Lohmeier SpO2 Sensor	Reusable Lohmeier SpO2 Sensor	Replacement: Pediatric"," Soft rubber"," 3.0m"," Reusable	Lohmeier SpO2 Sensor"," Pediatric"," Soft rubber"," 3.0m"," Reusable	1	12				Ultrasound Foetal Transducer - comp w/ Bionet - Uterine Contractions		Ultrasound Foetal Transducer - comp w/ Bionet - UC	Bionet "
"6012252	SS-102-NW30		SS-102-NW30	https://www.medten.com/product/854	Replacement	Reusable	Lohmeier	SpO2 Sensors	Accessories	Lohmeier SpO2 Sensor	Reusable Lohmeier SpO2 Sensor	Replacement: Neonate"," Wrap"," 3.0m"," Reusable	Lohmeier SpO2 Sensor"," Neonate"," Wrap"," 3.0m"," Reusable	1	12				Ultrasound Foetal Transducer - comp w/ Bionet - Uterine Contractions		Ultrasound Foetal Transducer - comp w/ Bionet - UC	Bionet "
"6012680	SS-102-MY30		SS-102-MY30	https://www.medten.com/product/855	Replacement	Reusable	Lohmeier	SpO2 Sensors	Accessories	Lohmeier SpO2 Sensor	Reusable Lohmeier SpO2 Sensor	Replacement: All Sizes"," Multi-Y"," 3.0m"," Reusable	Lohmeier SpO2 Sensor"," All Sizes"," Multi-Y"," 3.0m"," Reusable	1	12				Ultrasound Foetal Transducer - comp w/ Bionet - Uterine Contractions		Ultrasound Foetal Transducer - comp w/ Bionet - UC	Bionet "
"6011468	SS-008RB-PF30		SS-008RB-PF30	https://www.medten.com/product/856	Replacement	Reusable	Masimo	SpO2 Sensors	Accessories	Masimo SpO2 Sensor	Reusable Masimo SpO2 Sensor	Replacement: Pediatric"," Finger clip"," 3.0m"," Masimo "," Reusable	Masimo SpO2 Sensor"," Pediatric"," Finger clip"," 3.0m"," Masimo "," Reusable	1	12				Ultrasound Foetal Transducer - comp w/ Bionet - Uterine Contractions		Ultrasound Foetal Transducer - comp w/ Bionet - UC	Bionet "
"6011686	SS-008RB-PS30		SS-008RB-PS30	https://www.medten.com/product/857	Replacement	Reusable	Masimo	SpO2 Sensors	Accessories	Masimo SpO2 Sensor	Reusable Masimo SpO2 Sensor	Replacement: Pediatric"," Soft rubber"," 3.0m"," Masimo "," Reusable	Masimo SpO2 Sensor"," Pediatric"," Soft rubber"," 3.0m"," Masimo "," Reusable	1	12				Ultrasound Foetal Transducer - comp w/ Bionet - Uterine Contractions		Ultrasound Foetal Transducer - comp w/ Bionet - UC	Bionet "
"6012118	SS-008RB-NW30		SS-008RB-NW30	https://www.medten.com/product/858	Replacement	Reusable	Masimo	SpO2 Sensors	Accessories	Masimo SpO2 Sensor	Reusable Masimo SpO2 Sensor	Replacement: Neonate"," Wrap"," 3.0m"," Masimo "," Reusable	Masimo SpO2 Sensor"," Neonate"," Wrap"," 3.0m"," Masimo "," Reusable	1	12				Ultrasound Foetal Transducer - comp w/ Bionet - Uterine Contractions		Ultrasound Foetal Transducer - comp w/ Bionet - UC	Bionet "
"6012546	SS-008RB-MY30		SS-008RB-MY30	https://www.medten.com/product/859	Replacement	Reusable	Masimo	SpO2 Sensors	Accessories	Masimo SpO2 Sensor	Reusable Masimo SpO2 Sensor	Replacement: All Sizes"," Multi-Y"," 3.0m"," Masimo "," Reusable	Masimo SpO2 Sensor"," All Sizes"," Multi-Y"," 3.0m"," Masimo "," Reusable	1	12				Ultrasound Foetal Transducer - comp w/ Bionet - Uterine Contractions		Ultrasound Foetal Transducer - comp w/ Bionet - UC	Bionet "
"6011123	SS-080-AF30		SS-080-AF30	https://www.medten.com/product/860	Replacement	Reusable	MEK	SpO2 Sensors	Accessories	MEK SpO2 Sensor	Reusable MEK SpO2 Sensor	Replacement: Adult"," Finger clip"," 3.0m"," Nellcor"," Reusable	MEK SpO2 Sensor"," Adult"," Finger clip"," 3.0m"," Nellcor"," Reusable	1	12				Ultrasound Foetal Transducer - comp w/ Bionet - Uterine Contractions		Ultrasound Foetal Transducer - comp w/ Bionet - UC	Bionet "
"6011357	SS-080-AS30		SS-080-AS30	https://www.medten.com/product/861	Replacement	Reusable	MEK	SpO2 Sensors	Accessories	MEK SpO2 Sensor	Reusable MEK SpO2 Sensor	Replacement: Adult"," Soft rubber"," 3.0m"," Nellcor"," Reusable	MEK SpO2 Sensor"," Adult"," Soft rubber"," 3.0m"," Nellcor"," Reusable	1	12				Ultrasound Foetal Transducer - comp w/ Bionet - Uterine Contractions		Ultrasound Foetal Transducer - comp w/ Bionet - UC	Bionet "
"6012226	SS-080-NW30		SS-080-NW30	https://www.medten.com/product/862	Replacement	Reusable	MEK	SpO2 Sensors	Accessories	MEK SpO2 Sensor	Reusable MEK SpO2 Sensor	Replacement: Neonate"," Wrap"," 3.0m"," Reusable	MEK SpO2 Sensor"," Neonate"," Wrap"," 3.0m"," Reusable	1	12				Ultrasound Foetal Transducer - comp w/ Bionet - Uterine Contractions		Ultrasound Foetal Transducer - comp w/ Bionet - UC	Bionet "
"6011122	SS-079-AF30		SS-079-AF30	https://www.medten.com/product/863	Replacement	Reusable	MEK	SpO2 Sensors	Accessories	MEK SpO2 Sensor	Reusable MEK SpO2 Sensor	Replacement: Adult"," Finger clip"," 3.0m"," Reusable	MEK SpO2 Sensor"," Adult"," Finger clip"," 3.0m"," Reusable	1	12				Ultrasound Foetal Transducer - comp w/ Bionet - Uterine Contractions		Ultrasound Foetal Transducer - comp w/ Bionet - UC	Bionet "
"6011356	SS-079-AS30		SS-079-AS30	https://www.medten.com/product/864	Replacement	Reusable	MEK	SpO2 Sensors	Accessories	MEK SpO2 Sensor	Reusable MEK SpO2 Sensor	Replacement: Adult"," Soft rubber"," 3.0m"," Reusable	MEK SpO2 Sensor"," Adult"," Soft rubber"," 3.0m"," Reusable	1	12				Ultrasound Foetal Transducer - comp w/ Bionet - Uterine Contractions		Ultrasound Foetal Transducer - comp w/ Bionet - UC	Bionet "
"6011575	SS-079-PF30		SS-079-PF30	https://www.medten.com/product/865	Replacement	Reusable	MEK	SpO2 Sensors	Accessories	MEK SpO2 Sensor	Reusable MEK SpO2 Sensor	Replacement: Pediatric"," Finger clip"," 3.0m"," Reusable	MEK SpO2 Sensor"," Pediatric"," Finger clip"," 3.0m"," Reusable	1	12				Ultrasound Foetal Transducer - comp w/ Bionet - Uterine Contractions		Ultrasound Foetal Transducer - comp w/ Bionet - UC	Bionet "
"6011793	SS-079-PS30		SS-079-PS30	https://www.medten.com/product/866	Replacement	Reusable	MEK	SpO2 Sensors	Accessories	MEK SpO2 Sensor	Reusable MEK SpO2 Sensor	Replacement: Pediatric"," Soft rubber"," 3.0m"," Reusable	MEK SpO2 Sensor"," Pediatric"," Soft rubber"," 3.0m"," Reusable	1	12				Ultrasound Foetal Transducer - comp w/ Bionet - Uterine Contractions		Ultrasound Foetal Transducer - comp w/ Bionet - UC	Bionet "
"6012225	SS-079-NW30		SS-079-NW30	https://www.medten.com/product/867	Replacement	Reusable	MEK	SpO2 Sensors	Accessories	MEK SpO2 Sensor	Reusable MEK SpO2 Sensor	Replacement: Neonate"," Wrap"," 3.0m"," Reusable	MEK SpO2 Sensor"," Neonate"," Wrap"," 3.0m"," Reusable	1	12				Ultrasound Foetal Transducer - comp w/ Bionet - Uterine Contractions		Ultrasound Foetal Transducer - comp w/ Bionet - UC	Bionet "
"6012653	SS-079-MY30		SS-079-MY30	https://www.medten.com/product/868	Replacement	Reusable	MEK	SpO2 Sensors	Accessories	MEK SpO2 Sensor	Reusable MEK SpO2 Sensor	Replacement: All Sizes"," Multi-Y"," 3.0m"," Reusable	MEK SpO2 Sensor"," All Sizes"," Multi-Y"," 3.0m"," Reusable	1	12				Ultrasound Foetal Transducer - comp w/ Bionet - Uterine Contractions		Ultrasound Foetal Transducer - comp w/ Bionet - UC	Bionet "
"6011138	SS-093-AF30		SS-093-AF30	https://www.medten.com/product/869	Replacement	Reusable	Mennen Medical	SpO2 Sensors	Accessories	Mennen Medical SpO2 Sensor	Reusable Mennen Medical SpO2 Sensor	Replacement: Adult"," Finger clip"," 3.0m"," Nellcor"," Reusable	Mennen Medical SpO2 Sensor"," Adult"," Finger clip"," 3.0m"," Nellcor"," Reusable	1	12				Ultrasound Foetal Transducer - comp w/ Bionet - Uterine Contractions		Ultrasound Foetal Transducer - comp w/ Bionet - UC	Bionet "
"6011372	SS-093-AS30		SS-093-AS30	https://www.medten.com/product/870	Replacement	Reusable	Mennen Medical	SpO2 Sensors	Accessories	Mennen Medical SpO2 Sensor	Reusable Mennen Medical SpO2 Sensor	Replacement: Adult"," Soft rubber"," 3.0m"," Nellcor"," Reusable	Mennen Medical SpO2 Sensor"," Adult"," Soft rubber"," 3.0m"," Nellcor"," Reusable	1	12				Ultrasound Foetal Transducer - comp w/ Bionet - Uterine Contractions		Ultrasound Foetal Transducer - comp w/ Bionet - UC	Bionet "
"6011591	SS-093-PF30		SS-093-PF30	https://www.medten.com/product/871	Replacement	Reusable	Mennen Medical	SpO2 Sensors	Accessories	Mennen Medical SpO2 Sensor	Reusable Mennen Medical SpO2 Sensor	Replacement: Pediatric"," Finger clip"," 3.0m"," Nellcor"," Reusable	Mennen Medical SpO2 Sensor"," Pediatric"," Finger clip"," 3.0m"," Nellcor"," Reusable	1	12				Ultrasound Foetal Transducer - comp w/ Bionet - Uterine Contractions		Ultrasound Foetal Transducer - comp w/ Bionet - UC	Bionet "
"6011809	SS-093-PS30		SS-093-PS30	https://www.medten.com/product/872	Replacement	Reusable	Mennen Medical	SpO2 Sensors	Accessories	Mennen Medical SpO2 Sensor	Reusable Mennen Medical SpO2 Sensor	Replacement: Pediatric"," Soft rubber"," 3.0m"," Nellcor"," Reusable	Mennen Medical SpO2 Sensor"," Pediatric"," Soft rubber"," 3.0m"," Nellcor"," Reusable	1	12				Ultrasound Foetal Transducer - comp w/ Bionet - Uterine Contractions		Ultrasound Foetal Transducer - comp w/ Bionet - UC	Bionet "
"6012241	SS-093-NW30		SS-093-NW30	https://www.medten.com/product/873	Replacement	Reusable	Mennen Medical	SpO2 Sensors	Accessories	Mennen Medical SpO2 Sensor	Reusable Mennen Medical SpO2 Sensor	Replacement: Neonate"," Wrap"," 3.0m"," Nellcor"," Reusable	Mennen Medical SpO2 Sensor"," Neonate"," Wrap"," 3.0m"," Nellcor"," Reusable	1	12				Ultrasound Foetal Transducer - comp w/ Bionet - Uterine Contractions		Ultrasound Foetal Transducer - comp w/ Bionet - UC	Bionet "
"6012669	SS-093-MY30		SS-093-MY30	https://www.medten.com/product/874	Replacement	Reusable	Mennen Medical	SpO2 Sensors	Accessories	Mennen Medical SpO2 Sensor	Reusable Mennen Medical SpO2 Sensor	Replacement: All Sizes"," Multi-Y"," 3.0m"," Nellcor"," Reusable	Mennen Medical SpO2 Sensor"," All Sizes"," Multi-Y"," 3.0m"," Nellcor"," Reusable	1	12				Ultrasound Foetal Transducer - comp w/ Bionet - Uterine Contractions		Ultrasound Foetal Transducer - comp w/ Bionet - UC	Bionet "
"6011137	SS-092-AF30		SS-092-AF30	https://www.medten.com/product/875	Replacement	Reusable	Mennen Medical	SpO2 Sensors	Accessories	Mennen Medical SpO2 Sensor	Reusable Mennen Medical SpO2 Sensor	Replacement: Adult"," Finger clip"," 3.0m"," Nellcor"," Reusable	Mennen Medical SpO2 Sensor"," Adult"," Finger clip"," 3.0m"," Nellcor"," Reusable	1	12				Ultrasound Foetal Transducer - comp w/ Bionet - Uterine Contractions		Ultrasound Foetal Transducer - comp w/ Bionet - UC	Bionet "
"6011371	SS-092-AS30		SS-092-AS30	https://www.medten.com/product/876	Replacement	Reusable	Mennen Medical	SpO2 Sensors	Accessories	Mennen Medical SpO2 Sensor	Reusable Mennen Medical SpO2 Sensor	Replacement: Adult"," Soft rubber"," 3.0m"," Nellcor"," Reusable	Mennen Medical SpO2 Sensor"," Adult"," Soft rubber"," 3.0m"," Nellcor"," Reusable	1	12				Ultrasound Foetal Transducer - comp w/ Bionet - Uterine Contractions		Ultrasound Foetal Transducer - comp w/ Bionet - UC	Bionet "
"6011590	SS-092-PF30		SS-092-PF30	https://www.medten.com/product/877	Replacement	Reusable	Mennen Medical	SpO2 Sensors	Accessories	Mennen Medical SpO2 Sensor	Reusable Mennen Medical SpO2 Sensor	Replacement: Pediatric"," Finger clip"," 3.0m"," Nellcor"," Reusable	Mennen Medical SpO2 Sensor"," Pediatric"," Finger clip"," 3.0m"," Nellcor"," Reusable	1	12				Ultrasound Foetal Transducer - comp w/ Bionet - Uterine Contractions		Ultrasound Foetal Transducer - comp w/ Bionet - UC	Bionet "
"6011808	SS-092-PS30		SS-092-PS30	https://www.medten.com/product/878	Replacement	Reusable	Mennen Medical	SpO2 Sensors	Accessories	Mennen Medical SpO2 Sensor	Reusable Mennen Medical SpO2 Sensor	Replacement: Pediatric"," Soft rubber"," 3.0m"," Nellcor"," Reusable	Mennen Medical SpO2 Sensor"," Pediatric"," Soft rubber"," 3.0m"," Nellcor"," Reusable	1	12				Ultrasound Foetal Transducer - comp w/ Bionet - Uterine Contractions		Ultrasound Foetal Transducer - comp w/ Bionet - UC	Bionet "
"6012240	SS-092-NW30		SS-092-NW30	https://www.medten.com/product/879	Replacement	Reusable	Mennen Medical	SpO2 Sensors	Accessories	Mennen Medical SpO2 Sensor	Reusable Mennen Medical SpO2 Sensor	Replacement: Neonate"," Wrap"," 3.0m"," Nellcor"," Reusable	Mennen Medical SpO2 Sensor"," Neonate"," Wrap"," 3.0m"," Nellcor"," Reusable	1	12				Ultrasound Foetal Transducer - comp w/ Bionet - Uterine Contractions		Ultrasound Foetal Transducer - comp w/ Bionet - UC	Bionet "
"6012668	SS-092-MY30		SS-092-MY30	https://www.medten.com/product/880	Replacement	Reusable	Mennen Medical	SpO2 Sensors	Accessories	Mennen Medical SpO2 Sensor	Reusable Mennen Medical SpO2 Sensor	Replacement: All Sizes"," Multi-Y"," 3.0m"," Nellcor"," Reusable	Mennen Medical SpO2 Sensor"," All Sizes"," Multi-Y"," 3.0m"," Nellcor"," Reusable	1	12				Ultrasound Foetal Transducer - comp w/ Bionet - Uterine Contractions		Ultrasound Foetal Transducer - comp w/ Bionet - UC	Bionet "
"6011088	SS-052M-AF30		SS-052M-AF30	https://www.medten.com/product/881	Replacement	Reusable	Mindray	SpO2 Sensors	Accessories	Mindray SpO2 Sensor	Reusable Mindray SpO2 Sensor	Replacement: Adult"," Finger clip"," 3.0m"," Masimo "," Reusable	Mindray SpO2 Sensor"," Adult"," Finger clip"," 3.0m"," Masimo "," Reusable	1	12				Ultrasound Foetal Transducer - comp w/ Bionet - Uterine Contractions		Ultrasound Foetal Transducer - comp w/ Bionet - UC	Bionet "
"6011322	SS-052M-AS30		SS-052M-AS30	https://www.medten.com/product/882	Replacement	Reusable	Mindray	SpO2 Sensors	Accessories	Mindray SpO2 Sensor	Reusable Mindray SpO2 Sensor	Replacement: Adult"," Soft rubber"," 3.0m"," Masimo "," Reusable	Mindray SpO2 Sensor"," Adult"," Soft rubber"," 3.0m"," Masimo "," Reusable	1	12				Ultrasound Foetal Transducer - comp w/ Bionet - Uterine Contractions		Ultrasound Foetal Transducer - comp w/ Bionet - UC	Bionet "
"6011541	SS-052M-PF30		SS-052M-PF30	https://www.medten.com/product/883	Replacement	Reusable	Mindray	SpO2 Sensors	Accessories	Mindray SpO2 Sensor	Reusable Mindray SpO2 Sensor	Replacement: Pediatric"," Finger clip"," 3.0m"," Masimo "," Reusable	Mindray SpO2 Sensor"," Pediatric"," Finger clip"," 3.0m"," Masimo "," Reusable	1	12				Ultrasound Foetal Transducer - comp w/ Bionet - Uterine Contractions		Ultrasound Foetal Transducer - comp w/ Bionet - UC	Bionet "
"6011759	SS-052M-PS30		SS-052M-PS30	https://www.medten.com/product/884	Replacement	Reusable	Mindray	SpO2 Sensors	Accessories	Mindray SpO2 Sensor	Reusable Mindray SpO2 Sensor	Replacement: Pediatric"," Soft rubber"," 3.0m"," Masimo "," Reusable	Mindray SpO2 Sensor"," Pediatric"," Soft rubber"," 3.0m"," Masimo "," Reusable	1	12				Ultrasound Foetal Transducer - comp w/ Bionet - Uterine Contractions		Ultrasound Foetal Transducer - comp w/ Bionet - UC	Bionet "
"6012191	SS-052M-NW30		SS-052M-NW30	https://www.medten.com/product/885	Replacement	Reusable	Mindray	SpO2 Sensors	Accessories	Mindray SpO2 Sensor	Reusable Mindray SpO2 Sensor	Replacement: Neonate"," Wrap"," 3.0m"," Masimo "," Reusable	Mindray SpO2 Sensor"," Neonate"," Wrap"," 3.0m"," Masimo "," Reusable	1	12				Ultrasound Foetal Transducer - comp w/ Bionet - Uterine Contractions		Ultrasound Foetal Transducer - comp w/ Bionet - UC	Bionet "
"6012619	SS-052M-MY30		SS-052M-MY30	https://www.medten.com/product/886	Replacement	Reusable	Mindray	SpO2 Sensors	Accessories	Mindray SpO2 Sensor	Reusable Mindray SpO2 Sensor	Replacement: All Sizes"," Multi-Y"," 3.0m"," Masimo "," Reusable	Mindray SpO2 Sensor"," All Sizes"," Multi-Y"," 3.0m"," Masimo "," Reusable	1	12				Ultrasound Foetal Transducer - comp w/ Bionet - Uterine Contractions		Ultrasound Foetal Transducer - comp w/ Bionet - UC	Bionet "
"6011085	SS-051M-AF30		SS-051M-AF30	https://www.medten.com/product/887	Replacement	Reusable	Mindray	SpO2 Sensors	Accessories	Mindray SpO2 Sensor	Reusable Mindray SpO2 Sensor	Replacement: Adult"," Finger clip"," 3.0m"," Masimo "," Reusable	Mindray SpO2 Sensor"," Adult"," Finger clip"," 3.0m"," Masimo "," Reusable	1	12				Ultrasound Foetal Transducer - comp w/ Bionet - Uterine Contractions		Ultrasound Foetal Transducer - comp w/ Bionet - UC	Bionet "
"6011319	SS-051M-AS30		SS-051M-AS30	https://www.medten.com/product/888	Replacement	Reusable	Mindray	SpO2 Sensors	Accessories	Mindray SpO2 Sensor	Reusable Mindray SpO2 Sensor	Replacement: Adult"," Soft rubber"," 3.0m"," Masimo "," Reusable	Mindray SpO2 Sensor"," Adult"," Soft rubber"," 3.0m"," Masimo "," Reusable	1	12				Ultrasound Foetal Transducer - comp w/ Bionet - Uterine Contractions		Ultrasound Foetal Transducer - comp w/ Bionet - UC	Bionet "
"6011538	SS-051M-PF30		SS-051M-PF30	https://www.medten.com/product/889	Replacement	Reusable	Mindray	SpO2 Sensors	Accessories	Mindray SpO2 Sensor	Reusable Mindray SpO2 Sensor	Replacement: Pediatric"," Finger clip"," 3.0m"," Masimo "," Reusable	Mindray SpO2 Sensor"," Pediatric"," Finger clip"," 3.0m"," Masimo "," Reusable	1	12				Ultrasound Foetal Transducer - comp w/ Bionet - Uterine Contractions		Ultrasound Foetal Transducer - comp w/ Bionet - UC	Bionet "
"6011756	SS-051M-PS30		SS-051M-PS30	https://www.medten.com/product/890	Replacement	Reusable	Mindray	SpO2 Sensors	Accessories	Mindray SpO2 Sensor	Reusable Mindray SpO2 Sensor	Replacement: Pediatric"," Soft rubber"," 3.0m"," Reusable	Mindray SpO2 Sensor"," Pediatric"," Soft rubber"," 3.0m"," Reusable	1	12				Ultrasound Foetal Transducer - comp w/ Bionet - Uterine Contractions		Ultrasound Foetal Transducer - comp w/ Bionet - UC	Bionet "
"6012188	SS-051M-NW30		SS-051M-NW30	https://www.medten.com/product/891	Replacement	Reusable	Mindray	SpO2 Sensors	Accessories	Mindray SpO2 Sensor	Reusable Mindray SpO2 Sensor	Replacement: Neonate"," Wrap"," 3.0m"," Masimo "," Reusable	Mindray SpO2 Sensor"," Neonate"," Wrap"," 3.0m"," Masimo "," Reusable	1	12				Ultrasound Foetal Transducer - comp w/ Bionet - Uterine Contractions		Ultrasound Foetal Transducer - comp w/ Bionet - UC	Bionet "
"6012616	SS-051M-MY30		SS-051M-MY30	https://www.medten.com/product/892	Replacement	Reusable	Mindray	SpO2 Sensors	Accessories	Mindray SpO2 Sensor	Reusable Mindray SpO2 Sensor	Replacement: All Sizes"," Multi-Y"," 3.0m"," Masimo "," Reusable	Mindray SpO2 Sensor"," All Sizes"," Multi-Y"," 3.0m"," Masimo "," Reusable	1	12				Ultrasound Foetal Transducer - comp w/ Bionet - Uterine Contractions		Ultrasound Foetal Transducer - comp w/ Bionet - UC	Bionet "
"6011093	SS-054-AF30		SS-054-AF30	https://www.medten.com/product/893	Replacement	Reusable	Mindray	SpO2 Sensors	Accessories	Mindray SpO2 Sensor	Reusable Mindray SpO2 Sensor	Replacement: Adult"," Finger clip"," 3.0m"," CSI"," Reusable	Mindray SpO2 Sensor"," Adult"," Finger clip"," 3.0m"," CSI"," Reusable	1	12				Ultrasound Foetal Transducer - comp w/ Bionet - Uterine Contractions		Ultrasound Foetal Transducer - comp w/ Bionet - UC	Bionet "
"6011327	SS-054-AS30		SS-054-AS30	https://www.medten.com/product/894	Replacement	Reusable	Mindray	SpO2 Sensors	Accessories	Mindray SpO2 Sensor	Reusable Mindray SpO2 Sensor	Replacement: Adult"," Soft rubber"," 3.0m"," CSI"," Reusable	Mindray SpO2 Sensor"," Adult"," Soft rubber"," 3.0m"," CSI"," Reusable	1	12				Ultrasound Foetal Transducer - comp w/ Bionet - Uterine Contractions		Ultrasound Foetal Transducer - comp w/ Bionet - UC	Bionet "
"6011546	SS-054-PF30		SS-054-PF30	https://www.medten.com/product/895	Replacement	Reusable	Mindray	SpO2 Sensors	Accessories	Mindray SpO2 Sensor	Reusable Mindray SpO2 Sensor	Replacement: Pediatric"," Finger clip"," 3.0m"," Reusable	Mindray SpO2 Sensor"," Pediatric"," Finger clip"," 3.0m"," Reusable	1	12				Ultrasound Foetal Transducer - comp w/ Bionet - Uterine Contractions		Ultrasound Foetal Transducer - comp w/ Bionet - UC	Bionet "
"6011764	SS-054-PS30		SS-054-PS30	https://www.medten.com/product/896	Replacement	Reusable	Mindray	SpO2 Sensors	Accessories	Mindray SpO2 Sensor	Reusable Mindray SpO2 Sensor	Replacement: Pediatric"," Soft rubber"," 3.0m"," Reusable	Mindray SpO2 Sensor"," Pediatric"," Soft rubber"," 3.0m"," Reusable	1	12				Ultrasound Foetal Transducer - comp w/ Bionet - Uterine Contractions		Ultrasound Foetal Transducer - comp w/ Bionet - UC	Bionet "
"6012196	SS-054-NW30		SS-054-NW30	https://www.medten.com/product/897	Replacement	Reusable	Mindray	SpO2 Sensors	Accessories	Mindray SpO2 Sensor	Reusable Mindray SpO2 Sensor	Replacement: Neonate"," Wrap"," 3.0m"," Reusable	Mindray SpO2 Sensor"," Neonate"," Wrap"," 3.0m"," Reusable	1	12				Ultrasound Foetal Transducer - comp w/ Bionet - Uterine Contractions		Ultrasound Foetal Transducer - comp w/ Bionet - UC	Bionet "
"6012624	SS-054-MY30		SS-054-MY30	https://www.medten.com/product/898	Replacement	Reusable	Mindray	SpO2 Sensors	Accessories	Mindray SpO2 Sensor	Reusable Mindray SpO2 Sensor	Replacement: All Sizes"," Multi-Y"," 3.0m"," Reusable	Mindray SpO2 Sensor"," All Sizes"," Multi-Y"," 3.0m"," Reusable	1	12				Ultrasound Foetal Transducer - comp w/ Bionet - Uterine Contractions		Ultrasound Foetal Transducer - comp w/ Bionet - UC	Bionet "
"6011083	SS-050-AF30		SS-050-AF30	https://www.medten.com/product/899	Replacement	Reusable	Mindray	SpO2 Sensors	Accessories	Mindray SpO2 Sensor	Reusable Mindray SpO2 Sensor	Replacement: Adult"," Finger clip"," 3.0m"," Nellcor"," Reusable	Mindray SpO2 Sensor"," Adult"," Finger clip"," 3.0m"," Nellcor"," Reusable	1	12				Ultrasound Foetal Transducer - comp w/ Bionet - Uterine Contractions		Ultrasound Foetal Transducer - comp w/ Bionet - UC	Bionet "
"6011317	SS-050-AS30		SS-050-AS30	https://www.medten.com/product/900	Replacement	Reusable	Mindray	SpO2 Sensors	Accessories	Mindray SpO2 Sensor	Reusable Mindray SpO2 Sensor	Replacement: Adult"," Soft rubber"," 3.0m"," Nellcor"," Reusable	Mindray SpO2 Sensor"," Adult"," Soft rubber"," 3.0m"," Nellcor"," Reusable	1	12				Ultrasound Foetal Transducer - comp w/ Bionet - Uterine Contractions		Ultrasound Foetal Transducer - comp w/ Bionet - UC	Bionet "
"6011536	SS-050-PF30		SS-050-PF30	https://www.medten.com/product/901	Replacement	Reusable	Mindray	SpO2 Sensors	Accessories	Mindray SpO2 Sensor	Reusable Mindray SpO2 Sensor	Replacement: Pediatric"," Finger clip"," 3.0m"," Reusable	Mindray SpO2 Sensor"," Pediatric"," Finger clip"," 3.0m"," Reusable	1	12				Ultrasound Foetal Transducer - comp w/ Bionet - Uterine Contractions		Ultrasound Foetal Transducer - comp w/ Bionet - UC	Bionet "
"6011754	SS-050-PS30		SS-050-PS30	https://www.medten.com/product/902	Replacement	Reusable	Mindray	SpO2 Sensors	Accessories	Mindray SpO2 Sensor	Reusable Mindray SpO2 Sensor	Replacement: Pediatric"," Soft rubber"," 3.0m"," Reusable	Mindray SpO2 Sensor"," Pediatric"," Soft rubber"," 3.0m"," Reusable	1	12				Ultrasound Foetal Transducer - comp w/ Bionet - Uterine Contractions		Ultrasound Foetal Transducer - comp w/ Bionet - UC	Bionet "
"6012186	SS-050-NW30		SS-050-NW30	https://www.medten.com/product/903	Replacement	Reusable	Mindray	SpO2 Sensors	Accessories	Mindray SpO2 Sensor	Reusable Mindray SpO2 Sensor	Replacement: Neonate"," Wrap"," 3.0m"," Reusable	Mindray SpO2 Sensor"," Neonate"," Wrap"," 3.0m"," Reusable	1	12				Ultrasound Foetal Transducer - comp w/ Bionet - Uterine Contractions		Ultrasound Foetal Transducer - comp w/ Bionet - UC	Bionet "
"6012614	SS-050-MY30		SS-050-MY30	https://www.medten.com/product/904	Replacement	Reusable	Mindray	SpO2 Sensors	Accessories	Mindray SpO2 Sensor	Reusable Mindray SpO2 Sensor	Replacement: All Sizes"," Multi-Y"," 3.0m"," Reusable	Mindray SpO2 Sensor"," All Sizes"," Multi-Y"," 3.0m"," Reusable	1	12				Ultrasound Foetal Transducer - comp w/ Bionet - Uterine Contractions		Ultrasound Foetal Transducer - comp w/ Bionet - UC	Bionet "
"6011084	SS-050M-AF30		SS-050M-AF30	https://www.medten.com/product/905	Replacement	Reusable	Mindray	SpO2 Sensors	Accessories	Mindray SpO2 Sensor	Reusable Mindray SpO2 Sensor	Replacement: Adult"," Finger clip"," 3.0m"," Masimo "," Reusable	Mindray SpO2 Sensor"," Adult"," Finger clip"," 3.0m"," Masimo "," Reusable	1	12				Ultrasound Foetal Transducer - comp w/ Bionet - Uterine Contractions		Ultrasound Foetal Transducer - comp w/ Bionet - UC	Bionet "
"6011318	SS-050M-AS30		SS-050M-AS30	https://www.medten.com/product/906	Replacement	Reusable	Mindray	SpO2 Sensors	Accessories	Mindray SpO2 Sensor	Reusable Mindray SpO2 Sensor	Replacement: Adult"," Soft rubber"," 3.0m"," Masimo "," Reusable	Mindray SpO2 Sensor"," Adult"," Soft rubber"," 3.0m"," Masimo "," Reusable	1	12				Ultrasound Foetal Transducer - comp w/ Bionet - Uterine Contractions		Ultrasound Foetal Transducer - comp w/ Bionet - UC	Bionet "
"6011537	SS-050M-PF30		SS-050M-PF30	https://www.medten.com/product/907	Replacement	Reusable	Mindray	SpO2 Sensors	Accessories	Mindray SpO2 Sensor	Reusable Mindray SpO2 Sensor	Replacement: Pediatric"," Finger clip"," 3.0m"," Reusable	Mindray SpO2 Sensor"," Pediatric"," Finger clip"," 3.0m"," Reusable	1	12				Ultrasound Foetal Transducer - comp w/ Bionet - Uterine Contractions		Ultrasound Foetal Transducer - comp w/ Bionet - UC	Bionet "
"6011755	SS-050M-PS30		SS-050M-PS30	https://www.medten.com/product/908	Replacement	Reusable	Mindray	SpO2 Sensors	Accessories	Mindray SpO2 Sensor	Reusable Mindray SpO2 Sensor	Replacement: Pediatric"," Soft rubber"," 3.0m"," Reusable	Mindray SpO2 Sensor"," Pediatric"," Soft rubber"," 3.0m"," Reusable	1	12				Ultrasound Foetal Transducer - comp w/ Bionet - Uterine Contractions		Ultrasound Foetal Transducer - comp w/ Bionet - UC	Bionet "
"6012187	SS-050M-NW30		SS-050M-NW30	https://www.medten.com/product/909	Replacement	Reusable	Mindray	SpO2 Sensors	Accessories	Mindray SpO2 Sensor	Reusable Mindray SpO2 Sensor	Replacement: Neonate"," Wrap"," 3.0m"," Masimo "," Reusable	Mindray SpO2 Sensor"," Neonate"," Wrap"," 3.0m"," Masimo "," Reusable	1	12				Ultrasound Foetal Transducer - comp w/ Bionet - Uterine Contractions		Ultrasound Foetal Transducer - comp w/ Bionet - UC	Bionet "
"6012615	SS-050M-MY30		SS-050M-MY30	https://www.medten.com/product/910	Replacement	Reusable	Mindray	SpO2 Sensors	Accessories	Mindray SpO2 Sensor	Reusable Mindray SpO2 Sensor	Replacement: All Sizes"," Multi-Y"," 3.0m"," Reusable	Mindray SpO2 Sensor"," All Sizes"," Multi-Y"," 3.0m"," Reusable	1	12				Ultrasound Foetal Transducer - comp w/ Bionet - Uterine Contractions		Ultrasound Foetal Transducer - comp w/ Bionet - UC	Bionet "
"6011089	SS-053-AF30		SS-053-AF30	https://www.medten.com/product/911	Replacement	Reusable	Mindray	SpO2 Sensors	Accessories	Mindray SpO2 Sensor 512F-30-28265	Reusable Mindray SpO2 Sensor 512F-30-28265	Replacement: Adult"," Finger clip"," 3.0m"," Nellcor - OxiSmart	Mindray SpO2 Sensor 512F-30-28265"," Adult"," Finger clip"," 3.0m"," Nellcor - OxiSmart	1	12				Ultrasound Foetal Transducer - comp w/ Bionet - Uterine Contractions		Ultrasound Foetal Transducer - comp w/ Bionet - UC	Bionet "
"6011323	SS-053-AS30		SS-053-AS30	https://www.medten.com/product/912	Replacement	Reusable	Mindray	SpO2 Sensors	Accessories	Mindray SpO2 Sensor	Reusable Mindray SpO2 Sensor	Replacement: Adult"," Soft rubber"," 3.0m"," Nellcor"," Reusable	Mindray SpO2 Sensor"," Adult"," Soft rubber"," 3.0m"," Nellcor"," Reusable	1	12				Ultrasound Foetal Transducer - comp w/ Bionet - Uterine Contractions		Ultrasound Foetal Transducer - comp w/ Bionet - UC	Bionet "
"6011542	SS-053-PF30		SS-053-PF30	https://www.medten.com/product/913	Replacement	Reusable	Mindray	SpO2 Sensors	Accessories	Mindray SpO2 Sensor	Reusable Mindray SpO2 Sensor	Replacement: Pediatric"," Finger clip"," 3.0m"," Reusable	Mindray SpO2 Sensor"," Pediatric"," Finger clip"," 3.0m"," Reusable	1	12				Ultrasound Foetal Transducer - comp w/ Bionet - Uterine Contractions		Ultrasound Foetal Transducer - comp w/ Bionet - UC	Bionet "
"6011760	SS-053-PS30		SS-053-PS30	https://www.medten.com/product/914	Replacement	Reusable	Mindray	SpO2 Sensors	Accessories	Mindray SpO2 Sensor	Reusable Mindray SpO2 Sensor	Replacement: Pediatric"," Soft rubber"," 3.0m"," Reusable	Mindray SpO2 Sensor"," Pediatric"," Soft rubber"," 3.0m"," Reusable	1	12				Ultrasound Foetal Transducer - comp w/ Bionet - Uterine Contractions		Ultrasound Foetal Transducer - comp w/ Bionet - UC	Bionet "
"6012192	SS-053-NW30		SS-053-NW30	https://www.medten.com/product/915	Replacement	Reusable	Mindray	SpO2 Sensors	Accessories	Mindray SpO2 Sensor	Reusable Mindray SpO2 Sensor	Replacement: Neonate"," Wrap"," 3.0m"," Reusable	Mindray SpO2 Sensor"," Neonate"," Wrap"," 3.0m"," Reusable	1	12				Ultrasound Foetal Transducer - comp w/ Bionet - Uterine Contractions		Ultrasound Foetal Transducer - comp w/ Bionet - UC	Bionet "
"6012620	SS-053-MY30		SS-053-MY30	https://www.medten.com/product/916	Replacement	Reusable	Mindray	SpO2 Sensors	Accessories	Mindray SpO2 Sensor	Reusable Mindray SpO2 Sensor	Replacement: All Sizes"," Multi-Y"," 3.0m"," Reusable	Mindray SpO2 Sensor"," All Sizes"," Multi-Y"," 3.0m"," Reusable	1	12				Ultrasound Foetal Transducer - comp w/ Bionet - Uterine Contractions		Ultrasound Foetal Transducer - comp w/ Bionet - UC	Bionet "
"6011007	SS-002-AF30		SS-002-AF30	https://www.medten.com/product/917	Replacement	Reusable	Nellcor	SpO2 Sensors	Accessories	Nellcor SpO2 Sensor	Reusable Nellcor SpO2 Sensor	Replacement: Adult"," Finger clip"," 3.0m"," Nellcor"," Reusable	Nellcor SpO2 Sensor"," Adult"," Finger clip"," 3.0m"," Nellcor"," Reusable	1	12				Ultrasound Foetal Transducer - comp w/ Bionet - Uterine Contractions		Ultrasound Foetal Transducer - comp w/ Bionet - UC	Bionet "
"6011242	SS-002-AS30		SS-002-AS30	https://www.medten.com/product/918	Replacement	Reusable	Nellcor	SpO2 Sensors	Accessories	Nellcor SpO2 Sensor	Reusable Nellcor SpO2 Sensor	Replacement: Adult"," Soft rubber"," 3.0m"," Nellcor"," Reusable	Nellcor SpO2 Sensor"," Adult"," Soft rubber"," 3.0m"," Nellcor"," Reusable	1	12				Ultrasound Foetal Transducer - comp w/ Bionet - Uterine Contractions		Ultrasound Foetal Transducer - comp w/ Bionet - UC	Bionet "
"6011460	SS-002-PF30		SS-002-PF30	https://www.medten.com/product/919	Replacement	Reusable	Nellcor	SpO2 Sensors	Accessories	Nellcor SpO2 Sensor	Reusable Nellcor SpO2 Sensor	Replacement: Pediatric"," Finger clip"," 3.0m"," Nellcor"," Reusable	Nellcor SpO2 Sensor"," Pediatric"," Finger clip"," 3.0m"," Nellcor"," Reusable	1	12				Ultrasound Foetal Transducer - comp w/ Bionet - Uterine Contractions		Ultrasound Foetal Transducer - comp w/ Bionet - UC	Bionet "
"6011678	SS-002-PS30		SS-002-PS30	https://www.medten.com/product/920	Replacement	Reusable	Nellcor	SpO2 Sensors	Accessories	Nellcor SpO2 Sensor	Reusable Nellcor SpO2 Sensor	Replacement: Pediatric"," Soft rubber"," 3.0m"," Nellcor"," Reusable	Nellcor SpO2 Sensor"," Pediatric"," Soft rubber"," 3.0m"," Nellcor"," Reusable	1	12				Ultrasound Foetal Transducer - comp w/ Bionet - Uterine Contractions		Ultrasound Foetal Transducer - comp w/ Bionet - UC	Bionet "
"6012110	SS-002-NW30		SS-002-NW30	https://www.medten.com/product/921	Replacement	Reusable	Nellcor	SpO2 Sensors	Accessories	Nellcor SpO2 Sensor	Reusable Nellcor SpO2 Sensor	Replacement: Neonate"," Wrap"," 3.0m"," Nellcor"," Reusable	Nellcor SpO2 Sensor"," Neonate"," Wrap"," 3.0m"," Nellcor"," Reusable	1	12				Ultrasound Foetal Transducer - comp w/ Bionet - Uterine Contractions		Ultrasound Foetal Transducer - comp w/ Bionet - UC	Bionet "
"6012538	SS-002-MY30		SS-002-MY30	https://www.medten.com/product/922	Replacement	Reusable	Nellcor	SpO2 Sensors	Accessories	Nellcor SpO2 Sensor	Reusable Nellcor SpO2 Sensor	Replacement: All Sizes"," Multi-Y"," 3.0m"," Nellcor"," Reusable	Nellcor SpO2 Sensor"," All Sizes"," Multi-Y"," 3.0m"," Nellcor"," Reusable	1	12				Ultrasound Foetal Transducer - comp w/ Bionet - Uterine Contractions		Ultrasound Foetal Transducer - comp w/ Bionet - UC	Bionet "
"6011001	SS-001-AF30		SS-001-AF30	https://www.medten.com/product/923	Replacement	Reusable	Nellcor	SpO2 Sensors	Accessories	Nellcor SpO2 Sensor DS100A (Non-Oximax"," 3.0m)	Reusable Nellcor SpO2 Sensor DS100A (Non-Oximax"," 3.0m)	Replacement: Adult"," Finger clip"," 3.0m"," Nellcor"," Reusable	Nellcor SpO2 Sensor DS100A (Non-Oximax"," 3.0m)"," Adult"," Finger clip"," 3.0m"," Nellcor"," Reusable	1	12				Ultrasound Foetal Transducer - comp w/ Bionet - Uterine Contractions		Ultrasound Foetal Transducer - comp w/ Bionet - UC	Bionet "
"6011236	SS-001-AS30		SS-001-AS30	https://www.medten.com/product/924	Replacement	Reusable	Nellcor	SpO2 Sensors	Accessories	Nellcor SpO2 Sensor FlexMax (Non-Oximax"," 3.0m)	Reusable Nellcor SpO2 Sensor FlexMax (Non-Oximax"," 3.0m)	Replacement: Adult"," Soft Rubber"," 3.0m"," Nellcor - OxiSmart	Nellcor SpO2 Sensor FlexMax (Non-Oximax"," 3.0m)"," Adult"," Soft Rubber"," 3.0m"," Nellcor - OxiSmart	1	12				Ultrasound Foetal Transducer - comp w/ Bionet - Uterine Contractions		Ultrasound Foetal Transducer - comp w/ Bionet - UC	Bionet "
"6011454	SS-001-PF30		SS-001-PF30	https://www.medten.com/product/925	Replacement	Reusable	Nellcor	SpO2 Sensors	Accessories	Nellcor SpO2 Sensor D-YSPD (Non-Oximax"," 3.0m)	Reusable Nellcor SpO2 Sensor D-YSPD (Non-Oximax"," 3.0m)	Replacement: Pediatric"," Finger clip"," 3.0m"," Nellcor"," Reusable	Nellcor SpO2 Sensor D-YSPD (Non-Oximax"," 3.0m)"," Pediatric"," Finger clip"," 3.0m"," Nellcor"," Reusable	1	12				Ultrasound Foetal Transducer - comp w/ Bionet - Uterine Contractions		Ultrasound Foetal Transducer - comp w/ Bionet - UC	Bionet "
"6011672	SS-001-PS30		SS-001-PS30	https://www.medten.com/product/926	Replacement	Reusable	Nellcor	SpO2 Sensors	Accessories	Nellcor SpO2 Sensor FlexMax-P (Non-Oximax"," 3.0m)	Reusable Nellcor SpO2 Sensor FlexMax-P (Non-Oximax"," 3.0m)	Replacement: Pediatric"," Soft rubber"," 3.0m"," Nellcor"," Reusable	Nellcor SpO2 Sensor FlexMax-P (Non-Oximax"," 3.0m)"," Pediatric"," Soft rubber"," 3.0m"," Nellcor"," Reusable	1	12				Ultrasound Foetal Transducer - comp w/ Bionet - Uterine Contractions		Ultrasound Foetal Transducer - comp w/ Bionet - UC	Bionet "
"6012104	SS-001-NW30		SS-001-NW30	https://www.medten.com/product/927	Replacement	Reusable	Nellcor	SpO2 Sensors	Accessories	Nellcor SpO2 Sensor OXI-A/N (Non-Oximax"," 3.0m)	Reusable Nellcor SpO2 Sensor OXI-A/N (Non-Oximax"," 3.0m)	Replacement: Neonate"," Wrap"," 3.0m"," Nellcor - OxiSmart	Nellcor SpO2 Sensor OXI-A/N (Non-Oximax"," 3.0m)"," Neonate"," Wrap"," 3.0m"," Nellcor - OxiSmart	1	12				Ultrasound Foetal Transducer - comp w/ Bionet - Uterine Contractions		Ultrasound Foetal Transducer - comp w/ Bionet - UC	Bionet "
"6012532	SS-001-MY30		SS-001-MY30	https://www.medten.com/product/928	Replacement	Reusable	Nellcor	SpO2 Sensors	Accessories	Nellcor SpO2 Sensor D-YS (Non-Oximax"," 3.0m)	Reusable Nellcor SpO2 Sensor D-YS (Non-Oximax"," 3.0m)	Replacement: All Sizes"," Multi-Y"," 3.0m"," Nellcor"," Reusable	Nellcor SpO2 Sensor D-YS (Non-Oximax"," 3.0m)"," All Sizes"," Multi-Y"," 3.0m"," Nellcor"," Reusable	1	12				Ultrasound Foetal Transducer - comp w/ Bionet - Uterine Contractions		Ultrasound Foetal Transducer - comp w/ Bionet - UC	Bionet "
"6011071	SS-044-AF30		SS-044-AF30	https://www.medten.com/product/935	Replacement	Reusable	Nihon Kohden	SpO2 Sensors	Accessories	Nihon Kohden SpO2 Sensor	Reusable Nihon Kohden SpO2 Sensor	Replacement: Adult"," Finger clip"," 3.0m"," Nihon Kohden"," Reusable	Nihon Kohden SpO2 Sensor"," Adult"," Finger clip"," 3.0m"," Nihon Kohden"," Reusable	1	12				Ultrasound Foetal Transducer - comp w/ Bionet - Uterine Contractions		Ultrasound Foetal Transducer - comp w/ Bionet - UC	Bionet "
"6011305	SS-044-AS30		SS-044-AS30	https://www.medten.com/product/936	Replacement	Reusable	Nihon Kohden	SpO2 Sensors	Accessories	Nihon Kohden SpO2 Sensor	Reusable Nihon Kohden SpO2 Sensor	Replacement: Adult"," Soft rubber"," 3.0m"," Nihon Kohden"," Reusable	Nihon Kohden SpO2 Sensor"," Adult"," Soft rubber"," 3.0m"," Nihon Kohden"," Reusable	1	12				Ultrasound Foetal Transducer - comp w/ Bionet - Uterine Contractions		Ultrasound Foetal Transducer - comp w/ Bionet - UC	Bionet "
"6011524	SS-044-PF30		SS-044-PF30	https://www.medten.com/product/937	Replacement	Reusable	Nihon Kohden	SpO2 Sensors	Accessories	Nihon Kohden SpO2 Sensor	Reusable Nihon Kohden SpO2 Sensor	Replacement: Pediatric"," Finger clip"," 3.0m"," Nihon Kohden"," Reusable	Nihon Kohden SpO2 Sensor"," Pediatric"," Finger clip"," 3.0m"," Nihon Kohden"," Reusable	1	12				Ultrasound Foetal Transducer - comp w/ Bionet - Uterine Contractions		Ultrasound Foetal Transducer - comp w/ Bionet - UC	Bionet "
"6011742	SS-044-PS30		SS-044-PS30	https://www.medten.com/product/938	Replacement	Reusable	Nihon Kohden	SpO2 Sensors	Accessories	Nihon Kohden SpO2 Sensor	Reusable Nihon Kohden SpO2 Sensor	Replacement: Pediatric"," Soft rubber"," 3.0m"," Nihon Kohden"," Reusable	Nihon Kohden SpO2 Sensor"," Pediatric"," Soft rubber"," 3.0m"," Nihon Kohden"," Reusable	1	12				Ultrasound Foetal Transducer - comp w/ Bionet - Uterine Contractions		Ultrasound Foetal Transducer - comp w/ Bionet - UC	Bionet "
"6012174	SS-044-NW30		SS-044-NW30	https://www.medten.com/product/939	Replacement	Reusable	Nihon Kohden	SpO2 Sensors	Accessories	Nihon Kohden SpO2 Sensor	Reusable Nihon Kohden SpO2 Sensor	Replacement: Neonate"," Wrap"," 3.0m"," Nihon Kohden"," Reusable	Nihon Kohden SpO2 Sensor"," Neonate"," Wrap"," 3.0m"," Nihon Kohden"," Reusable	1	12				Ultrasound Foetal Transducer - comp w/ Bionet - Uterine Contractions		Ultrasound Foetal Transducer - comp w/ Bionet - UC	Bionet "
"6012602	SS-044-MY30		SS-044-MY30	https://www.medten.com/product/940	Replacement	Reusable	Nihon Kohden	SpO2 Sensors	Accessories	Nihon Kohden SpO2 Sensor	Reusable Nihon Kohden SpO2 Sensor	Replacement: All Sizes"," Multi-Y"," 3.0m"," Nihon Kohden"," Reusable	Nihon Kohden SpO2 Sensor"," All Sizes"," Multi-Y"," 3.0m"," Nihon Kohden"," Reusable	1	12				Ultrasound Foetal Transducer - comp w/ Bionet - Uterine Contractions		Ultrasound Foetal Transducer - comp w/ Bionet - UC	Bionet "
"6011072	SS-045-AF30		SS-045-AF30	https://www.medten.com/product/941	Replacement	Reusable	Nihon Kohden	SpO2 Sensors	Accessories	Nihon Kohden SpO2 Sensor	Reusable Nihon Kohden SpO2 Sensor	Replacement: Adult"," Finger clip"," 3.0m"," Nihon Kohden"," Reusable	Nihon Kohden SpO2 Sensor"," Adult"," Finger clip"," 3.0m"," Nihon Kohden"," Reusable	1	12				Ultrasound Foetal Transducer - comp w/ Bionet - Uterine Contractions		Ultrasound Foetal Transducer - comp w/ Bionet - UC	Bionet "
"6011306	SS-045-AS30		SS-045-AS30	https://www.medten.com/product/942	Replacement	Reusable	Nihon Kohden	SpO2 Sensors	Accessories	Nihon Kohden SpO2 Sensor	Reusable Nihon Kohden SpO2 Sensor	Replacement: Adult"," Soft rubber"," 3.0m"," Nihon Kohden"," Reusable	Nihon Kohden SpO2 Sensor"," Adult"," Soft rubber"," 3.0m"," Nihon Kohden"," Reusable	1	12				Ultrasound Foetal Transducer - comp w/ Bionet - Uterine Contractions		Ultrasound Foetal Transducer - comp w/ Bionet - UC	Bionet "
"6011525	SS-045-PF30		SS-045-PF30	https://www.medten.com/product/943	Replacement	Reusable	Nihon Kohden	SpO2 Sensors	Accessories	Nihon Kohden SpO2 Sensor	Reusable Nihon Kohden SpO2 Sensor	Replacement: Pediatric"," Finger clip"," 3.0m"," Nihon Kohden"," Reusable	Nihon Kohden SpO2 Sensor"," Pediatric"," Finger clip"," 3.0m"," Nihon Kohden"," Reusable	1	12				Ultrasound Foetal Transducer - comp w/ Bionet - Uterine Contractions		Ultrasound Foetal Transducer - comp w/ Bionet - UC	Bionet "
"6011743	SS-045-PS30		SS-045-PS30	https://www.medten.com/product/944	Replacement	Reusable	Nihon Kohden	SpO2 Sensors	Accessories	Nihon Kohden SpO2 Sensor	Reusable Nihon Kohden SpO2 Sensor	Replacement: Pediatric"," Soft rubber"," 3.0m"," Nihon Kohden"," Reusable	Nihon Kohden SpO2 Sensor"," Pediatric"," Soft rubber"," 3.0m"," Nihon Kohden"," Reusable	1	12				Ultrasound Foetal Transducer - comp w/ Bionet - Uterine Contractions		Ultrasound Foetal Transducer - comp w/ Bionet - UC	Bionet "
"6012175	SS-045-NW30		SS-045-NW30	https://www.medten.com/product/945	Replacement	Reusable	Nihon Kohden	SpO2 Sensors	Accessories	Nihon Kohden SpO2 Sensor	Reusable Nihon Kohden SpO2 Sensor	Replacement: Neonate"," Wrap"," 3.0m"," Nihon Kohden"," Reusable	Nihon Kohden SpO2 Sensor"," Neonate"," Wrap"," 3.0m"," Nihon Kohden"," Reusable	1	12				Ultrasound Foetal Transducer - comp w/ Bionet - Uterine Contractions		Ultrasound Foetal Transducer - comp w/ Bionet - UC	Bionet "
"6012603	SS-045-MY30		SS-045-MY30	https://www.medten.com/product/946	Replacement	Reusable	Nihon Kohden	SpO2 Sensors	Accessories	Nihon Kohden SpO2 Sensor	Reusable Nihon Kohden SpO2 Sensor	Replacement: All Sizes"," Multi-Y"," 3.0m"," Nihon Kohden"," Reusable	Nihon Kohden SpO2 Sensor"," All Sizes"," Multi-Y"," 3.0m"," Nihon Kohden"," Reusable	1	12				Ultrasound Foetal Transducer - comp w/ Bionet - Uterine Contractions		Ultrasound Foetal Transducer - comp w/ Bionet - UC	Bionet "
"6011053	SS-029-AF30		SS-029-AF30	https://www.medten.com/product/947	Replacement	Reusable	Siemens	SpO2 Sensors	Accessories	Siemens SpO2 Sensor	Reusable Siemens SpO2 Sensor	Replacement: Adult"," Finger clip"," 3.0m"," Nellcor"," Reusable	Siemens SpO2 Sensor"," Adult"," Finger clip"," 3.0m"," Nellcor"," Reusable	1	12				Ultrasound Foetal Transducer - comp w/ Bionet - Uterine Contractions		Ultrasound Foetal Transducer - comp w/ Bionet - UC	Bionet "
"6011288	SS-029-AS30		SS-029-AS30	https://www.medten.com/product/948	Replacement	Reusable	Siemens	SpO2 Sensors	Accessories	Siemens SpO2 Sensor	Reusable Siemens SpO2 Sensor	Replacement: Adult"," Soft rubber"," 3.0m"," Nellcor"," Reusable	Siemens SpO2 Sensor"," Adult"," Soft rubber"," 3.0m"," Nellcor"," Reusable	1	12				Ultrasound Foetal Transducer - comp w/ Bionet - Uterine Contractions		Ultrasound Foetal Transducer - comp w/ Bionet - UC	Bionet "
"6011506	SS-029-PF30		SS-029-PF30	https://www.medten.com/product/949	Replacement	Reusable	Siemens	SpO2 Sensors	Accessories	Siemens SpO2 Sensor	Reusable Siemens SpO2 Sensor	Replacement: Pediatric"," Finger clip"," 3.0m"," Nellcor"," Reusable	Siemens SpO2 Sensor"," Pediatric"," Finger clip"," 3.0m"," Nellcor"," Reusable	1	12				Ultrasound Foetal Transducer - comp w/ Bionet - Uterine Contractions		Ultrasound Foetal Transducer - comp w/ Bionet - UC	Bionet "
"6011724	SS-029-PS30		SS-029-PS30	https://www.medten.com/product/950	Replacement	Reusable	Siemens	SpO2 Sensors	Accessories	Siemens SpO2 Sensor	Reusable Siemens SpO2 Sensor	Replacement: Pediatric"," Soft rubber"," 3.0m"," Nellcor"," Reusable	Siemens SpO2 Sensor"," Pediatric"," Soft rubber"," 3.0m"," Nellcor"," Reusable	1	12				Ultrasound Foetal Transducer - comp w/ Bionet - Uterine Contractions		Ultrasound Foetal Transducer - comp w/ Bionet - UC	Bionet "
"6012156	SS-029-NW30		SS-029-NW30	https://www.medten.com/product/951	Replacement	Reusable	Siemens	SpO2 Sensors	Accessories	Siemens SpO2 Sensor	Reusable Siemens SpO2 Sensor	Replacement: Neonate"," Wrap"," 3.0m"," Nellcor"," Reusable	Siemens SpO2 Sensor"," Neonate"," Wrap"," 3.0m"," Nellcor"," Reusable	1	12				Ultrasound Foetal Transducer - comp w/ Bionet - Uterine Contractions		Ultrasound Foetal Transducer - comp w/ Bionet - UC	Bionet "
"6012584	SS-029-MY30		SS-029-MY30	https://www.medten.com/product/952	Replacement	Reusable	Siemens	SpO2 Sensors	Accessories	Siemens SpO2 Sensor	Reusable Siemens SpO2 Sensor	Replacement: All Sizes"," Multi-Y"," 3.0m"," Nellcor"," Reusable	Siemens SpO2 Sensor"," All Sizes"," Multi-Y"," 3.0m"," Nellcor"," Reusable	1	12				Ultrasound Foetal Transducer - comp w/ Bionet - Uterine Contractions		Ultrasound Foetal Transducer - comp w/ Bionet - UC	Bionet "
"6011068	SS-041-AF30		SS-041-AF30	https://www.medten.com/product/953	Replacement	Reusable	Nonin	SpO2 Sensors	Accessories	Nonin SpO2 Sensor	Reusable Nonin SpO2 Sensor	Replacement: Adult"," Finger clip"," 3.0m"," Nonin"," Reusable	Nonin SpO2 Sensor"," Adult"," Finger clip"," 3.0m"," Nonin"," Reusable	1	12				Ultrasound Foetal Transducer - comp w/ Bionet - Uterine Contractions		Ultrasound Foetal Transducer - comp w/ Bionet - UC	Bionet "
"6011303	SS-041-AS30		SS-041-AS30	https://www.medten.com/product/954	Replacement	Reusable	Nonin	SpO2 Sensors	Accessories	Nonin SpO2 Sensor	Reusable Nonin SpO2 Sensor	Replacement: Adult"," Soft rubber"," 3.0m"," Nonin"," Reusable	Nonin SpO2 Sensor"," Adult"," Soft rubber"," 3.0m"," Nonin"," Reusable	1	12				Ultrasound Foetal Transducer - comp w/ Bionet - Uterine Contractions		Ultrasound Foetal Transducer - comp w/ Bionet - UC	Bionet "
"6011521	SS-041-PF30		SS-041-PF30	https://www.medten.com/product/955	Replacement	Reusable	Nonin	SpO2 Sensors	Accessories	Nonin SpO2 Sensor	Reusable Nonin SpO2 Sensor	Replacement: Pediatric"," Finger clip"," 3.0m"," Nonin"," Reusable	Nonin SpO2 Sensor"," Pediatric"," Finger clip"," 3.0m"," Nonin"," Reusable	1	12				Ultrasound Foetal Transducer - comp w/ Bionet - Uterine Contractions		Ultrasound Foetal Transducer - comp w/ Bionet - UC	Bionet "
"6011739	SS-041-PS30		SS-041-PS30	https://www.medten.com/product/956	Replacement	Reusable	Nonin	SpO2 Sensors	Accessories	Nonin SpO2 Sensor	Reusable Nonin SpO2 Sensor	Replacement: Pediatric"," Soft rubber"," 3.0m"," Nonin"," Reusable	Nonin SpO2 Sensor"," Pediatric"," Soft rubber"," 3.0m"," Nonin"," Reusable	1	12				Ultrasound Foetal Transducer - comp w/ Bionet - Uterine Contractions		Ultrasound Foetal Transducer - comp w/ Bionet - UC	Bionet "
"6012171	SS-041-NW30		SS-041-NW30	https://www.medten.com/product/957	Replacement	Reusable	Nonin	SpO2 Sensors	Accessories	Nonin SpO2 Sensor	Reusable Nonin SpO2 Sensor	Replacement: Neonate"," Wrap"," 3.0m"," Nonin"," Reusable	Nonin SpO2 Sensor"," Neonate"," Wrap"," 3.0m"," Nonin"," Reusable	1	12				Ultrasound Foetal Transducer - comp w/ Bionet - Uterine Contractions		Ultrasound Foetal Transducer - comp w/ Bionet - UC	Bionet "
"6012599	SS-041-MY30		SS-041-MY30	https://www.medten.com/product/958	Replacement	Reusable	Nonin	SpO2 Sensors	Accessories	Nonin SpO2 Sensor	Reusable Nonin SpO2 Sensor	Replacement: All Sizes"," Multi-Y"," 3.0m"," Nonin"," Reusable	Nonin SpO2 Sensor"," All Sizes"," Multi-Y"," 3.0m"," Nonin"," Reusable	1	12				Ultrasound Foetal Transducer - comp w/ Bionet - Uterine Contractions		Ultrasound Foetal Transducer - comp w/ Bionet - UC	Bionet "
"6011057	SS-033-AF30		SS-033-AF30	https://www.medten.com/product/959	Replacement	Reusable	Novametrix	SpO2 Sensors	Accessories	SpO2 Sensor	Reusable SpO2 Sensor	Replacement: Adult"," Finger clip"," 3.0m	SpO2 Sensor"," Adult"," Finger clip"," 3.0m	1	12				Ultrasound Foetal Transducer - comp w/ Bionet - Uterine Contractions		Ultrasound Foetal Transducer - comp w/ Bionet - UC	Bionet "
"6011292	SS-033-AS30		SS-033-AS30	https://www.medten.com/product/960	Replacement	Reusable	Novametrix	SpO2 Sensors	Accessories	Novametrix SpO2 Sensor	Reusable Novametrix SpO2 Sensor	Replacement: Adult"," Soft rubber"," 3.0m"," Reusable	Novametrix SpO2 Sensor"," Adult"," Soft rubber"," 3.0m"," Reusable	1	12				Ultrasound Foetal Transducer - comp w/ Bionet - Uterine Contractions		Ultrasound Foetal Transducer - comp w/ Bionet - UC	Bionet "
"6011510	SS-033-PF30		SS-033-PF30	https://www.medten.com/product/961	Replacement	Reusable	Novametrix	SpO2 Sensors	Accessories	Novametrix SpO2 Sensor	Reusable Novametrix SpO2 Sensor	Replacement: Pediatric"," Finger clip"," 3.0m"," Novametrix"," Reusable	Novametrix SpO2 Sensor"," Pediatric"," Finger clip"," 3.0m"," Novametrix"," Reusable	1	12				Ultrasound Foetal Transducer - comp w/ Bionet - Uterine Contractions		Ultrasound Foetal Transducer - comp w/ Bionet - UC	Bionet "
"6011728	SS-033-PS30		SS-033-PS30	https://www.medten.com/product/962	Replacement	Reusable	Novametrix	SpO2 Sensors	Accessories	Novametrix SpO2 Sensor	Reusable Novametrix SpO2 Sensor	Replacement: Pediatric"," Soft rubber"," 3.0m"," Novametrix"," Reusable	Novametrix SpO2 Sensor"," Pediatric"," Soft rubber"," 3.0m"," Novametrix"," Reusable	1	12				Ultrasound Foetal Transducer - comp w/ Bionet - Uterine Contractions		Ultrasound Foetal Transducer - comp w/ Bionet - UC	Bionet "
"6012160	SS-033-NW30		SS-033-NW30	https://www.medten.com/product/963	Replacement	Reusable	Novametrix	SpO2 Sensors	Accessories	Novametrix SpO2 Sensor	Reusable Novametrix SpO2 Sensor	Replacement: Neonate"," Wrap"," 3.0m"," Novametrix"," Reusable	Novametrix SpO2 Sensor"," Neonate"," Wrap"," 3.0m"," Novametrix"," Reusable	1	12				Ultrasound Foetal Transducer - comp w/ Bionet - Uterine Contractions		Ultrasound Foetal Transducer - comp w/ Bionet - UC	Bionet "
"6012588	SS-033-MY30		SS-033-MY30	https://www.medten.com/product/964	Replacement	Reusable	Novametrix	SpO2 Sensors	Accessories	Novametrix SpO2 Sensor 8791-00	Reusable Novametrix SpO2 Sensor 8791-00	Replacement: All Sizes"," Multi-Y"," 3.0m"," Novametrix"," Reusable	Novametrix SpO2 Sensor 8791-00"," All Sizes"," Multi-Y"," 3.0m"," Novametrix"," Reusable	1	12				Ultrasound Foetal Transducer - comp w/ Bionet - Uterine Contractions		Ultrasound Foetal Transducer - comp w/ Bionet - UC	Bionet "
"6011145	SS-098-AF30		SS-098-AF30	https://www.medten.com/product/965	Replacement	Reusable	Pace Tech	SpO2 Sensors	Accessories	Pace Tech SpO2 Sensor	Reusable Pace Tech SpO2 Sensor	Replacement: Adult"," Finger clip"," 3.0m"," Reusable	Pace Tech SpO2 Sensor"," Adult"," Finger clip"," 3.0m"," Reusable	1	12				Ultrasound Foetal Transducer - comp w/ Bionet - Uterine Contractions		Ultrasound Foetal Transducer - comp w/ Bionet - UC	Bionet "
"6011379	SS-098-AS30		SS-098-AS30	https://www.medten.com/product/966	Replacement	Reusable	Pace Tech	SpO2 Sensors	Accessories	Pace Tech SpO2 Sensor	Reusable Pace Tech SpO2 Sensor	Replacement: Adult"," Soft rubber"," 3.0m"," Reusable	Pace Tech SpO2 Sensor"," Adult"," Soft rubber"," 3.0m"," Reusable	1	12				Ultrasound Foetal Transducer - comp w/ Bionet - Uterine Contractions		Ultrasound Foetal Transducer - comp w/ Bionet - UC	Bionet "
"6011598	SS-098-PF30		SS-098-PF30	https://www.medten.com/product/967	Replacement	Reusable	Pace Tech	SpO2 Sensors	Accessories	Pace Tech SpO2 Sensor	Reusable Pace Tech SpO2 Sensor	Replacement: Pediatric"," Finger clip"," 3.0m"," Reusable	Pace Tech SpO2 Sensor"," Pediatric"," Finger clip"," 3.0m"," Reusable	1	12				Ultrasound Foetal Transducer - comp w/ Bionet - Uterine Contractions		Ultrasound Foetal Transducer - comp w/ Bionet - UC	Bionet "
"6011816	SS-098-PS30		SS-098-PS30	https://www.medten.com/product/968	Replacement	Reusable	Pace Tech	SpO2 Sensors	Accessories	Pace Tech SpO2 Sensor	Reusable Pace Tech SpO2 Sensor	Replacement: Pediatric"," Soft rubber"," 3.0m"," Reusable	Pace Tech SpO2 Sensor"," Pediatric"," Soft rubber"," 3.0m"," Reusable	1	12				Ultrasound Foetal Transducer - comp w/ Bionet - Uterine Contractions		Ultrasound Foetal Transducer - comp w/ Bionet - UC	Bionet "
"6012248	SS-098-NW30		SS-098-NW30	https://www.medten.com/product/969	Replacement	Reusable	Pace Tech	SpO2 Sensors	Accessories	Pace Tech SpO2 Sensor	Reusable Pace Tech SpO2 Sensor	Replacement: Neonate"," Wrap"," 3.0m"," Reusable	Pace Tech SpO2 Sensor"," Neonate"," Wrap"," 3.0m"," Reusable	1	12				Ultrasound Foetal Transducer - comp w/ Bionet - Uterine Contractions		Ultrasound Foetal Transducer - comp w/ Bionet - UC	Bionet "
"6012676	SS-098-MY30		SS-098-MY30	https://www.medten.com/product/970	Replacement	Reusable	Pace Tech	SpO2 Sensors	Accessories	Pace Tech SpO2 Sensor	Reusable Pace Tech SpO2 Sensor	Replacement: All Sizes"," Multi-Y"," 3.0m"," Reusable	Pace Tech SpO2 Sensor"," All Sizes"," Multi-Y"," 3.0m"," Reusable	1	12				Ultrasound Foetal Transducer - comp w/ Bionet - Uterine Contractions		Ultrasound Foetal Transducer - comp w/ Bionet - UC	Bionet "
"6011135	SS-090-AF30		SS-090-AF30	https://www.medten.com/product/971	Replacement	Reusable	Mediaid	SpO2 Sensors	Accessories	Mediaid SpO2 Sensor POX020-105	Reusable Mediaid SpO2 Sensor POX020-105	Replacement: Adult"," Finger clip"," 3.0m"," Reusable	Mediaid SpO2 Sensor POX020-105"," Adult"," Finger clip"," 3.0m"," Reusable	1	12				Ultrasound Foetal Transducer - comp w/ Bionet - Uterine Contractions		Ultrasound Foetal Transducer - comp w/ Bionet - UC	Bionet "
"6011369	SS-090-AS30		SS-090-AS30	https://www.medten.com/product/972	Replacement	Reusable	Mediaid	SpO2 Sensors	Accessories	Mediaid SpO2 Sensor POX020-400	Reusable Mediaid SpO2 Sensor POX020-400	Replacement: Adult"," Soft rubber"," 3.0m"," Reusable	Mediaid SpO2 Sensor POX020-400"," Adult"," Soft rubber"," 3.0m"," Reusable	1	12				Ultrasound Foetal Transducer - comp w/ Bionet - Uterine Contractions		Ultrasound Foetal Transducer - comp w/ Bionet - UC	Bionet "
"6011588	SS-090-PF30		SS-090-PF30	https://www.medten.com/product/973	Replacement	Reusable	Mediaid	SpO2 Sensors	Accessories	Mediaid SpO2 Sensor POX050-115	Reusable Mediaid SpO2 Sensor POX050-115	Replacement: Pediatric"," Finger clip"," 3.0m"," Reusable	Mediaid SpO2 Sensor POX050-115"," Pediatric"," Finger clip"," 3.0m"," Reusable	1	12				Ultrasound Foetal Transducer - comp w/ Bionet - Uterine Contractions		Ultrasound Foetal Transducer - comp w/ Bionet - UC	Bionet "
"6011806	SS-090-PS30		SS-090-PS30	https://www.medten.com/product/974	Replacement	Reusable	Mediaid	SpO2 Sensors	Accessories	Mediaid SpO2 Sensor POX020-310	Reusable Mediaid SpO2 Sensor POX020-310	Replacement: Pediatric"," Soft rubber"," 3.0m"," Reusable	Mediaid SpO2 Sensor POX020-310"," Pediatric"," Soft rubber"," 3.0m"," Reusable	1	12				Ultrasound Foetal Transducer - comp w/ Bionet - Uterine Contractions		Ultrasound Foetal Transducer - comp w/ Bionet - UC	Bionet "
"6012238	SS-090-NW30		SS-090-NW30	https://www.medten.com/product/975	Replacement	Reusable	Mediaid	SpO2 Sensors	Accessories	Mediaid SpO2 Sensor	Reusable Mediaid SpO2 Sensor	Replacement: Neonate"," Wrap"," 3.0m"," Reusable	Mediaid SpO2 Sensor"," Neonate"," Wrap"," 3.0m"," Reusable	1	12				Ultrasound Foetal Transducer - comp w/ Bionet - Uterine Contractions		Ultrasound Foetal Transducer - comp w/ Bionet - UC	Bionet "
"6012666	SS-090-MY30		SS-090-MY30	https://www.medten.com/product/976	Replacement	Reusable	Mediaid	SpO2 Sensors	Accessories	Mediaid SpO2 Sensor POX020-530	Reusable Mediaid SpO2 Sensor POX020-530	Replacement: All Sizes"," Multi-Y"," 3.0m"," Reusable	Mediaid SpO2 Sensor POX020-530"," All Sizes"," Multi-Y"," 3.0m"," Reusable	1	12				Ultrasound Foetal Transducer - comp w/ Bionet - Uterine Contractions		Ultrasound Foetal Transducer - comp w/ Bionet - UC	Bionet "
"6011036	SS-023-AF30		SS-023-AF30	https://www.medten.com/product/977	Replacement	Reusable	Philips	SpO2 Sensors	Accessories	Philips SpO2 Sensor	Reusable Philips SpO2 Sensor	Replacement: Adult"," Finger clip"," 3.0m"," Nellcor - OxiSmart	Philips SpO2 Sensor"," Adult"," Finger clip"," 3.0m"," Nellcor - OxiSmart	1	12				Ultrasound Foetal Transducer - comp w/ Bionet - Uterine Contractions		Ultrasound Foetal Transducer - comp w/ Bionet - UC	Bionet "
"6011271	SS-023-AS30		SS-023-AS30	https://www.medten.com/product/978	Replacement	Reusable	Philips	SpO2 Sensors	Accessories	Philips SpO2 Sensor M1190A	Reusable Philips SpO2 Sensor M1190A	Replacement: Adult"," Soft Rubber"," 3.0m"," Nellcor - OxiSmart	Philips SpO2 Sensor M1190A"," Adult"," Soft Rubber"," 3.0m"," Nellcor - OxiSmart	1	12				Ultrasound Foetal Transducer - comp w/ Bionet - Uterine Contractions		Ultrasound Foetal Transducer - comp w/ Bionet - UC	Bionet "
"6011489	SS-023-PF30		SS-023-PF30	https://www.medten.com/product/979	Replacement	Reusable	Philips	SpO2 Sensors	Accessories	Philips SpO2 Sensor	Reusable Philips SpO2 Sensor	Replacement: Pediatric"," Finger clip"," 3.0m"," Nellcor"," Reusable	Philips SpO2 Sensor"," Pediatric"," Finger clip"," 3.0m"," Nellcor"," Reusable	1	12				Ultrasound Foetal Transducer - comp w/ Bionet - Uterine Contractions		Ultrasound Foetal Transducer - comp w/ Bionet - UC	Bionet "
"6011707	SS-023-PS30		SS-023-PS30	https://www.medten.com/product/980	Replacement	Reusable	Philips	SpO2 Sensors	Accessories	Philips SpO2 Sensor	Reusable Philips SpO2 Sensor	Replacement: Pediatric"," Soft rubber"," 3.0m"," Nellcor"," Reusable	Philips SpO2 Sensor"," Pediatric"," Soft rubber"," 3.0m"," Nellcor"," Reusable	1	12				Ultrasound Foetal Transducer - comp w/ Bionet - Uterine Contractions		Ultrasound Foetal Transducer - comp w/ Bionet - UC	Bionet "
"6012139	SS-023-NW30		SS-023-NW30	https://www.medten.com/product/981	Replacement	Reusable	Philips	SpO2 Sensors	Accessories	Philips SpO2 Sensor	Reusable Philips SpO2 Sensor	Replacement: Neonate"," Wrap"," 3.0m"," Nellcor"," Reusable	Philips SpO2 Sensor"," Neonate"," Wrap"," 3.0m"," Nellcor"," Reusable	1	12				Ultrasound Foetal Transducer - comp w/ Bionet - Uterine Contractions		Ultrasound Foetal Transducer - comp w/ Bionet - UC	Bionet "
"6012567	SS-023-MY30		SS-023-MY30	https://www.medten.com/product/982	Replacement	Reusable	Philips	SpO2 Sensors	Accessories	Philips SpO2 Sensor	Reusable Philips SpO2 Sensor	Replacement: All Sizes"," Multi-Y"," 3.0m"," Nellcor"," Reusable	Philips SpO2 Sensor"," All Sizes"," Multi-Y"," 3.0m"," Nellcor"," Reusable	1	12				Ultrasound Foetal Transducer - comp w/ Bionet - Uterine Contractions		Ultrasound Foetal Transducer - comp w/ Bionet - UC	Bionet "
"6011491	SS-024-PF30		SS-024-PF30	https://www.medten.com/product/983	Replacement	Reusable	Philips	SpO2 Sensors	Accessories	Philips SpO2 Sensor M1192AL(Hard Shell)	Reusable Philips SpO2 Sensor M1192AL(Hard Shell)	Replacement: Pediatric"," Finger clip"," 3.0m"," Nellcor"," Reusable	Philips SpO2 Sensor M1192AL(Hard Shell)"," Pediatric"," Finger clip"," 3.0m"," Nellcor"," Reusable	1	12				Ultrasound Foetal Transducer - comp w/ Bionet - Uterine Contractions		Ultrasound Foetal Transducer - comp w/ Bionet - UC	Bionet "
"6011709	SS-024-PS30		SS-024-PS30	https://www.medten.com/product/984	Replacement	Reusable	Philips	SpO2 Sensors	Accessories	Philips SpO2 Sensor M1192AL	Reusable Philips SpO2 Sensor M1192AL	Replacement: Pediatric"," Soft rubber"," 3.0m"," Nellcor-OxiSmart"," Reusable	Philips SpO2 Sensor M1192AL"," Pediatric"," Soft rubber"," 3.0m"," Nellcor-OxiSmart"," Reusable	1	12				Ultrasound Foetal Transducer - comp w/ Bionet - Uterine Contractions		Ultrasound Foetal Transducer - comp w/ Bionet - UC	Bionet "
"6012141	SS-024-NW30		SS-024-NW30	https://www.medten.com/product/985	Replacement	Reusable	Philips	SpO2 Sensors	Accessories	Philips SpO2 Sensor M1193AL	Reusable Philips SpO2 Sensor M1193AL	Replacement: Neonate"," Wrap"," 3.0m"," Nellcor-OxiSmart"," Reusable	Philips SpO2 Sensor M1193AL"," Neonate"," Wrap"," 3.0m"," Nellcor-OxiSmart"," Reusable	1	12				Ultrasound Foetal Transducer - comp w/ Bionet - Uterine Contractions		Ultrasound Foetal Transducer - comp w/ Bionet - UC	Bionet "
"6012355	SS-024-AE30		SS-024-AE30	https://www.medten.com/product/986	Replacement	Reusable	Philips	SpO2 Sensors	Accessories	Philips SpO2 Sensor M1194AL	Reusable Philips SpO2 Sensor M1194AL	Replacement: Adult"," Ear clip"," 3.0m"," Nellcor-OxiSmart"," Reusable	Philips SpO2 Sensor M1194AL"," Adult"," Ear clip"," 3.0m"," Nellcor-OxiSmart"," Reusable	1	12				Ultrasound Foetal Transducer - comp w/ Bionet - Uterine Contractions		Ultrasound Foetal Transducer - comp w/ Bionet - UC	Bionet "
"6012569	SS-024-MY30		SS-024-MY30	https://www.medten.com/product/987	Replacement	Reusable	Philips	SpO2 Sensors	Accessories	Philips SpO2 Sensor M1193AL	Reusable Philips SpO2 Sensor M1193AL	Replacement: All Sizes"," Multi-Y"," 3.0m"," Nellcor - OxiSmart	Philips SpO2 Sensor M1193AL"," All Sizes"," Multi-Y"," 3.0m"," Nellcor - OxiSmart	1	12				Ultrasound Foetal Transducer - comp w/ Bionet - Uterine Contractions		Ultrasound Foetal Transducer - comp w/ Bionet - UC	Bionet "
"6011040	SS-024M-AF30		SS-024M-AF30	https://www.medten.com/product/988	Replacement	Reusable	Philips	SpO2 Sensors	Accessories	Philips SpO2 Sensor 989803148221	Reusable Philips SpO2 Sensor 989803148221	Replacement: Adult"," Finger clip"," 3.0m"," Masimo "," Reusable	Philips SpO2 Sensor 989803148221"," Adult"," Finger clip"," 3.0m"," Masimo "," Reusable	1	12				Ultrasound Foetal Transducer - comp w/ Bionet - Uterine Contractions		Ultrasound Foetal Transducer - comp w/ Bionet - UC	Bionet "
"6011117	SS-076-AF30		SS-076-AF30	https://www.medten.com/product/994	Replacement	Reusable	Artema S&W	SpO2 Sensors	Accessories	Artema S&W SpO2 Sensor	Reusable Artema S&W SpO2 Sensor	Replacement: Adult"," Finger clip"," 3.0m"," Nellcor"," Reusable	Artema S&W SpO2 Sensor"," Adult"," Finger clip"," 3.0m"," Nellcor"," Reusable	1	12				Ultrasound Foetal Transducer - comp w/ Bionet - Uterine Contractions		Ultrasound Foetal Transducer - comp w/ Bionet - UC	Bionet "
"6011351	SS-076-AS30		SS-076-AS30	https://www.medten.com/product/995	Replacement	Reusable	Artema S&W	SpO2 Sensors	Accessories	Artema S&W SpO2 Sensor	Reusable Artema S&W SpO2 Sensor	Replacement: Adult"," Soft rubber"," 3.0m"," Nellcor"," Reusable	Artema S&W SpO2 Sensor"," Adult"," Soft rubber"," 3.0m"," Nellcor"," Reusable	1	12				Ultrasound Foetal Transducer - comp w/ Bionet - Uterine Contractions		Ultrasound Foetal Transducer - comp w/ Bionet - UC	Bionet "
"6011570	SS-076-PF30		SS-076-PF30	https://www.medten.com/product/996	Replacement	Reusable	Artema S&W	SpO2 Sensors	Accessories	Artema S&W SpO2 Sensor	Reusable Artema S&W SpO2 Sensor	Replacement: Pediatric"," Finger clip"," 3.0m"," Nellcor"," Reusable	Artema S&W SpO2 Sensor"," Pediatric"," Finger clip"," 3.0m"," Nellcor"," Reusable	1	12				Ultrasound Foetal Transducer - comp w/ Bionet - Uterine Contractions		Ultrasound Foetal Transducer - comp w/ Bionet - UC	Bionet "
"6011788	SS-076-PS30		SS-076-PS30	https://www.medten.com/product/997	Replacement	Reusable	Artema S&W	SpO2 Sensors	Accessories	Artema S&W SpO2 Sensor	Reusable Artema S&W SpO2 Sensor	Replacement: Pediatric"," Soft rubber"," 3.0m"," Nellcor"," Reusable	Artema S&W SpO2 Sensor"," Pediatric"," Soft rubber"," 3.0m"," Nellcor"," Reusable	1	12				Ultrasound Foetal Transducer - comp w/ Bionet - Uterine Contractions		Ultrasound Foetal Transducer - comp w/ Bionet - UC	Bionet "
"6012220	SS-076-NW30		SS-076-NW30	https://www.medten.com/product/998	Replacement	Reusable	Artema S&W	SpO2 Sensors	Accessories	Artema S&W SpO2 Sensor	Reusable Artema S&W SpO2 Sensor	Replacement: Neonate"," Wrap"," 3.0m"," Nellcor"," Reusable	Artema S&W SpO2 Sensor"," Neonate"," Wrap"," 3.0m"," Nellcor"," Reusable	1	12				Ultrasound Foetal Transducer - comp w/ Bionet - Uterine Contractions		Ultrasound Foetal Transducer - comp w/ Bionet - UC	Bionet "
"6012648	SS-076-MY30		SS-076-MY30	https://www.medten.com/product/999	Replacement	Reusable	Artema S&W	SpO2 Sensors	Accessories	Artema S&W SpO2 Sensor	Reusable Artema S&W SpO2 Sensor	Replacement: All Sizes"," Multi-Y"," 3.0m"," Nellcor"," Reusable	Artema S&W SpO2 Sensor"," All Sizes"," Multi-Y"," 3.0m"," Nellcor"," Reusable	1	12				Ultrasound Foetal Transducer - comp w/ Bionet - Uterine Contractions		Ultrasound Foetal Transducer - comp w/ Bionet - UC	Bionet "
"6011116	SS-075-AF30		SS-075-AF30	https://www.medten.com/product/1000	Replacement	Reusable	Artema S&W	SpO2 Sensors	Accessories	Artema S&W SpO2 Sensor SL033057	Reusable Artema S&W SpO2 Sensor SL033057	Replacement: Adult"," Finger clip"," 3.0m"," Ohmeda"," Reusable	Artema S&W SpO2 Sensor SL033057"," Adult"," Finger clip"," 3.0m"," Ohmeda"," Reusable	1	12				Ultrasound Foetal Transducer - comp w/ Bionet - Uterine Contractions		Ultrasound Foetal Transducer - comp w/ Bionet - UC	Bionet "
"6011350	SS-075-AS30		SS-075-AS30	https://www.medten.com/product/1001	Replacement	Reusable	Artema S&W	SpO2 Sensors	Accessories	Artema S&W SpO2 Sensor	Reusable Artema S&W SpO2 Sensor	Replacement: Adult"," Soft rubber"," 3.0m"," Ohmeda"," Reusable	Artema S&W SpO2 Sensor"," Adult"," Soft rubber"," 3.0m"," Ohmeda"," Reusable	1	12				Ultrasound Foetal Transducer - comp w/ Bionet - Uterine Contractions		Ultrasound Foetal Transducer - comp w/ Bionet - UC	Bionet "
"6011569	SS-075-PF30		SS-075-PF30	https://www.medten.com/product/1002	Replacement	Reusable	Artema S&W	SpO2 Sensors	Accessories	Artema S&W SpO2 Sensor	Reusable Artema S&W SpO2 Sensor	Replacement: Pediatric"," Finger clip"," 3.0m"," Ohmeda"," Reusable	Artema S&W SpO2 Sensor"," Pediatric"," Finger clip"," 3.0m"," Ohmeda"," Reusable	1	12				Ultrasound Foetal Transducer - comp w/ Bionet - Uterine Contractions		Ultrasound Foetal Transducer - comp w/ Bionet - UC	Bionet "
"6011787	SS-075-PS30		SS-075-PS30	https://www.medten.com/product/1003	Replacement	Reusable	Artema S&W	SpO2 Sensors	Accessories	Artema S&W SpO2 Sensor	Reusable Artema S&W SpO2 Sensor	Replacement: Pediatric"," Soft rubber"," 3.0m"," Ohmeda"," Reusable	Artema S&W SpO2 Sensor"," Pediatric"," Soft rubber"," 3.0m"," Ohmeda"," Reusable	1	12				Ultrasound Foetal Transducer - comp w/ Bionet - Uterine Contractions		Ultrasound Foetal Transducer - comp w/ Bionet - UC	Bionet "
"6012219	SS-075-NW30		SS-075-NW30	https://www.medten.com/product/1004	Replacement	Reusable	Artema S&W	SpO2 Sensors	Accessories	Artema S&W SpO2 Sensor	Reusable Artema S&W SpO2 Sensor	Replacement: Neonate"," Wrap"," 3.0m"," Ohmeda"," Reusable	Artema S&W SpO2 Sensor"," Neonate"," Wrap"," 3.0m"," Ohmeda"," Reusable	1	12				Ultrasound Foetal Transducer - comp w/ Bionet - Uterine Contractions		Ultrasound Foetal Transducer - comp w/ Bionet - UC	Bionet "
"6012647	SS-075-MY30		SS-075-MY30	https://www.medten.com/product/1005	Replacement	Reusable	Artema S&W	SpO2 Sensors	Accessories	Artema S&W SpO2 Sensor	Reusable Artema S&W SpO2 Sensor	Replacement: All Sizes"," Multi-Y"," 3.0m"," Ohmeda"," Reusable	Artema S&W SpO2 Sensor"," All Sizes"," Multi-Y"," 3.0m"," Ohmeda"," Reusable	1	12				Ultrasound Foetal Transducer - comp w/ Bionet - Uterine Contractions		Ultrasound Foetal Transducer - comp w/ Bionet - UC	Bionet "
"6011078	SS-048-AF30		SS-048-AF30	https://www.medten.com/product/1006	Replacement	Reusable	Schiller	SpO2 Sensors	Accessories	Schiller SpO2 Sensor	Reusable Schiller SpO2 Sensor	Replacement: Adult"," Finger clip"," 3.0m"," Nellcor"," Reusable	Schiller SpO2 Sensor"," Adult"," Finger clip"," 3.0m"," Nellcor"," Reusable	1	12				Ultrasound Foetal Transducer - comp w/ Bionet - Uterine Contractions		Ultrasound Foetal Transducer - comp w/ Bionet - UC	Bionet "
"6011312	SS-048-AS30		SS-048-AS30	https://www.medten.com/product/1007	Replacement	Reusable	Schiller	SpO2 Sensors	Accessories	Schiller SpO2 Sensor	Reusable Schiller SpO2 Sensor	Replacement: Adult"," Soft rubber"," 3.0m"," Nellcor"," Reusable	Schiller SpO2 Sensor"," Adult"," Soft rubber"," 3.0m"," Nellcor"," Reusable	1	12				Ultrasound Foetal Transducer - comp w/ Bionet - Uterine Contractions		Ultrasound Foetal Transducer - comp w/ Bionet - UC	Bionet "
"6011531	SS-048-PF30		SS-048-PF30	https://www.medten.com/product/1008	Replacement	Reusable	Schiller	SpO2 Sensors	Accessories	Schiller SpO2 Sensor	Reusable Schiller SpO2 Sensor	Replacement: Pediatric"," Finger clip"," 3.0m"," Reusable	Schiller SpO2 Sensor"," Pediatric"," Finger clip"," 3.0m"," Reusable	1	12				Ultrasound Foetal Transducer - comp w/ Bionet - Uterine Contractions		Ultrasound Foetal Transducer - comp w/ Bionet - UC	Bionet "
"6011749	SS-048-PS30		SS-048-PS30	https://www.medten.com/product/1009	Replacement	Reusable	Schiller	SpO2 Sensors	Accessories	Schiller SpO2 Sensor	Reusable Schiller SpO2 Sensor	Replacement: Pediatric"," Soft rubber"," 3.0m"," Reusable	Schiller SpO2 Sensor"," Pediatric"," Soft rubber"," 3.0m"," Reusable	1	12				Ultrasound Foetal Transducer - comp w/ Bionet - Uterine Contractions		Ultrasound Foetal Transducer - comp w/ Bionet - UC	Bionet "
"6012181	SS-048-NW30		SS-048-NW30	https://www.medten.com/product/1010	Replacement	Reusable	Schiller	SpO2 Sensors	Accessories	Schiller SpO2 Sensor	Reusable Schiller SpO2 Sensor	Replacement: Neonate"," Wrap"," 3.0m"," Reusable	Schiller SpO2 Sensor"," Neonate"," Wrap"," 3.0m"," Reusable	1	12				Ultrasound Foetal Transducer - comp w/ Bionet - Uterine Contractions		Ultrasound Foetal Transducer - comp w/ Bionet - UC	Bionet "
"6012609	SS-048-MY30		SS-048-MY30	https://www.medten.com/product/1011	Replacement	Reusable	Schiller	SpO2 Sensors	Accessories	Schiller SpO2 Sensor	Reusable Schiller SpO2 Sensor	Replacement: All Sizes"," Multi-Y"," 3.0m"," Reusable	Schiller SpO2 Sensor"," All Sizes"," Multi-Y"," 3.0m"," Reusable	1	12				Ultrasound Foetal Transducer - comp w/ Bionet - Uterine Contractions		Ultrasound Foetal Transducer - comp w/ Bionet - UC	Bionet "
"6011079	SS-048M-AF30		SS-048M-AF30	https://www.medten.com/product/1012	Replacement	Reusable	Schiller	SpO2 Sensors	Accessories	Schiller SpO2 Sensor	Reusable Schiller SpO2 Sensor	Replacement: Adult"," Finger clip"," 3.0m"," Masimo "," Reusable	Schiller SpO2 Sensor"," Adult"," Finger clip"," 3.0m"," Masimo "," Reusable	1	12				Ultrasound Foetal Transducer - comp w/ Bionet - Uterine Contractions		Ultrasound Foetal Transducer - comp w/ Bionet - UC	Bionet "
"6011313	SS-048M-AS30		SS-048M-AS30	https://www.medten.com/product/1013	Replacement	Reusable	Schiller	SpO2 Sensors	Accessories	Schiller SpO2 Sensor	Reusable Schiller SpO2 Sensor	Replacement: Adult"," Soft rubber"," 3.0m"," Masimo "," Reusable	Schiller SpO2 Sensor"," Adult"," Soft rubber"," 3.0m"," Masimo "," Reusable	1	12				Ultrasound Foetal Transducer - comp w/ Bionet - Uterine Contractions		Ultrasound Foetal Transducer - comp w/ Bionet - UC	Bionet "
"6011532	SS-048M-PF30		SS-048M-PF30	https://www.medten.com/product/1014	Replacement	Reusable	Schiller	SpO2 Sensors	Accessories	Schiller SpO2 Sensor	Reusable Schiller SpO2 Sensor	Replacement: Pediatric"," Soft rubber"," 3.0m"," Masimo "," Reusable	Schiller SpO2 Sensor"," Pediatric"," Soft rubber"," 3.0m"," Masimo "," Reusable	1	12				Ultrasound Foetal Transducer - comp w/ Bionet - Uterine Contractions		Ultrasound Foetal Transducer - comp w/ Bionet - UC	Bionet "
"6011750	SS-048M-PS30		SS-048M-PS30	https://www.medten.com/product/1015	Replacement	Reusable	Schiller	SpO2 Sensors	Accessories	Schiller SpO2 Sensor	Reusable Schiller SpO2 Sensor	Replacement: Pediatric"," Soft rubber"," 3.0m"," Masimo "," Reusable	Schiller SpO2 Sensor"," Pediatric"," Soft rubber"," 3.0m"," Masimo "," Reusable	1	12				Ultrasound Foetal Transducer - comp w/ Bionet - Uterine Contractions		Ultrasound Foetal Transducer - comp w/ Bionet - UC	Bionet "
"6012182	SS-048M-NW30		SS-048M-NW30	https://www.medten.com/product/1016	Replacement	Reusable	Schiller	SpO2 Sensors	Accessories	Schiller SpO2 Sensor	Reusable Schiller SpO2 Sensor	Replacement: Neonate"," Wrap"," 3.0m"," Masimo "," Reusable	Schiller SpO2 Sensor"," Neonate"," Wrap"," 3.0m"," Masimo "," Reusable	1	12				Ultrasound Foetal Transducer - comp w/ Bionet - Uterine Contractions		Ultrasound Foetal Transducer - comp w/ Bionet - UC	Bionet "
"6012610	SS-048M-MY30		SS-048M-MY30	https://www.medten.com/product/1017	Replacement	Reusable	Schiller	SpO2 Sensors	Accessories	Schiller SpO2 Sensor	Reusable Schiller SpO2 Sensor	Replacement: All Sizes"," Multi-Y"," 3.0m"," Masimo "," Reusable	Schiller SpO2 Sensor"," All Sizes"," Multi-Y"," 3.0m"," Masimo "," Reusable	1	12				Ultrasound Foetal Transducer - comp w/ Bionet - Uterine Contractions		Ultrasound Foetal Transducer - comp w/ Bionet - UC	Bionet "
"6011048	SS-027-AF30		SS-027-AF30	https://www.medten.com/product/1018	Replacement	Reusable	Siemens	SpO2 Sensors	Accessories	Siemens SpO2 Sensor	Reusable Siemens SpO2 Sensor	Replacement: Adult"," Finger clip"," 3.0m"," Nellcor"," Reusable	Siemens SpO2 Sensor"," Adult"," Finger clip"," 3.0m"," Nellcor"," Reusable	1	12				Ultrasound Foetal Transducer - comp w/ Bionet - Uterine Contractions		Ultrasound Foetal Transducer - comp w/ Bionet - UC	Bionet "
"6011283	SS-027-AS30		SS-027-AS30	https://www.medten.com/product/1019	Replacement	Reusable	Siemens	SpO2 Sensors	Accessories	Siemens SpO2 Sensor	Reusable Siemens SpO2 Sensor	Replacement: Adult"," Soft rubber"," 3.0m"," Nellcor"," Reusable	Siemens SpO2 Sensor"," Adult"," Soft rubber"," 3.0m"," Nellcor"," Reusable	1	12				Ultrasound Foetal Transducer - comp w/ Bionet - Uterine Contractions		Ultrasound Foetal Transducer - comp w/ Bionet - UC	Bionet "
"6011501	SS-027-PF30		SS-027-PF30	https://www.medten.com/product/1020	Replacement	Reusable	Siemens	SpO2 Sensors	Accessories	Siemens SpO2 Sensor	Reusable Siemens SpO2 Sensor	Replacement: Pediatric"," Finger clip"," 3.0m"," Nellcor"," Reusable	Siemens SpO2 Sensor"," Pediatric"," Finger clip"," 3.0m"," Nellcor"," Reusable	1	12				Ultrasound Foetal Transducer - comp w/ Bionet - Uterine Contractions		Ultrasound Foetal Transducer - comp w/ Bionet - UC	Bionet "
"6011719	SS-027-PS30		SS-027-PS30	https://www.medten.com/product/1021	Replacement	Reusable	Siemens	SpO2 Sensors	Accessories	Siemens SpO2 Sensor	Reusable Siemens SpO2 Sensor	Replacement: Pediatric"," Soft rubber"," 3.0m"," Nellcor"," Reusable	Siemens SpO2 Sensor"," Pediatric"," Soft rubber"," 3.0m"," Nellcor"," Reusable	1	12				Ultrasound Foetal Transducer - comp w/ Bionet - Uterine Contractions		Ultrasound Foetal Transducer - comp w/ Bionet - UC	Bionet "
"6012151	SS-027-NW30		SS-027-NW30	https://www.medten.com/product/1022	Replacement	Reusable	Siemens	SpO2 Sensors	Accessories	Siemens SpO2 Sensor	Reusable Siemens SpO2 Sensor	Replacement: Neonate"," Wrap"," 3.0m"," Nellcor"," Reusable	Siemens SpO2 Sensor"," Neonate"," Wrap"," 3.0m"," Nellcor"," Reusable	1	12				Ultrasound Foetal Transducer - comp w/ Bionet - Uterine Contractions		Ultrasound Foetal Transducer - comp w/ Bionet - UC	Bionet "
"6012579	SS-027-MY30		SS-027-MY30	https://www.medten.com/product/1023	Replacement	Reusable	Siemens	SpO2 Sensors	Accessories	Siemens SpO2 Sensor	Reusable Siemens SpO2 Sensor	Replacement: All Sizes"," Multi-Y"," 3.0m"," Nellcor"," Reusable	Siemens SpO2 Sensor"," All Sizes"," Multi-Y"," 3.0m"," Nellcor"," Reusable	1	12				Ultrasound Foetal Transducer - comp w/ Bionet - Uterine Contractions		Ultrasound Foetal Transducer - comp w/ Bionet - UC	Bionet "
"6011049	SS-028-AF30		SS-028-AF30	https://www.medten.com/product/1024	Replacement	Reusable	Siemens	SpO2 Sensors	Accessories	Siemens SpO2 Sensor	Reusable Siemens SpO2 Sensor	Replacement: Adult"," Finger clip"," 3.0m"," Nellcor"," Reusable	Siemens SpO2 Sensor"," Adult"," Finger clip"," 3.0m"," Nellcor"," Reusable	1	12				Ultrasound Foetal Transducer - comp w/ Bionet - Uterine Contractions		Ultrasound Foetal Transducer - comp w/ Bionet - UC	Bionet "
"6011284	SS-028-AS30		SS-028-AS30	https://www.medten.com/product/1025	Replacement	Reusable	Siemens	SpO2 Sensors	Accessories	Siemens SpO2 Sensor	Reusable Siemens SpO2 Sensor	Replacement: Adult"," Soft rubber"," 3.0m"," Nellcor"," Reusable	Siemens SpO2 Sensor"," Adult"," Soft rubber"," 3.0m"," Nellcor"," Reusable	1	12				Ultrasound Foetal Transducer - comp w/ Bionet - Uterine Contractions		Ultrasound Foetal Transducer - comp w/ Bionet - UC	Bionet "
"6011502	SS-028-PF30		SS-028-PF30	https://www.medten.com/product/1026	Replacement	Reusable	Siemens	SpO2 Sensors	Accessories	Siemens SpO2 Sensor	Reusable Siemens SpO2 Sensor	Replacement: Pediatric"," Finger clip"," 3.0m"," Nellcor"," Reusable	Siemens SpO2 Sensor"," Pediatric"," Finger clip"," 3.0m"," Nellcor"," Reusable	1	12				Ultrasound Foetal Transducer - comp w/ Bionet - Uterine Contractions		Ultrasound Foetal Transducer - comp w/ Bionet - UC	Bionet "
"6011720	SS-028-PS30		SS-028-PS30	https://www.medten.com/product/1027	Replacement	Reusable	Siemens	SpO2 Sensors	Accessories	Siemens SpO2 Sensor	Reusable Siemens SpO2 Sensor	Replacement: Pediatric"," Soft rubber"," 3.0m"," Nellcor"," Reusable	Siemens SpO2 Sensor"," Pediatric"," Soft rubber"," 3.0m"," Nellcor"," Reusable	1	12				Ultrasound Foetal Transducer - comp w/ Bionet - Uterine Contractions		Ultrasound Foetal Transducer - comp w/ Bionet - UC	Bionet "
"6012152	SS-028-NW30		SS-028-NW30	https://www.medten.com/product/1028	Replacement	Reusable	Siemens	SpO2 Sensors	Accessories	Siemens SpO2 Sensor	Reusable Siemens SpO2 Sensor	Replacement: Neonate"," Wrap"," 3.0m"," Nellcor"," Reusable	Siemens SpO2 Sensor"," Neonate"," Wrap"," 3.0m"," Nellcor"," Reusable	1	12				Ultrasound Foetal Transducer - comp w/ Bionet - Uterine Contractions		Ultrasound Foetal Transducer - comp w/ Bionet - UC	Bionet "
"6012580	SS-028-MY30		SS-028-MY30	https://www.medten.com/product/1029	Replacement	Reusable	Siemens	SpO2 Sensors	Accessories	Siemens SpO2 Sensor	Reusable Siemens SpO2 Sensor	Replacement: All Sizes"," Multi-Y"," 3.0m"," Nellcor"," Reusable	Siemens SpO2 Sensor"," All Sizes"," Multi-Y"," 3.0m"," Nellcor"," Reusable	1	12				Ultrasound Foetal Transducer - comp w/ Bionet - Uterine Contractions		Ultrasound Foetal Transducer - comp w/ Bionet - UC	Bionet "
"6011118	SS-077-AF30		SS-077-AF30	https://www.medten.com/product/1030	Replacement	Reusable	Artema S&W	SpO2 Sensors	Accessories	Baxter SpO2 Sensor	Reusable Baxter SpO2 Sensor	Replacement: Adult"," Finger clip"," 3.0m"," Nellcor"," Reusable	Baxter SpO2 Sensor"," Adult"," Finger clip"," 3.0m"," Nellcor"," Reusable	1	12				Ultrasound Foetal Transducer - comp w/ Bionet - Uterine Contractions		Ultrasound Foetal Transducer - comp w/ Bionet - UC	Bionet "
"6011352	SS-077-AS30		SS-077-AS30	https://www.medten.com/product/1031	Replacement	Reusable	Artema S&W	SpO2 Sensors	Accessories	Baxter SpO2 Sensor	Reusable Baxter SpO2 Sensor	Replacement: Adult"," Soft rubber"," 3.0m"," Nellcor"," Reusable	Baxter SpO2 Sensor"," Adult"," Soft rubber"," 3.0m"," Nellcor"," Reusable	1	12				Ultrasound Foetal Transducer - comp w/ Bionet - Uterine Contractions		Ultrasound Foetal Transducer - comp w/ Bionet - UC	Bionet "
"6011571	SS-077-PF30		SS-077-PF30	https://www.medten.com/product/1032	Replacement	Reusable	Artema S&W	SpO2 Sensors	Accessories	Baxter SpO2 Sensor	Reusable Baxter SpO2 Sensor	Replacement: Pediatric"," Finger clip"," 3.0m"," Nellcor"," Reusable	Baxter SpO2 Sensor"," Pediatric"," Finger clip"," 3.0m"," Nellcor"," Reusable	1	12				Ultrasound Foetal Transducer - comp w/ Bionet - Uterine Contractions		Ultrasound Foetal Transducer - comp w/ Bionet - UC	Bionet "
"6011789	SS-077-PS30		SS-077-PS30	https://www.medten.com/product/1033	Replacement	Reusable	Artema S&W	SpO2 Sensors	Accessories	Baxter SpO2 Sensor	Reusable Baxter SpO2 Sensor	Replacement: Pediatric"," Soft rubber"," 3.0m"," Nellcor"," Reusable	Baxter SpO2 Sensor"," Pediatric"," Soft rubber"," 3.0m"," Nellcor"," Reusable	1	12				Ultrasound Foetal Transducer - comp w/ Bionet - Uterine Contractions		Ultrasound Foetal Transducer - comp w/ Bionet - UC	Bionet "
"6012221	SS-077-NW30		SS-077-NW30	https://www.medten.com/product/1034	Replacement	Reusable	Artema S&W	SpO2 Sensors	Accessories	Baxter SpO2 Sensor	Reusable Baxter SpO2 Sensor	Replacement: Neonate"," Wrap"," 3.0m"," Nellcor"," Reusable	Baxter SpO2 Sensor"," Neonate"," Wrap"," 3.0m"," Nellcor"," Reusable	1	12				Ultrasound Foetal Transducer - comp w/ Bionet - Uterine Contractions		Ultrasound Foetal Transducer - comp w/ Bionet - UC	Bionet "
"6012649	SS-077-MY30		SS-077-MY30	https://www.medten.com/product/1035	Replacement	Reusable	Artema S&W	SpO2 Sensors	Accessories	Baxter SpO2 Sensor	Reusable Baxter SpO2 Sensor	Replacement: All Sizes"," Multi-Y"," 3.0m"," Nellcor"," Reusable	Baxter SpO2 Sensor"," All Sizes"," Multi-Y"," 3.0m"," Nellcor"," Reusable	1	12				Ultrasound Foetal Transducer - comp w/ Bionet - Uterine Contractions		Ultrasound Foetal Transducer - comp w/ Bionet - UC	Bionet "
"6011042	SS-025-AF30		SS-025-AF30	https://www.medten.com/product/1036	Replacement	Reusable	Spacelabs	SpO2 Sensors	Accessories	Spacelabs SpO2 Sensor 015-0130-01	Reusable Spacelabs SpO2 Sensor 015-0130-01	Replacement: Adult"," Finger clip"," 3.0m"," Reusable	Spacelabs SpO2 Sensor 015-0130-01"," Adult"," Finger clip"," 3.0m"," Reusable	1	12				Ultrasound Foetal Transducer - comp w/ Bionet - Uterine Contractions		Ultrasound Foetal Transducer - comp w/ Bionet - UC	Bionet "
"6011277	SS-025-AS30		SS-025-AS30	https://www.medten.com/product/1037	Replacement	Reusable	Spacelabs	SpO2 Sensors	Accessories	Spacelabs SpO2 Sensor	Reusable Spacelabs SpO2 Sensor	Replacement: Adult"," Soft rubber"," 3.0m"," Reusable	Spacelabs SpO2 Sensor"," Adult"," Soft rubber"," 3.0m"," Reusable	1	12				Ultrasound Foetal Transducer - comp w/ Bionet - Uterine Contractions		Ultrasound Foetal Transducer - comp w/ Bionet - UC	Bionet "
"6011495	SS-025-PF30		SS-025-PF30	https://www.medten.com/product/1038	Replacement	Reusable	Spacelabs	SpO2 Sensors	Accessories	Spacelabs SpO2 Sensor	Reusable Spacelabs SpO2 Sensor	Replacement: Pediatric"," Finger clip"," 3.0m"," Novametrix"," Reusable	Spacelabs SpO2 Sensor"," Pediatric"," Finger clip"," 3.0m"," Novametrix"," Reusable	1	12				Ultrasound Foetal Transducer - comp w/ Bionet - Uterine Contractions		Ultrasound Foetal Transducer - comp w/ Bionet - UC	Bionet "
"6011713	SS-025-PS30		SS-025-PS30	https://www.medten.com/product/1039	Replacement	Reusable	Spacelabs	SpO2 Sensors	Accessories	Spacelabs SpO2 Sensor	Reusable Spacelabs SpO2 Sensor	Replacement: Pediatric"," Soft rubber"," 3.0m"," Novametrix"," Reusable	Spacelabs SpO2 Sensor"," Pediatric"," Soft rubber"," 3.0m"," Novametrix"," Reusable	1	12				Ultrasound Foetal Transducer - comp w/ Bionet - Uterine Contractions		Ultrasound Foetal Transducer - comp w/ Bionet - UC	Bionet "
"6012145	SS-025-NW30		SS-025-NW30	https://www.medten.com/product/1040	Replacement	Reusable	Spacelabs	SpO2 Sensors	Accessories	Spacelabs SpO2 Sensor	Reusable Spacelabs SpO2 Sensor	Replacement: Neonate"," Wrap"," 3.0m"," Novametrix"," Reusable	Spacelabs SpO2 Sensor"," Neonate"," Wrap"," 3.0m"," Novametrix"," Reusable	1	12				Ultrasound Foetal Transducer - comp w/ Bionet - Uterine Contractions		Ultrasound Foetal Transducer - comp w/ Bionet - UC	Bionet "
"6012573	SS-025-MY30		SS-025-MY30	https://www.medten.com/product/1041	Replacement	Reusable	Spacelabs	SpO2 Sensors	Accessories	Spacelabs SpO2 Sensor 015-0133-00	Reusable Spacelabs SpO2 Sensor 015-0133-00	Replacement: All Sizes"," Multi-Y"," 3.0m"," Novametrix"," Reusable	Spacelabs SpO2 Sensor 015-0133-00"," All Sizes"," Multi-Y"," 3.0m"," Novametrix"," Reusable	1	12				Ultrasound Foetal Transducer - comp w/ Bionet - Uterine Contractions		Ultrasound Foetal Transducer - comp w/ Bionet - UC	Bionet "
"6011043	SS-026-AF30		SS-026-AF30	https://www.medten.com/product/1042	Replacement	Reusable	Spacelabs	SpO2 Sensors	Accessories	SpO2 Sensor	Reusable SpO2 Sensor	Replacement: Adult"," Finger clip"," 3.0m"," Nellcor - OxiSmart	SpO2 Sensor"," Adult"," Finger clip"," 3.0m"," Nellcor - OxiSmart	1	12				Ultrasound Foetal Transducer - comp w/ Bionet - Uterine Contractions		Ultrasound Foetal Transducer - comp w/ Bionet - UC	Bionet "
"6011278	SS-026-AS30		SS-026-AS30	https://www.medten.com/product/1043	Replacement	Reusable	Spacelabs	SpO2 Sensors	Accessories	Spacelabs SpO2 Sensor	Reusable Spacelabs SpO2 Sensor	Replacement: Adult"," Soft rubber"," 3.0m"," Nellcor"," Reusable	Spacelabs SpO2 Sensor"," Adult"," Soft rubber"," 3.0m"," Nellcor"," Reusable	1	12				Ultrasound Foetal Transducer - comp w/ Bionet - Uterine Contractions		Ultrasound Foetal Transducer - comp w/ Bionet - UC	Bionet "
"6011496	SS-026-PF30		SS-026-PF30	https://www.medten.com/product/1044	Replacement	Reusable	Spacelabs	SpO2 Sensors	Accessories	Spacelabs SpO2 Sensor	Reusable Spacelabs SpO2 Sensor	Replacement: Pediatric"," Finger clip"," 3.0m"," Nellcor"," Reusable	Spacelabs SpO2 Sensor"," Pediatric"," Finger clip"," 3.0m"," Nellcor"," Reusable	1	12				Ultrasound Foetal Transducer - comp w/ Bionet - Uterine Contractions		Ultrasound Foetal Transducer - comp w/ Bionet - UC	Bionet "
"6011714	SS-026-PS30		SS-026-PS30	https://www.medten.com/product/1045	Replacement	Reusable	Spacelabs	SpO2 Sensors	Accessories	Spacelabs SpO2 Sensor	Reusable Spacelabs SpO2 Sensor	Replacement: Pediatric"," Soft rubber"," 3.0m"," Nellcor"," Reusable	Spacelabs SpO2 Sensor"," Pediatric"," Soft rubber"," 3.0m"," Nellcor"," Reusable	1	12				Ultrasound Foetal Transducer - comp w/ Bionet - Uterine Contractions		Ultrasound Foetal Transducer - comp w/ Bionet - UC	Bionet "
"6012146	SS-026-NW30		SS-026-NW30	https://www.medten.com/product/1046	Replacement	Reusable	Spacelabs	SpO2 Sensors	Accessories	Spacelabs SpO2 Sensor	Reusable Spacelabs SpO2 Sensor	Replacement: Neonate"," Wrap"," 3.0m"," Nellcor"," Reusable	Spacelabs SpO2 Sensor"," Neonate"," Wrap"," 3.0m"," Nellcor"," Reusable	1	12				Ultrasound Foetal Transducer - comp w/ Bionet - Uterine Contractions		Ultrasound Foetal Transducer - comp w/ Bionet - UC	Bionet "
"6012574	SS-026-MY30		SS-026-MY30	https://www.medten.com/product/1047	Replacement	Reusable	Spacelabs	SpO2 Sensors	Accessories	Spacelabs SpO2 Sensor	Reusable Spacelabs SpO2 Sensor	Replacement: All Sizes"," Multi-Y"," 3.0m"," Nellcor"," Reusable	Spacelabs SpO2 Sensor"," All Sizes"," Multi-Y"," 3.0m"," Nellcor"," Reusable	1	12				Ultrasound Foetal Transducer - comp w/ Bionet - Uterine Contractions		Ultrasound Foetal Transducer - comp w/ Bionet - UC	Bionet "
"6011115	SS-074D-AF30		SS-074D-AF30	https://www.medten.com/product/1052	Replacement	Reusable		SpO2 Sensors	Accessories	Digital SpO2 Sensor	Reusable Digital SpO2 Sensor	Replacement: Adult"," Finger clip"," 3.0m"," Digital "," Reusable	Digital SpO2 Sensor"," Adult"," Finger clip"," 3.0m"," Digital "," Reusable	1	12				Ultrasound Foetal Transducer - comp w/ Bionet - Uterine Contractions		Ultrasound Foetal Transducer - comp w/ Bionet - UC	Bionet "
"6011349	SS-074D-AS30		SS-074D-AS30	https://www.medten.com/product/1053	Replacement	Reusable		SpO2 Sensors	Accessories	Digital SpO2 Sensor	Reusable Digital SpO2 Sensor	Replacement: Adult"," Soft rubber"," 3.0m"," Digital "," Reusable	Digital SpO2 Sensor"," Adult"," Soft rubber"," 3.0m"," Digital "," Reusable	1	12				Ultrasound Foetal Transducer - comp w/ Bionet - Uterine Contractions		Ultrasound Foetal Transducer - comp w/ Bionet - UC	Bionet "
"6011568	SS-074D-PF30		SS-074D-PF30	https://www.medten.com/product/1054	Replacement	Reusable		SpO2 Sensors	Accessories	Digital SpO2 Sensor	Reusable Digital SpO2 Sensor	Replacement: Pediatric"," Finger clip"," 3.0m"," Digital "," Reusable	Digital SpO2 Sensor"," Pediatric"," Finger clip"," 3.0m"," Digital "," Reusable	1	12				Ultrasound Foetal Transducer - comp w/ Bionet - Uterine Contractions		Ultrasound Foetal Transducer - comp w/ Bionet - UC	Bionet "
"6011786	SS-074D-PS30		SS-074D-PS30	https://www.medten.com/product/1055	Replacement	Reusable		SpO2 Sensors	Accessories	Digital SpO2 Sensor	Reusable Digital SpO2 Sensor	Replacement: Pediatric"," Soft rubber"," 3.0m"," Digital "," Reusable	Digital SpO2 Sensor"," Pediatric"," Soft rubber"," 3.0m"," Digital "," Reusable	1	12				Ultrasound Foetal Transducer - comp w/ Bionet - Uterine Contractions		Ultrasound Foetal Transducer - comp w/ Bionet - UC	Bionet "
"6012218	SS-074D-NW30		SS-074D-NW30	https://www.medten.com/product/1056	Replacement	Reusable		SpO2 Sensors	Accessories	Digital SpO2 Sensor	Reusable Digital SpO2 Sensor	Replacement: Neonate"," Wrap"," 3.0m"," Digital "," Reusable	Digital SpO2 Sensor"," Neonate"," Wrap"," 3.0m"," Digital "," Reusable	1	12				Ultrasound Foetal Transducer - comp w/ Bionet - Uterine Contractions		Ultrasound Foetal Transducer - comp w/ Bionet - UC	Bionet "
"6012646	SS-074D-MY30		SS-074D-MY30	https://www.medten.com/product/1057	Replacement	Reusable		SpO2 Sensors	Accessories	Digital SpO2 Sensor	Reusable Digital SpO2 Sensor	Replacement: All Sizes"," Multi-Y"," 3.0m"," Digital "," Reusable	Digital SpO2 Sensor"," All Sizes"," Multi-Y"," 3.0m"," Digital "," Reusable	1	12				Ultrasound Foetal Transducer - comp w/ Bionet - Uterine Contractions		Ultrasound Foetal Transducer - comp w/ Bionet - UC	Bionet "
"6011195	SS-143D-AF30		SS-143D-AF30	https://www.medten.com/product/1058	Replacement	Reusable	Newtech	SpO2 Sensors	Accessories	Newtech SpO2 Sensor	Reusable Newtech SpO2 Sensor	Replacement: Adult"," Finger clip"," 3.0m"," Digital "," Reusable	Newtech SpO2 Sensor"," Adult"," Finger clip"," 3.0m"," Digital "," Reusable	1	12				Ultrasound Foetal Transducer - comp w/ Bionet - Uterine Contractions		Ultrasound Foetal Transducer - comp w/ Bionet - UC	Bionet "
"6011429	SS-143D-AS30		SS-143D-AS30	https://www.medten.com/product/1059	Replacement	Reusable	Newtech	SpO2 Sensors	Accessories	Newtech SpO2 Sensor	Reusable Newtech SpO2 Sensor	Replacement: Adult"," Soft rubber"," 3.0m"," Digital "," Reusable	Newtech SpO2 Sensor"," Adult"," Soft rubber"," 3.0m"," Digital "," Reusable	1	12				Ultrasound Foetal Transducer - comp w/ Bionet - Uterine Contractions		Ultrasound Foetal Transducer - comp w/ Bionet - UC	Bionet "
"6011648	SS-143D-PF30		SS-143D-PF30	https://www.medten.com/product/1060	Replacement	Reusable	Newtech	SpO2 Sensors	Accessories	Newtech SpO2 Sensor	Reusable Newtech SpO2 Sensor	Replacement: Pediatric"," Finger clip"," 3.0m"," Digital "," Reusable	Newtech SpO2 Sensor"," Pediatric"," Finger clip"," 3.0m"," Digital "," Reusable	1	12				Ultrasound Foetal Transducer - comp w/ Bionet - Uterine Contractions		Ultrasound Foetal Transducer - comp w/ Bionet - UC	Bionet "
"6011866	SS-143D-PS30		SS-143D-PS30	https://www.medten.com/product/1061	Replacement	Reusable	Newtech	SpO2 Sensors	Accessories	Newtech SpO2 Sensor	Reusable Newtech SpO2 Sensor	Replacement: Pediatric"," Soft rubber"," 3.0m"," Digital "," Reusable	Newtech SpO2 Sensor"," Pediatric"," Soft rubber"," 3.0m"," Digital "," Reusable	1	12				Ultrasound Foetal Transducer - comp w/ Bionet - Uterine Contractions		Ultrasound Foetal Transducer - comp w/ Bionet - UC	Bionet "
"6012298	SS-143D-NW30		SS-143D-NW30	https://www.medten.com/product/1062	Replacement	Reusable	Newtech	SpO2 Sensors	Accessories	Newtech SpO2 Sensor	Reusable Newtech SpO2 Sensor	Replacement: Neonate"," Wrap"," 3.0m"," Digital "," Reusable	Newtech SpO2 Sensor"," Neonate"," Wrap"," 3.0m"," Digital "," Reusable	1	12				Ultrasound Foetal Transducer - comp w/ Bionet - Uterine Contractions		Ultrasound Foetal Transducer - comp w/ Bionet - UC	Bionet "
"6012726	SS-143D-MY30		SS-143D-MY30	https://www.medten.com/product/1063	Replacement	Reusable	Newtech	SpO2 Sensors	Accessories	Newtech SpO2 Sensor	Reusable Newtech SpO2 Sensor	Replacement: All Sizes"," Multi-Y"," 3.0m"," Digital "," Reusable	Newtech SpO2 Sensor"," All Sizes"," Multi-Y"," 3.0m"," Digital "," Reusable	1	12				Ultrasound Foetal Transducer - comp w/ Bionet - Uterine Contractions		Ultrasound Foetal Transducer - comp w/ Bionet - UC	Bionet "
"6011008	SS-003XC-AF30		SS-003XC-AF30	https://www.medten.com/product/1064	Replacement	Reusable	Nellcor	SpO2 Sensors	Accessories	Nellcor SpO2 Sensor	Reusable Nellcor SpO2 Sensor	Replacement: Adult"," Finger clip"," 3.0m"," Nellcor-Oximax"," Reusable	Nellcor SpO2 Sensor"," Adult"," Finger clip"," 3.0m"," Nellcor-Oximax"," Reusable	1	12				Ultrasound Foetal Transducer - comp w/ Bionet - Uterine Contractions		Ultrasound Foetal Transducer - comp w/ Bionet - UC	Bionet "
"6011182	SS-131-AF30		SS-131-AF30	https://www.medten.com/product/1068	Replacement	Reusable	Takaoka	SpO2 Sensors	Accessories	Takaoka SpO2 Sensor	Reusable Takaoka SpO2 Sensor	Replacement: Adult"," Finger clip"," 3.0m"," Nellcor"," Reusable	Takaoka SpO2 Sensor"," Adult"," Finger clip"," 3.0m"," Nellcor"," Reusable	1	12				Ultrasound Foetal Transducer - comp w/ Bionet - Uterine Contractions		Ultrasound Foetal Transducer - comp w/ Bionet - UC	Bionet "
"6011416	SS-131-AS30		SS-131-AS30	https://www.medten.com/product/1069	Replacement	Reusable	Takaoka	SpO2 Sensors	Accessories	Takaoka SpO2 Sensor	Reusable Takaoka SpO2 Sensor	Replacement: Adult"," Soft rubber"," 3.0m"," Nellcor"," Reusable	Takaoka SpO2 Sensor"," Adult"," Soft rubber"," 3.0m"," Nellcor"," Reusable	1	12				Ultrasound Foetal Transducer - comp w/ Bionet - Uterine Contractions		Ultrasound Foetal Transducer - comp w/ Bionet - UC	Bionet "
"6011635	SS-131-PF30		SS-131-PF30	https://www.medten.com/product/1070	Replacement	Reusable	Takaoka	SpO2 Sensors	Accessories	Takaoka SpO2 Sensor	Reusable Takaoka SpO2 Sensor	Replacement: Pediatric"," Finger clip"," 3.0m"," Nellcor"," Reusable	Takaoka SpO2 Sensor"," Pediatric"," Finger clip"," 3.0m"," Nellcor"," Reusable	1	12				Ultrasound Foetal Transducer - comp w/ Bionet - Uterine Contractions		Ultrasound Foetal Transducer - comp w/ Bionet - UC	Bionet "
"6011853	SS-131-PS30		SS-131-PS30	https://www.medten.com/product/1071	Replacement	Reusable	Takaoka	SpO2 Sensors	Accessories	Takaoka SpO2 Sensor	Reusable Takaoka SpO2 Sensor	Replacement: Pediatric"," Soft rubber"," 3.0m"," Nellcor"," Reusable	Takaoka SpO2 Sensor"," Pediatric"," Soft rubber"," 3.0m"," Nellcor"," Reusable	1	12				Ultrasound Foetal Transducer - comp w/ Bionet - Uterine Contractions		Ultrasound Foetal Transducer - comp w/ Bionet - UC	Bionet "
"6012285	SS-131-NW30		SS-131-NW30	https://www.medten.com/product/1072	Replacement	Reusable	Takaoka	SpO2 Sensors	Accessories	Takaoka SpO2 Sensor	Reusable Takaoka SpO2 Sensor	Replacement: Neonate"," Wrap"," 3.0m"," Nellcor"," Reusable	Takaoka SpO2 Sensor"," Neonate"," Wrap"," 3.0m"," Nellcor"," Reusable	1	12				Ultrasound Foetal Transducer - comp w/ Bionet - Uterine Contractions		Ultrasound Foetal Transducer - comp w/ Bionet - UC	Bionet "
"6012713	SS-131-MY30		SS-131-MY30	https://www.medten.com/product/1073	Replacement	Reusable	Takaoka	SpO2 Sensors	Accessories	Takaoka SpO2 Sensor	Reusable Takaoka SpO2 Sensor	Replacement: All Sizes"," Multi-Y"," 3.0m"," Nellcor"," Reusable	Takaoka SpO2 Sensor"," All Sizes"," Multi-Y"," 3.0m"," Nellcor"," Reusable	1	12				Ultrasound Foetal Transducer - comp w/ Bionet - Uterine Contractions		Ultrasound Foetal Transducer - comp w/ Bionet - UC	Bionet "
"6011067	SS-040-AF30		SS-040-AF30	https://www.medten.com/product/1074	Replacement	Reusable	Nonin	SpO2 Sensors	Accessories	Nonin SpO2 Sensor 8000AA-3	Reusable Nonin SpO2 Sensor 8000AA-3	Replacement: Adult"," Finger clip"," 3.0m"," Nonin	Nonin SpO2 Sensor 8000AA-3"," Adult"," Finger clip"," 3.0m"," Nonin	1	12				Ultrasound Foetal Transducer - comp w/ Bionet - Uterine Contractions		Ultrasound Foetal Transducer - comp w/ Bionet - UC	Bionet "
"6011302	SS-040-AS30		SS-040-AS30	https://www.medten.com/product/1075	Replacement	Reusable	Nonin	SpO2 Sensors	Accessories	Nonin SpO2 Sensor	Reusable Nonin SpO2 Sensor	Replacement: Adult"," Soft Rubber"," 3.0m"," Nonin	Nonin SpO2 Sensor"," Adult"," Soft Rubber"," 3.0m"," Nonin	1	12				Ultrasound Foetal Transducer - comp w/ Bionet - Uterine Contractions		Ultrasound Foetal Transducer - comp w/ Bionet - UC	Bionet "
"6011520	SS-040-PF30		SS-040-PF30	https://www.medten.com/product/1076	Replacement	Reusable	Nonin	SpO2 Sensors	Accessories	Nonin SpO2 Sensor	Reusable Nonin SpO2 Sensor	Replacement: Pediatric"," Finger clip"," 3.0m"," Nonin"," Reusable	Nonin SpO2 Sensor"," Pediatric"," Finger clip"," 3.0m"," Nonin"," Reusable	1	12				Ultrasound Foetal Transducer - comp w/ Bionet - Uterine Contractions		Ultrasound Foetal Transducer - comp w/ Bionet - UC	Bionet "
"6011738	SS-040-PS30		SS-040-PS30	https://www.medten.com/product/1077	Replacement	Reusable	Nonin	SpO2 Sensors	Accessories	Nonin SpO2 Sensor	Reusable Nonin SpO2 Sensor	Replacement: Pediatric"," Soft Rubber"," 3.0m"," Nonin	Nonin SpO2 Sensor"," Pediatric"," Soft Rubber"," 3.0m"," Nonin	1	12				Ultrasound Foetal Transducer - comp w/ Bionet - Uterine Contractions		Ultrasound Foetal Transducer - comp w/ Bionet - UC	Bionet "
"6012170	SS-040-NW30		SS-040-NW30	https://www.medten.com/product/1078	Replacement	Reusable	Nonin	SpO2 Sensors	Accessories	Nonin SpO2 Sensor	Reusable Nonin SpO2 Sensor	Replacement: Neonate"," Wrap"," 3.0m"," Nonin"," Reusable	Nonin SpO2 Sensor"," Neonate"," Wrap"," 3.0m"," Nonin"," Reusable	1	12				Ultrasound Foetal Transducer - comp w/ Bionet - Uterine Contractions		Ultrasound Foetal Transducer - comp w/ Bionet - UC	Bionet "
"6012598	SS-040-MY30		SS-040-MY30	https://www.medten.com/product/1079	Replacement	Reusable	Nonin	SpO2 Sensors	Accessories	Nonin SpO2 Sensor	Reusable Nonin SpO2 Sensor	Replacement: All Sizes"," Multi-Y"," 3.0m"," Nonin"," Reusable	Nonin SpO2 Sensor"," All Sizes"," Multi-Y"," 3.0m"," Nonin"," Reusable	1	12				Ultrasound Foetal Transducer - comp w/ Bionet - Uterine Contractions		Ultrasound Foetal Transducer - comp w/ Bionet - UC	Bionet "
"6011076	SS-046-AF30		SS-046-AF30	https://www.medten.com/product/1080	Replacement	Reusable	Nihon Kohden	SpO2 Sensors	Accessories	Nihon Kohden SpO2 Sensor	Reusable Nihon Kohden SpO2 Sensor	Replacement: Adult"," Finger clip"," 3.0m"," Nellcor-Oximax"," Reusable	Nihon Kohden SpO2 Sensor"," Adult"," Finger clip"," 3.0m"," Nellcor-Oximax"," Reusable	1	12				Ultrasound Foetal Transducer - comp w/ Bionet - Uterine Contractions		Ultrasound Foetal Transducer - comp w/ Bionet - UC	Bionet "
"6011310	SS-046-AS30		SS-046-AS30	https://www.medten.com/product/1081	Replacement	Reusable	Nihon Kohden	SpO2 Sensors	Accessories	Nihon Kohden SpO2 Sensor	Reusable Nihon Kohden SpO2 Sensor	Replacement: Adult"," Soft rubber"," 3.0m"," Nellcor-Oximax"," Reusable	Nihon Kohden SpO2 Sensor"," Adult"," Soft rubber"," 3.0m"," Nellcor-Oximax"," Reusable	1	12				Ultrasound Foetal Transducer - comp w/ Bionet - Uterine Contractions		Ultrasound Foetal Transducer - comp w/ Bionet - UC	Bionet "
"6011529	SS-046-PF30		SS-046-PF30	https://www.medten.com/product/1082	Replacement	Reusable	Nihon Kohden	SpO2 Sensors	Accessories	Nihon Kohden SpO2 Sensor	Reusable Nihon Kohden SpO2 Sensor	Replacement: Pediatric"," Finger clip"," 3.0m"," Nihon Kohden"," Reusable	Nihon Kohden SpO2 Sensor"," Pediatric"," Finger clip"," 3.0m"," Nihon Kohden"," Reusable	1	12				Ultrasound Foetal Transducer - comp w/ Bionet - Uterine Contractions		Ultrasound Foetal Transducer - comp w/ Bionet - UC	Bionet "
"6011747	SS-046-PS30		SS-046-PS30	https://www.medten.com/product/1083	Replacement	Reusable	Nihon Kohden	SpO2 Sensors	Accessories	Nihon Kohden SpO2 Sensor	Reusable Nihon Kohden SpO2 Sensor	Replacement: Pediatric"," Soft rubber"," 3.0m"," Nihon Kohden"," Reusable	Nihon Kohden SpO2 Sensor"," Pediatric"," Soft rubber"," 3.0m"," Nihon Kohden"," Reusable	1	12				Ultrasound Foetal Transducer - comp w/ Bionet - Uterine Contractions		Ultrasound Foetal Transducer - comp w/ Bionet - UC	Bionet "
"6012179	SS-046-NW30		SS-046-NW30	https://www.medten.com/product/1084	Replacement	Reusable	Nihon Kohden	SpO2 Sensors	Accessories	Nihon Kohden SpO2 Sensor	Reusable Nihon Kohden SpO2 Sensor	Replacement: Neonate"," Wrap"," 3.0m"," Nihon Kohden"," Reusable	Nihon Kohden SpO2 Sensor"," Neonate"," Wrap"," 3.0m"," Nihon Kohden"," Reusable	1	12				Ultrasound Foetal Transducer - comp w/ Bionet - Uterine Contractions		Ultrasound Foetal Transducer - comp w/ Bionet - UC	Bionet "
"6012607	SS-046-MY30		SS-046-MY30	https://www.medten.com/product/1085	Replacement	Reusable	Nihon Kohden	SpO2 Sensors	Accessories	Nihon Kohden SpO2 Sensor	Reusable Nihon Kohden SpO2 Sensor	Replacement: All Sizes"," Multi-Y"," 3.0m"," Nihon Kohden"," Reusable	Nihon Kohden SpO2 Sensor"," All Sizes"," Multi-Y"," 3.0m"," Nihon Kohden"," Reusable	1	12				Ultrasound Foetal Transducer - comp w/ Bionet - Uterine Contractions		Ultrasound Foetal Transducer - comp w/ Bionet - UC	Bionet "
"6011197	SS-145D-AF30		SS-145D-AF30	https://www.medten.com/product/1086	Replacement	Reusable	Newtech	SpO2 Sensors	Accessories	Newtech SpO2 Sensor	Reusable Newtech SpO2 Sensor	Replacement: Adult"," Finger clip"," 3.0m"," Digital "," Reusable	Newtech SpO2 Sensor"," Adult"," Finger clip"," 3.0m"," Digital "," Reusable	1	12				Ultrasound Foetal Transducer - comp w/ Bionet - Uterine Contractions		Ultrasound Foetal Transducer - comp w/ Bionet - UC	Bionet "
"6011431	SS-145D-AS30		SS-145D-AS30	https://www.medten.com/product/1087	Replacement	Reusable	Newtech	SpO2 Sensors	Accessories	Newtech SpO2 Sensor	Reusable Newtech SpO2 Sensor	Replacement: Adult"," Soft rubber"," 3.0m"," Digital "," Reusable	Newtech SpO2 Sensor"," Adult"," Soft rubber"," 3.0m"," Digital "," Reusable	1	12				Ultrasound Foetal Transducer - comp w/ Bionet - Uterine Contractions		Ultrasound Foetal Transducer - comp w/ Bionet - UC	Bionet "
"6011650	SS-145D-PF30		SS-145D-PF30	https://www.medten.com/product/1088	Replacement	Reusable	Newtech	SpO2 Sensors	Accessories	Newtech SpO2 Sensor	Reusable Newtech SpO2 Sensor	Replacement: Pediatric"," Finger clip"," 3.0m"," Digital "," Reusable	Newtech SpO2 Sensor"," Pediatric"," Finger clip"," 3.0m"," Digital "," Reusable	1	12				Ultrasound Foetal Transducer - comp w/ Bionet - Uterine Contractions		Ultrasound Foetal Transducer - comp w/ Bionet - UC	Bionet "
"6011868	SS-145D-PS30		SS-145D-PS30	https://www.medten.com/product/1089	Replacement	Reusable	Newtech	SpO2 Sensors	Accessories	Newtech SpO2 Sensor	Reusable Newtech SpO2 Sensor	Replacement: Pediatric"," Finger clip"," 3.0m"," Digital "," Reusable	Newtech SpO2 Sensor"," Pediatric"," Finger clip"," 3.0m"," Digital "," Reusable	1	12				Ultrasound Foetal Transducer - comp w/ Bionet - Uterine Contractions		Ultrasound Foetal Transducer - comp w/ Bionet - UC	Bionet "
"6012300	SS-145D-NW30		SS-145D-NW30	https://www.medten.com/product/1090	Replacement	Reusable	Newtech	SpO2 Sensors	Accessories	Newtech SpO2 Sensor	Reusable Newtech SpO2 Sensor	Replacement: Neonate"," Wrap"," 3.0m"," Digital "," Reusable	Newtech SpO2 Sensor"," Neonate"," Wrap"," 3.0m"," Digital "," Reusable	1	12				Ultrasound Foetal Transducer - comp w/ Bionet - Uterine Contractions		Ultrasound Foetal Transducer - comp w/ Bionet - UC	Bionet "
"6012728	SS-145D-MY30		SS-145D-MY30	https://www.medten.com/product/1091	Replacement	Reusable	Newtech	SpO2 Sensors	Accessories	Newtech SpO2 Sensor	Reusable Newtech SpO2 Sensor	Replacement: All Sizes"," Multi-Y"," 3.0m"," Digital "," Reusable	Newtech SpO2 Sensor"," All Sizes"," Multi-Y"," 3.0m"," Digital "," Reusable	1	12				Ultrasound Foetal Transducer - comp w/ Bionet - Uterine Contractions		Ultrasound Foetal Transducer - comp w/ Bionet - UC	Bionet "
"6011161	SS-112D-AF30		SS-112D-AF30	https://www.medten.com/product/1092	Replacement	Reusable	Infinium	SpO2 Sensors	Accessories	Infinium SpO2 Sensor	Reusable Infinium SpO2 Sensor	Replacement: Adult"," Finger clip"," 3.0m"," Digital "," Reusable	Infinium SpO2 Sensor"," Adult"," Finger clip"," 3.0m"," Digital "," Reusable	1	12				Ultrasound Foetal Transducer - comp w/ Bionet - Uterine Contractions		Ultrasound Foetal Transducer - comp w/ Bionet - UC	Bionet "
"6011395	SS-112D-AS30		SS-112D-AS30	https://www.medten.com/product/1093	Replacement	Reusable	Infinium	SpO2 Sensors	Accessories	Infinium SpO2 Sensor	Reusable Infinium SpO2 Sensor	Replacement: Adult"," Soft rubber"," 3.0m"," Digital "," Reusable	Infinium SpO2 Sensor"," Adult"," Soft rubber"," 3.0m"," Digital "," Reusable	1	12				Ultrasound Foetal Transducer - comp w/ Bionet - Uterine Contractions		Ultrasound Foetal Transducer - comp w/ Bionet - UC	Bionet "
"6011614	SS-112D-PF30		SS-112D-PF30	https://www.medten.com/product/1094	Replacement	Reusable	Infinium	SpO2 Sensors	Accessories	Infinium SpO2 Sensor	Reusable Infinium SpO2 Sensor	Replacement: Pediatric"," Finger clip"," 3.0m"," Digital "," Reusable	Infinium SpO2 Sensor"," Pediatric"," Finger clip"," 3.0m"," Digital "," Reusable	1	12				Ultrasound Foetal Transducer - comp w/ Bionet - Uterine Contractions		Ultrasound Foetal Transducer - comp w/ Bionet - UC	Bionet "
"6011832	SS-112D-PS30		SS-112D-PS30	https://www.medten.com/product/1095	Replacement	Reusable	Infinium	SpO2 Sensors	Accessories	Infinium SpO2 Sensor	Reusable Infinium SpO2 Sensor	Replacement: Pediatric"," Soft rubber"," 3.0m"," Digital "," Reusable	Infinium SpO2 Sensor"," Pediatric"," Soft rubber"," 3.0m"," Digital "," Reusable	1	12				Ultrasound Foetal Transducer - comp w/ Bionet - Uterine Contractions		Ultrasound Foetal Transducer - comp w/ Bionet - UC	Bionet "
"6012264	SS-112D-NW30		SS-112D-NW30	https://www.medten.com/product/1096	Replacement	Reusable	Infinium	SpO2 Sensors	Accessories	Infinium SpO2 Sensor	Reusable Infinium SpO2 Sensor	Replacement: Neonate"," Wrap"," 3.0m"," Digital "," Reusable	Infinium SpO2 Sensor"," Neonate"," Wrap"," 3.0m"," Digital "," Reusable	1	12				Ultrasound Foetal Transducer - comp w/ Bionet - Uterine Contractions		Ultrasound Foetal Transducer - comp w/ Bionet - UC	Bionet "
"6012692	SS-112D-MY30		SS-112D-MY30	https://www.medten.com/product/1097	Replacement	Reusable	Infinium	SpO2 Sensors	Accessories	Infinium SpO2 Sensor	Reusable Infinium SpO2 Sensor	Replacement: All Sizes"," Multi-Y"," 3.0m"," Digital "," Reusable	Infinium SpO2 Sensor"," All Sizes"," Multi-Y"," 3.0m"," Digital "," Reusable	1	12				Ultrasound Foetal Transducer - comp w/ Bionet - Uterine Contractions		Ultrasound Foetal Transducer - comp w/ Bionet - UC	Bionet "
"6011163	SS-113D-AF30		SS-113D-AF30	https://www.medten.com/product/1098	Replacement	Reusable	Infinium	SpO2 Sensors	Accessories	Infinium SpO2 Sensor	Reusable Infinium SpO2 Sensor	Replacement: Adult"," Finger clip"," 3.0m"," Digital "," Reusable	Infinium SpO2 Sensor"," Adult"," Finger clip"," 3.0m"," Digital "," Reusable	1	12				Ultrasound Foetal Transducer - comp w/ Bionet - Uterine Contractions		Ultrasound Foetal Transducer - comp w/ Bionet - UC	Bionet "
"6011397	SS-113D-AS30		SS-113D-AS30	https://www.medten.com/product/1099	Replacement	Reusable	Infinium	SpO2 Sensors	Accessories	Infinium SpO2 Sensor	Reusable Infinium SpO2 Sensor	Replacement: Adult"," Soft rubber"," 3.0m"," Digital "," Reusable	Infinium SpO2 Sensor"," Adult"," Soft rubber"," 3.0m"," Digital "," Reusable	1	12				Ultrasound Foetal Transducer - comp w/ Bionet - Uterine Contractions		Ultrasound Foetal Transducer - comp w/ Bionet - UC	Bionet "
"6011616	SS-113D-PF30		SS-113D-PF30	https://www.medten.com/product/1100	Replacement	Reusable	Infinium	SpO2 Sensors	Accessories	Infinium SpO2 Sensor	Reusable Infinium SpO2 Sensor	Replacement: Pediatric"," Finger clip"," 3.0m"," Digital "," Reusable	Infinium SpO2 Sensor"," Pediatric"," Finger clip"," 3.0m"," Digital "," Reusable	1	12				Ultrasound Foetal Transducer - comp w/ Bionet - Uterine Contractions		Ultrasound Foetal Transducer - comp w/ Bionet - UC	Bionet "
"6011834	SS-113D-PS30		SS-113D-PS30	https://www.medten.com/product/1101	Replacement	Reusable	Infinium	SpO2 Sensors	Accessories	Infinium SpO2 Sensor	Reusable Infinium SpO2 Sensor	Replacement: Pediatric"," Soft rubber"," 3.0m"," Digital "," Reusable	Infinium SpO2 Sensor"," Pediatric"," Soft rubber"," 3.0m"," Digital "," Reusable	1	12				Ultrasound Foetal Transducer - comp w/ Bionet - Uterine Contractions		Ultrasound Foetal Transducer - comp w/ Bionet - UC	Bionet "
"6012266	SS-113D-NW30		SS-113D-NW30	https://www.medten.com/product/1102	Replacement	Reusable	Infinium	SpO2 Sensors	Accessories	Infinium SpO2 Sensor	Reusable Infinium SpO2 Sensor	Replacement: Neonate"," Wrap"," 3.0m"," Digital "," Reusable	Infinium SpO2 Sensor"," Neonate"," Wrap"," 3.0m"," Digital "," Reusable	1	12				Ultrasound Foetal Transducer - comp w/ Bionet - Uterine Contractions		Ultrasound Foetal Transducer - comp w/ Bionet - UC	Bionet "
"6012694	SS-113D-MY30		SS-113D-MY30	https://www.medten.com/product/1103	Replacement	Reusable	Infinium	SpO2 Sensors	Accessories	Infinium SpO2 Sensor	Reusable Infinium SpO2 Sensor	Replacement: All Sizes"," Multi-Y"," 3.0m"," Digital "," Reusable	Infinium SpO2 Sensor"," All Sizes"," Multi-Y"," 3.0m"," Digital "," Reusable	1	12				Ultrasound Foetal Transducer - comp w/ Bionet - Uterine Contractions		Ultrasound Foetal Transducer - comp w/ Bionet - UC	Bionet "
"6011167	SS-117D-AF30		SS-117D-AF30	https://www.medten.com/product/1104	Replacement	Reusable	General Meditech	SpO2 Sensors	Accessories	General Meditech SpO2 Sensor	Reusable General Meditech SpO2 Sensor	Replacement: Adult"," Finger clip"," 3.0m"," Digital "," Reusable	General Meditech SpO2 Sensor"," Adult"," Finger clip"," 3.0m"," Digital "," Reusable	1	12				Ultrasound Foetal Transducer - comp w/ Bionet - Uterine Contractions		Ultrasound Foetal Transducer - comp w/ Bionet - UC	Bionet "
"6011401	SS-117D-AS30		SS-117D-AS30	https://www.medten.com/product/1105	Replacement	Reusable	General Meditech	SpO2 Sensors	Accessories	General Meditech SpO2 Sensor	Reusable General Meditech SpO2 Sensor	Replacement: Adult"," Soft rubber"," 3.0m"," Digital "," Reusable	General Meditech SpO2 Sensor"," Adult"," Soft rubber"," 3.0m"," Digital "," Reusable	1	12				Ultrasound Foetal Transducer - comp w/ Bionet - Uterine Contractions		Ultrasound Foetal Transducer - comp w/ Bionet - UC	Bionet "
"6011620	SS-117D-PF30		SS-117D-PF30	https://www.medten.com/product/1106	Replacement	Reusable	General Meditech	SpO2 Sensors	Accessories	General Meditech SpO2 Sensor	Reusable General Meditech SpO2 Sensor	Replacement: Pediatric"," Finger clip"," 3.0m"," Digital "," Reusable	General Meditech SpO2 Sensor"," Pediatric"," Finger clip"," 3.0m"," Digital "," Reusable	1	12				Ultrasound Foetal Transducer - comp w/ Bionet - Uterine Contractions		Ultrasound Foetal Transducer - comp w/ Bionet - UC	Bionet "
"6011838	SS-117D-PS30		SS-117D-PS30	https://www.medten.com/product/1107	Replacement	Reusable	General Meditech	SpO2 Sensors	Accessories	General Meditech SpO2 Sensor	Reusable General Meditech SpO2 Sensor	Replacement: Pediatric"," Soft rubber"," 3.0m"," Digital "," Reusable	General Meditech SpO2 Sensor"," Pediatric"," Soft rubber"," 3.0m"," Digital "," Reusable	1	12				Ultrasound Foetal Transducer - comp w/ Bionet - Uterine Contractions		Ultrasound Foetal Transducer - comp w/ Bionet - UC	Bionet "
"6012270	SS-117D-NW30		SS-117D-NW30	https://www.medten.com/product/1108	Replacement	Reusable	General Meditech	SpO2 Sensors	Accessories	General Meditech SpO2 Sensor	Reusable General Meditech SpO2 Sensor	Replacement: Neonate"," Wrap"," 3.0m"," Digital "," Reusable	General Meditech SpO2 Sensor"," Neonate"," Wrap"," 3.0m"," Digital "," Reusable	1	12				Ultrasound Foetal Transducer - comp w/ Bionet - Uterine Contractions		Ultrasound Foetal Transducer - comp w/ Bionet - UC	Bionet "
"6012698	SS-117D-MY30		SS-117D-MY30	https://www.medten.com/product/1109	Replacement	Reusable	General Meditech	SpO2 Sensors	Accessories	General Meditech SpO2 Sensor	Reusable General Meditech SpO2 Sensor	Replacement: All Sizes"," Multi-Y"," 3.0m"," Digital "," Reusable	General Meditech SpO2 Sensor"," All Sizes"," Multi-Y"," 3.0m"," Digital "," Reusable	1	12				Ultrasound Foetal Transducer - comp w/ Bionet - Uterine Contractions		Ultrasound Foetal Transducer - comp w/ Bionet - UC	Bionet "
"6011150	SS-103D-AF30		SS-103D-AF30	https://www.medten.com/product/1110	Replacement	Reusable	ChoiceMMed	SpO2 Sensors	Accessories	ChoiceMMed SpO2 Sensor	Reusable ChoiceMMed SpO2 Sensor	Replacement: Adult"," Finger clip"," 3.0m"," Digital "," Reusable	ChoiceMMed SpO2 Sensor"," Adult"," Finger clip"," 3.0m"," Digital "," Reusable	1	12				Ultrasound Foetal Transducer - comp w/ Bionet - Uterine Contractions		Ultrasound Foetal Transducer - comp w/ Bionet - UC	Bionet "
"6011384	SS-103D-AS30		SS-103D-AS30	https://www.medten.com/product/1111	Replacement	Reusable	ChoiceMMed	SpO2 Sensors	Accessories	ChoiceMMed SpO2 Sensor	Reusable ChoiceMMed SpO2 Sensor	Replacement: Adult"," Soft rubber"," 3.0m"," Digital "," Reusable	ChoiceMMed SpO2 Sensor"," Adult"," Soft rubber"," 3.0m"," Digital "," Reusable	1	12				Ultrasound Foetal Transducer - comp w/ Bionet - Uterine Contractions		Ultrasound Foetal Transducer - comp w/ Bionet - UC	Bionet "
"6011603	SS-103D-PF30		SS-103D-PF30	https://www.medten.com/product/1112	Replacement	Reusable	ChoiceMMed	SpO2 Sensors	Accessories	ChoiceMMed SpO2 Sensor	Reusable ChoiceMMed SpO2 Sensor	Replacement: Pediatric"," Finger clip"," 3.0m"," Digital "," Reusable	ChoiceMMed SpO2 Sensor"," Pediatric"," Finger clip"," 3.0m"," Digital "," Reusable	1	12				Ultrasound Foetal Transducer - comp w/ Bionet - Uterine Contractions		Ultrasound Foetal Transducer - comp w/ Bionet - UC	Bionet "
"6011821	SS-103D-PS30		SS-103D-PS30	https://www.medten.com/product/1113	Replacement	Reusable	ChoiceMMed	SpO2 Sensors	Accessories	ChoiceMMed SpO2 Sensor	Reusable ChoiceMMed SpO2 Sensor	Replacement: Pediatric"," Soft rubber"," 3.0m"," Digital "," Reusable	ChoiceMMed SpO2 Sensor"," Pediatric"," Soft rubber"," 3.0m"," Digital "," Reusable	1	12				Ultrasound Foetal Transducer - comp w/ Bionet - Uterine Contractions		Ultrasound Foetal Transducer - comp w/ Bionet - UC	Bionet "
"6012253	SS-103D-NW30		SS-103D-NW30	https://www.medten.com/product/1114	Replacement	Reusable	ChoiceMMed	SpO2 Sensors	Accessories	ChoiceMMed SpO2 Sensor	Reusable ChoiceMMed SpO2 Sensor	Replacement: Neonate"," Wrap"," 3.0m"," Digital "," Reusable	ChoiceMMed SpO2 Sensor"," Neonate"," Wrap"," 3.0m"," Digital "," Reusable	1	12				Ultrasound Foetal Transducer - comp w/ Bionet - Uterine Contractions		Ultrasound Foetal Transducer - comp w/ Bionet - UC	Bionet "
"6012681	SS-103D-MY30		SS-103D-MY30	https://www.medten.com/product/1115	Replacement	Reusable	ChoiceMMed	SpO2 Sensors	Accessories	ChoiceMMed SpO2 Sensor	Reusable ChoiceMMed SpO2 Sensor	Replacement: All Sizes"," Multi-Y"," 3.0m"," Digital "," Reusable	ChoiceMMed SpO2 Sensor"," All Sizes"," Multi-Y"," 3.0m"," Digital "," Reusable	1	12				Ultrasound Foetal Transducer - comp w/ Bionet - Uterine Contractions		Ultrasound Foetal Transducer - comp w/ Bionet - UC	Bionet "
"6011151	SS-104-AF30		SS-104-AF30	https://www.medten.com/product/1116	Replacement	Reusable	ChoiceMMed	SpO2 Sensors	Accessories	ChoiceMMed SpO2 Sensor	Reusable ChoiceMMed SpO2 Sensor	Replacement: Adult"," Finger clip"," 3.0m"," Nellcor"," Reusable	ChoiceMMed SpO2 Sensor"," Adult"," Finger clip"," 3.0m"," Nellcor"," Reusable	1	12				Ultrasound Foetal Transducer - comp w/ Bionet - Uterine Contractions		Ultrasound Foetal Transducer - comp w/ Bionet - UC	Bionet "
"6011385	SS-104-AS30		SS-104-AS30	https://www.medten.com/product/1117	Replacement	Reusable	ChoiceMMed	SpO2 Sensors	Accessories	ChoiceMMed SpO2 Sensor	Reusable ChoiceMMed SpO2 Sensor	Replacement: Adult"," Soft rubber"," 3.0m"," Nellcor"," Reusable	ChoiceMMed SpO2 Sensor"," Adult"," Soft rubber"," 3.0m"," Nellcor"," Reusable	1	12				Ultrasound Foetal Transducer - comp w/ Bionet - Uterine Contractions		Ultrasound Foetal Transducer - comp w/ Bionet - UC	Bionet "
"6011604	SS-104-PF30		SS-104-PF30	https://www.medten.com/product/1118	Replacement	Reusable	ChoiceMMed	SpO2 Sensors	Accessories	ChoiceMMed SpO2 Sensor	Reusable ChoiceMMed SpO2 Sensor	Replacement: Pediatric"," Finger clip"," 3.0m"," Reusable	ChoiceMMed SpO2 Sensor"," Pediatric"," Finger clip"," 3.0m"," Reusable	1	12				Ultrasound Foetal Transducer - comp w/ Bionet - Uterine Contractions		Ultrasound Foetal Transducer - comp w/ Bionet - UC	Bionet "
"6011822	SS-104-PS30		SS-104-PS30	https://www.medten.com/product/1119	Replacement	Reusable	ChoiceMMed	SpO2 Sensors	Accessories	ChoiceMMed SpO2 Sensor	Reusable ChoiceMMed SpO2 Sensor	Replacement: Pediatric"," Soft rubber"," 3.0m"," Reusable	ChoiceMMed SpO2 Sensor"," Pediatric"," Soft rubber"," 3.0m"," Reusable	1	12				Ultrasound Foetal Transducer - comp w/ Bionet - Uterine Contractions		Ultrasound Foetal Transducer - comp w/ Bionet - UC	Bionet "
"6012254	SS-104-NW30		SS-104-NW30	https://www.medten.com/product/1120	Replacement	Reusable	ChoiceMMed	SpO2 Sensors	Accessories	ChoiceMMed SpO2 Sensor	Reusable ChoiceMMed SpO2 Sensor	Replacement: Neonate"," Wrap"," 3.0m"," Reusable	ChoiceMMed SpO2 Sensor"," Neonate"," Wrap"," 3.0m"," Reusable	1	12				Ultrasound Foetal Transducer - comp w/ Bionet - Uterine Contractions		Ultrasound Foetal Transducer - comp w/ Bionet - UC	Bionet "
"6012682	SS-104-MY30		SS-104-MY30	https://www.medten.com/product/1121	Replacement	Reusable	ChoiceMMed	SpO2 Sensors	Accessories	ChoiceMMed SpO2 Sensor	Reusable ChoiceMMed SpO2 Sensor	Replacement: All Sizes"," Multi-Y"," 3.0m"," Reusable	ChoiceMMed SpO2 Sensor"," All Sizes"," Multi-Y"," 3.0m"," Reusable	1	12				Ultrasound Foetal Transducer - comp w/ Bionet - Uterine Contractions		Ultrasound Foetal Transducer - comp w/ Bionet - UC	Bionet "
"6011143	SS-096D-AF30		SS-096D-AF30	https://www.medten.com/product/1122	Replacement	Reusable	Creative	SpO2 Sensors	Accessories	Creative SpO2 Sensor	Reusable Creative SpO2 Sensor	Replacement: Adult"," Finger clip"," 3.0m"," Digital "," Reusable	Creative SpO2 Sensor"," Adult"," Finger clip"," 3.0m"," Digital "," Reusable	1	12				Ultrasound Foetal Transducer - comp w/ Bionet - Uterine Contractions		Ultrasound Foetal Transducer - comp w/ Bionet - UC	Bionet "
"6011377	SS-096D-AS30		SS-096D-AS30	https://www.medten.com/product/1123	Replacement	Reusable	Creative	SpO2 Sensors	Accessories	Creative SpO2 Sensor	Reusable Creative SpO2 Sensor	Replacement: Adult"," Soft rubber"," 3.0m"," Digital "," Reusable	Creative SpO2 Sensor"," Adult"," Soft rubber"," 3.0m"," Digital "," Reusable	1	12				Ultrasound Foetal Transducer - comp w/ Bionet - Uterine Contractions		Ultrasound Foetal Transducer - comp w/ Bionet - UC	Bionet "
"6011596	SS-096D-PF30		SS-096D-PF30	https://www.medten.com/product/1124	Replacement	Reusable	Creative	SpO2 Sensors	Accessories	Creative SpO2 Sensor	Reusable Creative SpO2 Sensor	Replacement: Pediatric"," Finger clip"," 3.0m"," Digital "," Reusable	Creative SpO2 Sensor"," Pediatric"," Finger clip"," 3.0m"," Digital "," Reusable	1	12				Ultrasound Foetal Transducer - comp w/ Bionet - Uterine Contractions		Ultrasound Foetal Transducer - comp w/ Bionet - UC	Bionet "
"6011814	SS-096D-PS30		SS-096D-PS30	https://www.medten.com/product/1125	Replacement	Reusable	Creative	SpO2 Sensors	Accessories	Creative SpO2 Sensor	Reusable Creative SpO2 Sensor	Replacement: Pediatric"," Soft rubber"," 3.0m"," Digital "," Reusable	Creative SpO2 Sensor"," Pediatric"," Soft rubber"," 3.0m"," Digital "," Reusable	1	12				Ultrasound Foetal Transducer - comp w/ Bionet - Uterine Contractions		Ultrasound Foetal Transducer - comp w/ Bionet - UC	Bionet "
"6012246	SS-096D-NW30		SS-096D-NW30	https://www.medten.com/product/1126	Replacement	Reusable	Creative	SpO2 Sensors	Accessories	Creative SpO2 Sensor	Reusable Creative SpO2 Sensor	Replacement: Neonate"," Wrap"," 3.0m"," Digital "," Reusable	Creative SpO2 Sensor"," Neonate"," Wrap"," 3.0m"," Digital "," Reusable	1	12				Ultrasound Foetal Transducer - comp w/ Bionet - Uterine Contractions		Ultrasound Foetal Transducer - comp w/ Bionet - UC	Bionet "
"6012674	SS-096D-MY30		SS-096D-MY30	https://www.medten.com/product/1127	Replacement	Reusable	Creative	SpO2 Sensors	Accessories	Creative SpO2 Sensor	Reusable Creative SpO2 Sensor	Replacement: All Sizes"," Multi-Y"," 3.0m"," Digital "," Reusable	Creative SpO2 Sensor"," All Sizes"," Multi-Y"," 3.0m"," Digital "," Reusable	1	12				Ultrasound Foetal Transducer - comp w/ Bionet - Uterine Contractions		Ultrasound Foetal Transducer - comp w/ Bionet - UC	Bionet "
"6011188	SS-136-AF30		SS-136-AF30	https://www.medten.com/product/1128	Replacement	Reusable	Guoteng	SpO2 Sensors	Accessories	Guoteng SpO2 Sensor	Reusable Guoteng SpO2 Sensor	Replacement: Adult"," Finger clip"," 3.0m"," Reusable	Guoteng SpO2 Sensor"," Adult"," Finger clip"," 3.0m"," Reusable	1	12				Ultrasound Foetal Transducer - comp w/ Bionet - Uterine Contractions		Ultrasound Foetal Transducer - comp w/ Bionet - UC	Bionet "
"6011422	SS-136-AS30		SS-136-AS30	https://www.medten.com/product/1129	Replacement	Reusable	Guoteng	SpO2 Sensors	Accessories	Guoteng SpO2 Sensor	Reusable Guoteng SpO2 Sensor	Replacement: Adult"," Soft rubber"," 3.0m"," Reusable	Guoteng SpO2 Sensor"," Adult"," Soft rubber"," 3.0m"," Reusable	1	12				Ultrasound Foetal Transducer - comp w/ Bionet - Uterine Contractions		Ultrasound Foetal Transducer - comp w/ Bionet - UC	Bionet "
"6011641	SS-136-PF30		SS-136-PF30	https://www.medten.com/product/1130	Replacement	Reusable	Guoteng	SpO2 Sensors	Accessories	Guoteng SpO2 Sensor	Reusable Guoteng SpO2 Sensor	Replacement: Pediatric"," Finger clip"," 3.0m"," Reusable	Guoteng SpO2 Sensor"," Pediatric"," Finger clip"," 3.0m"," Reusable	1	12				Ultrasound Foetal Transducer - comp w/ Bionet - Uterine Contractions		Ultrasound Foetal Transducer - comp w/ Bionet - UC	Bionet "
"6011859	SS-136-PS30		SS-136-PS30	https://www.medten.com/product/1131	Replacement	Reusable	Guoteng	SpO2 Sensors	Accessories	Guoteng SpO2 Sensor	Reusable Guoteng SpO2 Sensor	Replacement: Pediatric"," Soft rubber"," 3.0m"," Reusable	Guoteng SpO2 Sensor"," Pediatric"," Soft rubber"," 3.0m"," Reusable	1	12				Ultrasound Foetal Transducer - comp w/ Bionet - Uterine Contractions		Ultrasound Foetal Transducer - comp w/ Bionet - UC	Bionet "
"6012291	SS-136-NW30		SS-136-NW30	https://www.medten.com/product/1132	Replacement	Reusable	Guoteng	SpO2 Sensors	Accessories	Guoteng SpO2 Sensor	Reusable Guoteng SpO2 Sensor	Replacement: Neonate"," Wrap"," 3.0m"," Reusable	Guoteng SpO2 Sensor"," Neonate"," Wrap"," 3.0m"," Reusable	1	12				Ultrasound Foetal Transducer - comp w/ Bionet - Uterine Contractions		Ultrasound Foetal Transducer - comp w/ Bionet - UC	Bionet "
"6012719	SS-136-MY30		SS-136-MY30	https://www.medten.com/product/1133	Replacement	Reusable	Guoteng	SpO2 Sensors	Accessories	Guoteng SpO2 Sensor	Reusable Guoteng SpO2 Sensor	Replacement: All Sizes"," Multi-Y"," 3.0m"," Reusable	Guoteng SpO2 Sensor"," All Sizes"," Multi-Y"," 3.0m"," Reusable	1	12				Ultrasound Foetal Transducer - comp w/ Bionet - Uterine Contractions		Ultrasound Foetal Transducer - comp w/ Bionet - UC	Bionet "
"6011107	SS-067D-AF30		SS-067D-AF30	https://www.medten.com/product/1134	Replacement	Reusable	Biolight	SpO2 Sensors	Accessories	Biolight SpO2 Sensor 15-100-0010	Reusable Biolight SpO2 Sensor 15-100-0010	Replacement: Adult"," Finger clip"," 3.0m"," Digital "," Reusable	Biolight SpO2 Sensor 15-100-0010"," Adult"," Finger clip"," 3.0m"," Digital "," Reusable	1	12				Ultrasound Foetal Transducer - comp w/ Bionet - Uterine Contractions		Ultrasound Foetal Transducer - comp w/ Bionet - UC	Bionet "
"6011341	SS-067D-AS30		SS-067D-AS30	https://www.medten.com/product/1135	Replacement	Reusable	Biolight	SpO2 Sensors	Accessories	Biolight SpO2 Sensor	Reusable Biolight SpO2 Sensor	Replacement: Adult"," Soft rubber"," 3.0m"," Digital "," Reusable	Biolight SpO2 Sensor"," Adult"," Soft rubber"," 3.0m"," Digital "," Reusable	1	12				Ultrasound Foetal Transducer - comp w/ Bionet - Uterine Contractions		Ultrasound Foetal Transducer - comp w/ Bionet - UC	Bionet "
"6011560	SS-067D-PF30		SS-067D-PF30	https://www.medten.com/product/1136	Replacement	Reusable	Biolight	SpO2 Sensors	Accessories	Biolight SpO2 Sensor 15-100-0011	Reusable Biolight SpO2 Sensor 15-100-0011	Replacement: Pediatric"," Finger clip"," 3.0m"," Digital "," Reusable	Biolight SpO2 Sensor 15-100-0011"," Pediatric"," Finger clip"," 3.0m"," Digital "," Reusable	1	12				Ultrasound Foetal Transducer - comp w/ Bionet - Uterine Contractions		Ultrasound Foetal Transducer - comp w/ Bionet - UC	Bionet "
"6011778	SS-067D-PS30		SS-067D-PS30	https://www.medten.com/product/1137	Replacement	Reusable	Biolight	SpO2 Sensors	Accessories	Biolight SpO2 Sensor	Reusable Biolight SpO2 Sensor	Replacement: Pediatric"," Soft rubber"," 3.0m"," Digital "," Reusable	Biolight SpO2 Sensor"," Pediatric"," Soft rubber"," 3.0m"," Digital "," Reusable	1	12				Ultrasound Foetal Transducer - comp w/ Bionet - Uterine Contractions		Ultrasound Foetal Transducer - comp w/ Bionet - UC	Bionet "
"6012210	SS-067D-NW30		SS-067D-NW30	https://www.medten.com/product/1138	Replacement	Reusable	Biolight	SpO2 Sensors	Accessories	Biolight SpO2 Sensor 15-100-0012	Reusable Biolight SpO2 Sensor 15-100-0012	Replacement: Neonate"," Wrap"," 3.0m"," Digital "," Reusable	Biolight SpO2 Sensor 15-100-0012"," Neonate"," Wrap"," 3.0m"," Digital "," Reusable	1	12				Ultrasound Foetal Transducer - comp w/ Bionet - Uterine Contractions		Ultrasound Foetal Transducer - comp w/ Bionet - UC	Bionet "
"6012638	SS-067D-MY30		SS-067D-MY30	https://www.medten.com/product/1139	Replacement	Reusable	Biolight	SpO2 Sensors	Accessories	Biolight SpO2 Sensor	Reusable Biolight SpO2 Sensor	Replacement: All Sizes"," Multi-Y"," 3.0m"," Digital "," Reusable	Biolight SpO2 Sensor"," All Sizes"," Multi-Y"," 3.0m"," Digital "," Reusable	1	12				Ultrasound Foetal Transducer - comp w/ Bionet - Uterine Contractions		Ultrasound Foetal Transducer - comp w/ Bionet - UC	Bionet "
"6011191	SS-139-AF30		SS-139-AF30	https://www.medten.com/product/1140	Replacement	Reusable	Adecon	SpO2 Sensors	Accessories	Adecon SpO2 Sensor	Reusable Adecon SpO2 Sensor	Replacement"," (please add OEM description here)	Adecon SpO2 SensorReplacement"," (please add OEM description here)	0	12				Ultrasound Foetal Transducer - comp w/ Bionet - Uterine Contractions		Ultrasound Foetal Transducer - comp w/ Bionet - UC	Bionet "
"6011425	SS-139-AS30		SS-139-AS30	https://www.medten.com/product/1141	Replacement	Reusable	Adecon	SpO2 Sensors	Accessories	Adecon SpO2 Sensor	Reusable Adecon SpO2 Sensor	Replacement: Adult"," Soft rubber"," 3.0m"," Nellcor"," Reusable	Adecon SpO2 Sensor"," Adult"," Soft rubber"," 3.0m"," Nellcor"," Reusable	1	12				Ultrasound Foetal Transducer - comp w/ Bionet - Uterine Contractions		Ultrasound Foetal Transducer - comp w/ Bionet - UC	Bionet "
"6011644	SS-139-PF30		SS-139-PF30	https://www.medten.com/product/1142	Replacement	Reusable	Adecon	SpO2 Sensors	Accessories	Adecon SpO2 Sensor	Reusable Adecon SpO2 Sensor	Replacement: Pediatric"," Finger clip"," 3.0m"," Nellcor"," Reusable	Adecon SpO2 Sensor"," Pediatric"," Finger clip"," 3.0m"," Nellcor"," Reusable	1	12				Ultrasound Foetal Transducer - comp w/ Bionet - Uterine Contractions		Ultrasound Foetal Transducer - comp w/ Bionet - UC	Bionet "
"6011862	SS-139-PS30		SS-139-PS30	https://www.medten.com/product/1143	Replacement	Reusable	Adecon	SpO2 Sensors	Accessories	Adecon SpO2 Sensor	Reusable Adecon SpO2 Sensor	Replacement: Pediatric"," Soft rubber"," 3.0m"," Nellcor"," Reusable	Adecon SpO2 Sensor"," Pediatric"," Soft rubber"," 3.0m"," Nellcor"," Reusable	1	12				Ultrasound Foetal Transducer - comp w/ Bionet - Uterine Contractions		Ultrasound Foetal Transducer - comp w/ Bionet - UC	Bionet "
"6012294	SS-139-NW30		SS-139-NW30	https://www.medten.com/product/1144	Replacement	Reusable	Adecon	SpO2 Sensors	Accessories	Adecon SpO2 Sensor	Reusable Adecon SpO2 Sensor	Replacement: Neonate"," Wrap"," 3.0m"," Nellcor"," Reusable	Adecon SpO2 Sensor"," Neonate"," Wrap"," 3.0m"," Nellcor"," Reusable	1	12				Ultrasound Foetal Transducer - comp w/ Bionet - Uterine Contractions		Ultrasound Foetal Transducer - comp w/ Bionet - UC	Bionet "
"6012722	SS-139-MY30		SS-139-MY30	https://www.medten.com/product/1145	Replacement	Reusable	Adecon	SpO2 Sensors	Accessories	Adecon SpO2 Sensor	Reusable Adecon SpO2 Sensor	Replacement: All Sizes"," Multi-Y"," 3.0m"," Nellcor"," Reusable	Adecon SpO2 Sensor"," All Sizes"," Multi-Y"," 3.0m"," Nellcor"," Reusable	1	12				Ultrasound Foetal Transducer - comp w/ Bionet - Uterine Contractions		Ultrasound Foetal Transducer - comp w/ Bionet - UC	Bionet "
"6011164	SS-114-AF30		SS-114-AF30	https://www.medten.com/product/1146	Replacement	Reusable	Infinium	SpO2 Sensors	Accessories	Infinium SpO2 Sensor P02796	Reusable Infinium SpO2 Sensor P02796	Replacement: Adult"," Finger clip"," 3.0m"," Nellcor"," Reusable	Infinium SpO2 Sensor P02796"," Adult"," Finger clip"," 3.0m"," Nellcor"," Reusable	1	12				Ultrasound Foetal Transducer - comp w/ Bionet - Uterine Contractions		Ultrasound Foetal Transducer - comp w/ Bionet - UC	Bionet "
"6011398	SS-114-AS30		SS-114-AS30	https://www.medten.com/product/1147	Replacement	Reusable	Infinium	SpO2 Sensors	Accessories	Infinium SpO2 Sensor	Reusable Infinium SpO2 Sensor	Replacement: Adult"," Soft rubber"," 3.0m"," Nellcor"," Reusable	Infinium SpO2 Sensor"," Adult"," Soft rubber"," 3.0m"," Nellcor"," Reusable	1	12				Ultrasound Foetal Transducer - comp w/ Bionet - Uterine Contractions		Ultrasound Foetal Transducer - comp w/ Bionet - UC	Bionet "
"6011617	SS-114-PF30		SS-114-PF30	https://www.medten.com/product/1148	Replacement	Reusable	Infinium	SpO2 Sensors	Accessories	Infinium SpO2 Sensor	Reusable Infinium SpO2 Sensor	Replacement: Pediatric"," Finger clip"," 3.0m"," Nellcor"," Reusable	Infinium SpO2 Sensor"," Pediatric"," Finger clip"," 3.0m"," Nellcor"," Reusable	1	12				Ultrasound Foetal Transducer - comp w/ Bionet - Uterine Contractions		Ultrasound Foetal Transducer - comp w/ Bionet - UC	Bionet "
"6011835	SS-114-PS30		SS-114-PS30	https://www.medten.com/product/1149	Replacement	Reusable	Infinium	SpO2 Sensors	Accessories	Infinium SpO2 Sensor	Reusable Infinium SpO2 Sensor	Replacement: Pediatric"," Finger clip"," 3.0m"," Nellcor"," Reusable	Infinium SpO2 Sensor"," Pediatric"," Finger clip"," 3.0m"," Nellcor"," Reusable	1	12				Ultrasound Foetal Transducer - comp w/ Bionet - Uterine Contractions		Ultrasound Foetal Transducer - comp w/ Bionet - UC	Bionet "
"6012267	SS-114-NW30		SS-114-NW30	https://www.medten.com/product/1150	Replacement	Reusable	Infinium	SpO2 Sensors	Accessories	Infinium SpO2 Sensor	Reusable Infinium SpO2 Sensor	Replacement: Neonate"," Wrap"," 3.0m"," Nellcor"," Reusable	Infinium SpO2 Sensor"," Neonate"," Wrap"," 3.0m"," Nellcor"," Reusable	1	12				Ultrasound Foetal Transducer - comp w/ Bionet - Uterine Contractions		Ultrasound Foetal Transducer - comp w/ Bionet - UC	Bionet "
"6012695	SS-114-MY30		SS-114-MY30	https://www.medten.com/product/1151	Replacement	Reusable	Infinium	SpO2 Sensors	Accessories	Infinium SpO2 Sensor	Reusable Infinium SpO2 Sensor	Replacement: All Sizes"," Multi-Y"," 3.0m"," Nellcor"," Reusable	Infinium SpO2 Sensor"," All Sizes"," Multi-Y"," 3.0m"," Nellcor"," Reusable	1	12				Ultrasound Foetal Transducer - comp w/ Bionet - Uterine Contractions		Ultrasound Foetal Transducer - comp w/ Bionet - UC	Bionet "
"6011108	SS-068D-AF30		SS-068D-AF30	https://www.medten.com/product/1152	Replacement	Reusable	Biolight	SpO2 Sensors	Accessories	Biolight SpO2 Sensor	Reusable Biolight SpO2 Sensor	Replacement: Adult"," Finger clip"," 3.0m"," Digital "," Reusable	Biolight SpO2 Sensor"," Adult"," Finger clip"," 3.0m"," Digital "," Reusable	1	12				Ultrasound Foetal Transducer - comp w/ Bionet - Uterine Contractions		Ultrasound Foetal Transducer - comp w/ Bionet - UC	Bionet "
"6011342	SS-068D-AS30		SS-068D-AS30	https://www.medten.com/product/1153	Replacement	Reusable	Biolight	SpO2 Sensors	Accessories	Biolight SpO2 Sensor	Reusable Biolight SpO2 Sensor	Replacement: Adult"," Soft rubber"," 3.0m"," Digital "," Reusable	Biolight SpO2 Sensor"," Adult"," Soft rubber"," 3.0m"," Digital "," Reusable	1	12				Ultrasound Foetal Transducer - comp w/ Bionet - Uterine Contractions		Ultrasound Foetal Transducer - comp w/ Bionet - UC	Bionet "
"6011561	SS-068D-PF30		SS-068D-PF30	https://www.medten.com/product/1154	Replacement	Reusable	Biolight	SpO2 Sensors	Accessories	Biolight SpO2 Sensor	Reusable Biolight SpO2 Sensor	Replacement: Pediatric"," Finger clip"," 3.0m"," Digital "," Reusable	Biolight SpO2 Sensor"," Pediatric"," Finger clip"," 3.0m"," Digital "," Reusable	1	12				Ultrasound Foetal Transducer - comp w/ Bionet - Uterine Contractions		Ultrasound Foetal Transducer - comp w/ Bionet - UC	Bionet "
"6011779	SS-068D-PS30		SS-068D-PS30	https://www.medten.com/product/1155	Replacement	Reusable	Biolight	SpO2 Sensors	Accessories	Biolight SpO2 Sensor	Reusable Biolight SpO2 Sensor	Replacement: Pediatric"," Soft rubber"," 3.0m"," Digital "," Reusable	Biolight SpO2 Sensor"," Pediatric"," Soft rubber"," 3.0m"," Digital "," Reusable	1	12				Ultrasound Foetal Transducer - comp w/ Bionet - Uterine Contractions		Ultrasound Foetal Transducer - comp w/ Bionet - UC	Bionet "
"6012211	SS-068D-NW30		SS-068D-NW30	https://www.medten.com/product/1156	Replacement	Reusable	Biolight	SpO2 Sensors	Accessories	Biolight SpO2 Sensor	Reusable Biolight SpO2 Sensor	Replacement: Neonate"," Wrap"," 3.0m"," Digital "," Reusable	Biolight SpO2 Sensor"," Neonate"," Wrap"," 3.0m"," Digital "," Reusable	1	12				Ultrasound Foetal Transducer - comp w/ Bionet - Uterine Contractions		Ultrasound Foetal Transducer - comp w/ Bionet - UC	Bionet "
"6012639	SS-068D-MY30		SS-068D-MY30	https://www.medten.com/product/1157	Replacement	Reusable	Biolight	SpO2 Sensors	Accessories	Biolight SpO2 Sensor	Reusable Biolight SpO2 Sensor	Replacement: All Sizes"," Multi-Y"," 3.0m"," Digital "," Reusable	Biolight SpO2 Sensor"," All Sizes"," Multi-Y"," 3.0m"," Digital "," Reusable	1	12				Ultrasound Foetal Transducer - comp w/ Bionet - Uterine Contractions		Ultrasound Foetal Transducer - comp w/ Bionet - UC	Bionet "
"6011336	SS-062XC-AS30		SS-062XC-AS30	https://www.medten.com/product/1158	Replacement	Reusable	Goldway	SpO2 Sensors	Accessories	Goldway SpO2 Sensor	Reusable Goldway SpO2 Sensor	Replacement: Adult"," Soft rubber"," 3.0m"," Nellcor-Oximax"," Reusable	Goldway SpO2 Sensor"," Adult"," Soft rubber"," 3.0m"," Nellcor-Oximax"," Reusable	1	12				Ultrasound Foetal Transducer - comp w/ Bionet - Uterine Contractions		Ultrasound Foetal Transducer - comp w/ Bionet - UC	Bionet "
"6011773	SS-062XC-PS30		SS-062XC-PS30	https://www.medten.com/product/1159	Replacement	Reusable	Goldway	SpO2 Sensors	Accessories	Goldway SpO2 Sensor	Reusable Goldway SpO2 Sensor	Replacement: Pediatric"," Soft rubber"," 3.0m"," Nellcor-Oximax"," Reusable	Goldway SpO2 Sensor"," Pediatric"," Soft rubber"," 3.0m"," Nellcor-Oximax"," Reusable	1	12				Ultrasound Foetal Transducer - comp w/ Bionet - Uterine Contractions		Ultrasound Foetal Transducer - comp w/ Bionet - UC	Bionet "
"6011166	SS-116-AF30		SS-116-AF30	https://www.medten.com/product/1160	Replacement	Reusable	Infinium	SpO2 Sensors	Accessories	Infinium SpO2 Sensor P02111	Reusable Infinium SpO2 Sensor P02111	Replacement: Adult"," Finger clip"," 3.0m"," Nellcor"," Reusable	Infinium SpO2 Sensor P02111"," Adult"," Finger clip"," 3.0m"," Nellcor"," Reusable	1	12				Ultrasound Foetal Transducer - comp w/ Bionet - Uterine Contractions		Ultrasound Foetal Transducer - comp w/ Bionet - UC	Bionet "
"6011400	SS-116-AS30		SS-116-AS30	https://www.medten.com/product/1161	Replacement	Reusable	Infinium	SpO2 Sensors	Accessories	Infinium SpO2 Sensor	Reusable Infinium SpO2 Sensor	Replacement: Adult"," Soft rubber"," 3.0m"," Nellcor"," Reusable	Infinium SpO2 Sensor"," Adult"," Soft rubber"," 3.0m"," Nellcor"," Reusable	1	12				Ultrasound Foetal Transducer - comp w/ Bionet - Uterine Contractions		Ultrasound Foetal Transducer - comp w/ Bionet - UC	Bionet "
"6011619	SS-116-PF30		SS-116-PF30	https://www.medten.com/product/1162	Replacement	Reusable	Infinium	SpO2 Sensors	Accessories	Infinium SpO2 Sensor	Reusable Infinium SpO2 Sensor	Replacement: Pediatric"," Finger clip"," 3.0m"," Nellcor"," Reusable	Infinium SpO2 Sensor"," Pediatric"," Finger clip"," 3.0m"," Nellcor"," Reusable	1	12				Ultrasound Foetal Transducer - comp w/ Bionet - Uterine Contractions		Ultrasound Foetal Transducer - comp w/ Bionet - UC	Bionet "
"6011837	SS-116-PS30		SS-116-PS30	https://www.medten.com/product/1163	Replacement	Reusable	Infinium	SpO2 Sensors	Accessories	Infinium SpO2 Sensor	Reusable Infinium SpO2 Sensor	Replacement: Pediatric"," Soft rubber"," 3.0m"," Nellcor"," Reusable	Infinium SpO2 Sensor"," Pediatric"," Soft rubber"," 3.0m"," Nellcor"," Reusable	1	12				Ultrasound Foetal Transducer - comp w/ Bionet - Uterine Contractions		Ultrasound Foetal Transducer - comp w/ Bionet - UC	Bionet "
"6012269	SS-116-NW30		SS-116-NW30	https://www.medten.com/product/1164	Replacement	Reusable	Infinium	SpO2 Sensors	Accessories	Infinium SpO2 Sensor	Reusable Infinium SpO2 Sensor	Replacement: Neonate"," Wrap"," 3.0m"," Nellcor"," Reusable	Infinium SpO2 Sensor"," Neonate"," Wrap"," 3.0m"," Nellcor"," Reusable	1	12				Ultrasound Foetal Transducer - comp w/ Bionet - Uterine Contractions		Ultrasound Foetal Transducer - comp w/ Bionet - UC	Bionet "
"6012483	SS-116-AE30		SS-116-AE30	https://www.medten.com/product/1165	Replacement	Reusable	Infinium	SpO2 Sensors	Accessories	Infinium SpO2 Sensor	Reusable Infinium SpO2 Sensor	Replacement: Adult"," Ear clip"," 3.0m"," Nellcor"," Reusable	Infinium SpO2 Sensor"," Adult"," Ear clip"," 3.0m"," Nellcor"," Reusable	1	12				Ultrasound Foetal Transducer - comp w/ Bionet - Uterine Contractions		Ultrasound Foetal Transducer - comp w/ Bionet - UC	Bionet "
"6012697	SS-116-MY30		SS-116-MY30	https://www.medten.com/product/1166	Replacement	Reusable	Infinium	SpO2 Sensors	Accessories	Infinium SpO2 Sensor	Reusable Infinium SpO2 Sensor	Replacement: All Sizes"," Multi-Y"," 3.0m"," Nellcor"," Reusable	Infinium SpO2 Sensor"," All Sizes"," Multi-Y"," 3.0m"," Nellcor"," Reusable	1	12				Ultrasound Foetal Transducer - comp w/ Bionet - Uterine Contractions		Ultrasound Foetal Transducer - comp w/ Bionet - UC	Bionet "
"6011162	SS-113-AF30		SS-113-AF30	https://www.medten.com/product/1167	Replacement	Reusable	Infinium	SpO2 Sensors	Accessories	Infinium SpO2 Sensor	Reusable Infinium SpO2 Sensor	Replacement: Adult"," Finger clip"," 3.0m"," Nellcor"," Reusable	Infinium SpO2 Sensor"," Adult"," Finger clip"," 3.0m"," Nellcor"," Reusable	1	12				Ultrasound Foetal Transducer - comp w/ Bionet - Uterine Contractions		Ultrasound Foetal Transducer - comp w/ Bionet - UC	Bionet "
"6011396	SS-113-AS30		SS-113-AS30	https://www.medten.com/product/1168	Replacement	Reusable	Infinium	SpO2 Sensors	Accessories	Infinium SpO2 Sensor	Reusable Infinium SpO2 Sensor	Replacement: Adult"," Soft rubber"," 3.0m"," Nellcor"," Reusable	Infinium SpO2 Sensor"," Adult"," Soft rubber"," 3.0m"," Nellcor"," Reusable	1	12				Ultrasound Foetal Transducer - comp w/ Bionet - Uterine Contractions		Ultrasound Foetal Transducer - comp w/ Bionet - UC	Bionet "
"6011615	SS-113-PF30		SS-113-PF30	https://www.medten.com/product/1169	Replacement	Reusable	Infinium	SpO2 Sensors	Accessories	Infinium SpO2 Sensor	Reusable Infinium SpO2 Sensor	Replacement: Pediatric"," Finger clip"," 3.0m"," Nellcor"," Reusable	Infinium SpO2 Sensor"," Pediatric"," Finger clip"," 3.0m"," Nellcor"," Reusable	1	12				Ultrasound Foetal Transducer - comp w/ Bionet - Uterine Contractions		Ultrasound Foetal Transducer - comp w/ Bionet - UC	Bionet "
"6011833	SS-113-PS30		SS-113-PS30	https://www.medten.com/product/1170	Replacement	Reusable	Infinium	SpO2 Sensors	Accessories	Infinium SpO2 Sensor	Reusable Infinium SpO2 Sensor	Replacement: Pediatric"," Soft rubber"," 3.0m"," Nellcor"," Reusable	Infinium SpO2 Sensor"," Pediatric"," Soft rubber"," 3.0m"," Nellcor"," Reusable	1	12				Ultrasound Foetal Transducer - comp w/ Bionet - Uterine Contractions		Ultrasound Foetal Transducer - comp w/ Bionet - UC	Bionet "
"6012265	SS-113-NW30		SS-113-NW30	https://www.medten.com/product/1171	Replacement	Reusable	Infinium	SpO2 Sensors	Accessories	Infinium SpO2 Sensor	Reusable Infinium SpO2 Sensor	Replacement: Neonate"," Wrap"," 3.0m"," Nellcor"," Reusable	Infinium SpO2 Sensor"," Neonate"," Wrap"," 3.0m"," Nellcor"," Reusable	1	12				Ultrasound Foetal Transducer - comp w/ Bionet - Uterine Contractions		Ultrasound Foetal Transducer - comp w/ Bionet - UC	Bionet "
"6012693	SS-113-MY30		SS-113-MY30	https://www.medten.com/product/1172	Replacement	Reusable	Infinium	SpO2 Sensors	Accessories	Infinium SpO2 Sensor	Reusable Infinium SpO2 Sensor	Replacement: All Sizes"," Multi-Y"," 3.0m"," Nellcor"," Reusable	Infinium SpO2 Sensor"," All Sizes"," Multi-Y"," 3.0m"," Nellcor"," Reusable	1	12				Ultrasound Foetal Transducer - comp w/ Bionet - Uterine Contractions		Ultrasound Foetal Transducer - comp w/ Bionet - UC	Bionet "
"6011165	SS-115XC-AF30		SS-115XC-AF30	https://www.medten.com/product/1173	Replacement	Reusable	Infinium	SpO2 Sensors	Accessories	Infinium SpO2 Sensor	Reusable Infinium SpO2 Sensor	Replacement: Adult"," Finger clip"," 3.0m"," Nellcor-Oximax"," Reusable	Infinium SpO2 Sensor"," Adult"," Finger clip"," 3.0m"," Nellcor-Oximax"," Reusable	1	12				Ultrasound Foetal Transducer - comp w/ Bionet - Uterine Contractions		Ultrasound Foetal Transducer - comp w/ Bionet - UC	Bionet "
"6011399	SS-115XC-AS30		SS-115XC-AS30	https://www.medten.com/product/1174	Replacement	Reusable	Infinium	SpO2 Sensors	Accessories	Infinium SpO2 Sensor	Reusable Infinium SpO2 Sensor	Replacement: Adult"," Soft rubber"," 3.0m"," Nellcor-Oximax"," Reusable	Infinium SpO2 Sensor"," Adult"," Soft rubber"," 3.0m"," Nellcor-Oximax"," Reusable	1	12				Ultrasound Foetal Transducer - comp w/ Bionet - Uterine Contractions		Ultrasound Foetal Transducer - comp w/ Bionet - UC	Bionet "
"6011618	SS-115XC-PF30		SS-115XC-PF30	https://www.medten.com/product/1175	Replacement	Reusable	Infinium	SpO2 Sensors	Accessories	Infinium SpO2 Sensor	Reusable Infinium SpO2 Sensor	Replacement: Pediatric"," Finger clip"," 3.0m"," Nellcor-Oximax"," Reusable	Infinium SpO2 Sensor"," Pediatric"," Finger clip"," 3.0m"," Nellcor-Oximax"," Reusable	1	12				Ultrasound Foetal Transducer - comp w/ Bionet - Uterine Contractions		Ultrasound Foetal Transducer - comp w/ Bionet - UC	Bionet "
"6011836	SS-115XC-PS30		SS-115XC-PS30	https://www.medten.com/product/1176	Replacement	Reusable	Infinium	SpO2 Sensors	Accessories	Infinium SpO2 Sensor	Reusable Infinium SpO2 Sensor	Replacement: Pediatric"," Soft rubber"," 3.0m"," Nellcor-Oximax"," Reusable	Infinium SpO2 Sensor"," Pediatric"," Soft rubber"," 3.0m"," Nellcor-Oximax"," Reusable	1	12				Ultrasound Foetal Transducer - comp w/ Bionet - Uterine Contractions		Ultrasound Foetal Transducer - comp w/ Bionet - UC	Bionet "
"6012268	SS-115XC-NW30		SS-115XC-NW30	https://www.medten.com/product/1177	Replacement	Reusable	Infinium	SpO2 Sensors	Accessories	Infinium SpO2 Sensor	Reusable Infinium SpO2 Sensor	Replacement: Neonate"," Wrap"," 3.0m"," Nellcor-Oximax"," Reusable	Infinium SpO2 Sensor"," Neonate"," Wrap"," 3.0m"," Nellcor-Oximax"," Reusable	1	12				Ultrasound Foetal Transducer - comp w/ Bionet - Uterine Contractions		Ultrasound Foetal Transducer - comp w/ Bionet - UC	Bionet "
"6012696	SS-115XC-MY30		SS-115XC-MY30	https://www.medten.com/product/1178	Replacement	Reusable	Infinium	SpO2 Sensors	Accessories	Infinium SpO2 Sensor	Reusable Infinium SpO2 Sensor	Replacement: All Sizes"," Multi-Y"," 3.0m"," Nellcor-Oximax"," Reusable	Infinium SpO2 Sensor"," All Sizes"," Multi-Y"," 3.0m"," Nellcor-Oximax"," Reusable	1	12				Ultrasound Foetal Transducer - comp w/ Bionet - Uterine Contractions		Ultrasound Foetal Transducer - comp w/ Bionet - UC	Bionet "
"6011374	SS-094XC-AS30		SS-094XC-AS30	https://www.medten.com/product/1180	Replacement	Reusable	Mennen Medical	SpO2 Sensors	Accessories	Mennen Medical SpO2 Sensor	Reusable Mennen Medical SpO2 Sensor	Replacement: Adult"," Soft rubber"," 3.0m"," Nellcor-Oximax"," Reusable	Mennen Medical SpO2 Sensor"," Adult"," Soft rubber"," 3.0m"," Nellcor-Oximax"," Reusable	1	12				Ultrasound Foetal Transducer - comp w/ Bionet - Uterine Contractions		Ultrasound Foetal Transducer - comp w/ Bionet - UC	Bionet "
"6011593	SS-094XC-PF30		SS-094XC-PF30	https://www.medten.com/product/1181	Replacement	Reusable	Mennen Medical	SpO2 Sensors	Accessories	Mennen Medical SpO2 Sensor	Reusable Mennen Medical SpO2 Sensor	Replacement: Pediatric"," Finger clip"," 3.0m"," Nellcor-Oximax"," Reusable	Mennen Medical SpO2 Sensor"," Pediatric"," Finger clip"," 3.0m"," Nellcor-Oximax"," Reusable	1	12				Ultrasound Foetal Transducer - comp w/ Bionet - Uterine Contractions		Ultrasound Foetal Transducer - comp w/ Bionet - UC	Bionet "
"6011811	SS-094XC-PS30		SS-094XC-PS30	https://www.medten.com/product/1182	Replacement	Reusable	Mennen Medical	SpO2 Sensors	Accessories	Mennen Medical SpO2 Sensor	Reusable Mennen Medical SpO2 Sensor	Replacement: Pediatric"," Soft rubber"," 3.0m"," Nellcor-Oximax"," Reusable	Mennen Medical SpO2 Sensor"," Pediatric"," Soft rubber"," 3.0m"," Nellcor-Oximax"," Reusable	1	12				Ultrasound Foetal Transducer - comp w/ Bionet - Uterine Contractions		Ultrasound Foetal Transducer - comp w/ Bionet - UC	Bionet "
"6012243	SS-094XC-NW30		SS-094XC-NW30	https://www.medten.com/product/1183	Replacement	Reusable	Mennen Medical	SpO2 Sensors	Accessories	Mennen Medical SpO2 Sensor	Reusable Mennen Medical SpO2 Sensor	Replacement: Neonate"," Wrap"," 3.0m"," Nellcor-Oximax"," Reusable	Mennen Medical SpO2 Sensor"," Neonate"," Wrap"," 3.0m"," Nellcor-Oximax"," Reusable	1	12				Ultrasound Foetal Transducer - comp w/ Bionet - Uterine Contractions		Ultrasound Foetal Transducer - comp w/ Bionet - UC	Bionet "
"6012671	SS-094XC-MY30		SS-094XC-MY30	https://www.medten.com/product/1184	Replacement	Reusable	Mennen Medical	SpO2 Sensors	Accessories	Mennen Medical SpO2 Sensor	Reusable Mennen Medical SpO2 Sensor	Replacement: All Sizes"," Multi-Y"," 3.0m"," Nellcor-Oximax"," Reusable	Mennen Medical SpO2 Sensor"," All Sizes"," Multi-Y"," 3.0m"," Nellcor-Oximax"," Reusable	1	12				Ultrasound Foetal Transducer - comp w/ Bionet - Uterine Contractions		Ultrasound Foetal Transducer - comp w/ Bionet - UC	Bionet "
"6013617	BP-10BD-WD11		BP-10BD-WD11	https://www.medten.com/product/1185	Replacement	Reusable		NIBP Cuffs	Accessories	NIBP Cuff	Reusable NIBP Cuff	Replacement: Neonate #3 (6-11cm)"," Double Tube"," With Bladder"," Reusable	NIBP Cuff"," Neonate #3 (6-11cm)"," Double Tube"," With Bladder"," Reusable	1	6				Ultrasound Foetal Transducer - comp w/ Bionet - Uterine Contractions		Ultrasound Foetal Transducer - comp w/ Bionet - UC	Bionet "
"6010500	SA-001-12		SA-001-12	https://www.medten.com/product/1186	Replacement	Reusable	Nellcor	SpO2 Adapter Cables	Accessories	Nellcor SpO2 Adapter Cable EC-4	Reusable Nellcor SpO2 Adapter Cable EC-4	Replacement: 1.2m"," use with Nellcor-Oxismart sensor"," Reusable	Nellcor SpO2 Adapter Cable EC-4"," 1.2m"," use with Nellcor-Oxismart sensor"," Reusable	1	12				Ultrasound Foetal Transducer - comp w/ Bionet - Uterine Contractions		Ultrasound Foetal Transducer - comp w/ Bionet - UC	Bionet "
"6010501	SA-001-24		SA-001-24	https://www.medten.com/product/1187	Replacement	Reusable	Nellcor	SpO2 Adapter Cables	Accessories	Nellcor SpO2 Adapter Cable EC-8	Reusable Nellcor SpO2 Adapter Cable EC-8	Replacement: 2.4m"," use with Nellcor-Oxismart sensor"," Reusable	Nellcor SpO2 Adapter Cable EC-8"," 2.4m"," use with Nellcor-Oxismart sensor"," Reusable	1	12				Ultrasound Foetal Transducer - comp w/ Bionet - Uterine Contractions		Ultrasound Foetal Transducer - comp w/ Bionet - UC	Bionet "
"6010509	SA-004-30		SA-004-30	https://www.medten.com/product/1192	Replacement	Reusable	Nellcor	SpO2 Adapter Cables	Accessories	Nellcor SpO2 Adapter Cable M200-13	Reusable Nellcor SpO2 Adapter Cable M200-13	Replacement: 3.0m"," use with Nellcor-Oxismart sensor"," Reusable	Nellcor SpO2 Adapter Cable M200-13"," 3.0m"," use with Nellcor-Oxismart sensor"," Reusable	1	12				Ultrasound Foetal Transducer - comp w/ Bionet - Uterine Contractions		Ultrasound Foetal Transducer - comp w/ Bionet - UC	Bionet "
"6010512	SA-007RB-03		SA-007RB-03	https://www.medten.com/product/1193	Replacement	Reusable	Masimo	SpO2 Adapter Cables	Accessories	Masimo SpO2 Adapter Cable M-LNCS>Nellcor	Reusable Masimo SpO2 Adapter Cable M-LNCS>Nellcor	Replacement: 0.3m"," use with Nellcor sensor"," Reusable	Masimo SpO2 Adapter Cable M-LNCS>Nellcor"," 0.3m"," use with Nellcor sensor"," Reusable	1	12				Ultrasound Foetal Transducer - comp w/ Bionet - Uterine Contractions		Ultrasound Foetal Transducer - comp w/ Bionet - UC	Bionet "
"6010517	SA-008RB-24		SA-008RB-24	https://www.medten.com/product/1194	Replacement	Reusable	Masimo	SpO2 Adapter Cables	Accessories	Masimo SpO2 Converter Cable MNC-1	Reusable Masimo SpO2 Converter Cable MNC-1	Replacement: 2.4m"," use with Nellcor sensor"," Reusable	Masimo SpO2 Converter Cable MNC-1"," 2.4m"," use with Nellcor sensor"," Reusable	1	12				Ultrasound Foetal Transducer - comp w/ Bionet - Uterine Contractions		Ultrasound Foetal Transducer - comp w/ Bionet - UC	Bionet "
"6010518	SA-008RB-24LS		SA-008RB-24LS	https://www.medten.com/product/1196	Replacement	Reusable	Masimo	SpO2 Adapter Cables	Accessories	Masimo SpO2 Adapter Cable	Reusable Masimo SpO2 Adapter Cable	Replacement: 2.4m"," use with Masimo-LNCS sensor	Masimo SpO2 Adapter Cable"," 2.4m"," use with Masimo-LNCS sensor	1	12				Ultrasound Foetal Transducer - comp w/ Bionet - Uterine Contractions		Ultrasound Foetal Transducer - comp w/ Bionet - UC	Bionet "
"6010808	SA-009RB-03LS		SA-009RB-03LS	https://www.medten.com/product/1198	Replacement	Reusable	Masimo	SpO2 Adapter Cables	Accessories	Masimo SpO2 Adapter Cable 2365 (Red LNC-01)	Reusable Masimo SpO2 Adapter Cable 2365 (Red LNC-01)	Replacement: 0.3m"," use with Masimo-LNCS sensor"," Reusable	Masimo SpO2 Adapter Cable 2365 (Red LNC-01)"," 0.3m"," use with Masimo-LNCS sensor"," Reusable	1	12				Ultrasound Foetal Transducer - comp w/ Bionet - Uterine Contractions		Ultrasound Foetal Transducer - comp w/ Bionet - UC	Bionet "
"6010806	SA-009RB-12LS		SA-009RB-12LS	https://www.medten.com/product/1199	Replacement	Reusable	Masimo	SpO2 Adapter Cables	Accessories	Masimo SpO2 Adapter Cable 2055 (Red LNC-4)	Reusable Masimo SpO2 Adapter Cable 2055 (Red LNC-4)	Replacement: 1.2m"," use with Masimo-LNCS sensor	Masimo SpO2 Adapter Cable 2055 (Red LNC-4)"," 1.2m"," use with Masimo-LNCS sensor	1	12				Ultrasound Foetal Transducer - comp w/ Bionet - Uterine Contractions		Ultrasound Foetal Transducer - comp w/ Bionet - UC	Bionet "
"6010524	SA-009RB-24ML		SA-009RB-24ML	https://www.medten.com/product/1201	Replacement	Reusable	Masimo	SpO2 Adapter Cables	Accessories	Masimo SpO2 Adapter Cable RC-8	Reusable Masimo SpO2 Adapter Cable RC-8	Replacement: 2.4m"," use with Masimo M LNCS sensor"," Reusable	Masimo SpO2 Adapter Cable RC-8"," 2.4m"," use with Masimo M LNCS sensor"," Reusable	1	12				Ultrasound Foetal Transducer - comp w/ Bionet - Uterine Contractions		Ultrasound Foetal Transducer - comp w/ Bionet - UC	Bionet "
"6010805	SA-009RB-30LS		SA-009RB-30LS	https://www.medten.com/product/1202	Replacement	Reusable	Masimo	SpO2 Adapter Cables	Accessories	Masimo SpO2 Adapter Cable 2056 (RED LNC-10)	Reusable Masimo SpO2 Adapter Cable 2056 (RED LNC-10)	Replacement: 3.0m"," use with Masimo-LNCS sensor"," Reusable	Masimo SpO2 Adapter Cable 2056 (RED LNC-10)"," 3.0m"," use with Masimo-LNCS sensor"," Reusable	1	12				Ultrasound Foetal Transducer - comp w/ Bionet - Uterine Contractions		Ultrasound Foetal Transducer - comp w/ Bionet - UC	Bionet "
"6010836	SA-015RB-12LS		SA-015RB-12LS	https://www.medten.com/product/1206	Replacement	Reusable	GE Healthcare	SpO2 Adapter Cables	Accessories	GE Healthcare SpO2 Adapter Cable LNC GE4	Reusable GE Healthcare SpO2 Adapter Cable LNC GE4	Replacement: 1.2m"," use with Masimo-LNCS sensor"," Reusable	GE Healthcare SpO2 Adapter Cable LNC GE4"," 1.2m"," use with Masimo-LNCS sensor"," Reusable	1	12				Ultrasound Foetal Transducer - comp w/ Bionet - Uterine Contractions		Ultrasound Foetal Transducer - comp w/ Bionet - UC	Bionet "
"6010542	SA-015RB-24ML		SA-015RB-24ML	https://www.medten.com/product/1208	Replacement	Reusable	GE Healthcare	SpO2 Adapter Cables	Accessories	GE Healthcare SpO2 Adapter Cable 2068423-068	Reusable GE Healthcare SpO2 Adapter Cable 2068423-068	Replacement: 2.4m"," use with Masimo M LNCS sensor"," Reusable	GE Healthcare SpO2 Adapter Cable 2068423-068"," 2.4m"," use with Masimo M LNCS sensor"," Reusable	1	12				Ultrasound Foetal Transducer - comp w/ Bionet - Uterine Contractions		Ultrasound Foetal Transducer - comp w/ Bionet - UC	Bionet "
"6010837	SA-015RB-30LS		SA-015RB-30LS	https://www.medten.com/product/1209	Replacement	Reusable	GE Healthcare	SpO2 Adapter Cables	Accessories	GE Healthcare SpO2 Adapter Cable 2027263-002	Reusable GE Healthcare SpO2 Adapter Cable 2027263-002	Replacement: 3.0m"," use with Masimo-LNCS sensor	GE Healthcare SpO2 Adapter Cable 2027263-002"," 3.0m"," use with Masimo-LNCS sensor	1	12				Ultrasound Foetal Transducer - comp w/ Bionet - Uterine Contractions		Ultrasound Foetal Transducer - comp w/ Bionet - UC	Bionet "
"6010581	SA-027-24		SA-027-24	https://www.medten.com/product/1219	Replacement	Reusable	Siemens	SpO2 Adapter Cables	Accessories	Siemens SpO2 Adapter Cable	Reusable Siemens SpO2 Adapter Cable	Replacement: 2.4m"," use with Nellcor-Oxismart sensor"," Reusable	Siemens SpO2 Adapter Cable"," 2.4m"," use with Nellcor-Oxismart sensor"," Reusable	1	12				Ultrasound Foetal Transducer - comp w/ Bionet - Uterine Contractions		Ultrasound Foetal Transducer - comp w/ Bionet - UC	Bionet "
"6010596	SA-028RB-12LP		SA-028RB-12LP	https://www.medten.com/product/1220	Replacement	Reusable	Siemens	SpO2 Adapter Cables	Accessories	Siemens SpO2 Adapter Cable MS18680	Reusable Siemens SpO2 Adapter Cable MS18680	Replacement: 1.2m"," use with Masimo-LNOP sensor"," Reusable	Siemens SpO2 Adapter Cable MS18680"," 1.2m"," use with Masimo-LNOP sensor"," Reusable	1	12				Ultrasound Foetal Transducer - comp w/ Bionet - Uterine Contractions		Ultrasound Foetal Transducer - comp w/ Bionet - UC	Bionet "
"6010594	SA-028RB-12LS		SA-028RB-12LS	https://www.medten.com/product/1221	Replacement	Reusable	Siemens	SpO2 Adapter Cables	Accessories	Siemens SpO2 Adapter Cable MS24303	Reusable Siemens SpO2 Adapter Cable MS24303	Replacement: 1.2m"," use with Masimo-LNCS sensor"," Reusable	Siemens SpO2 Adapter Cable MS24303"," 1.2m"," use with Masimo-LNCS sensor"," Reusable	1	12				Ultrasound Foetal Transducer - comp w/ Bionet - Uterine Contractions		Ultrasound Foetal Transducer - comp w/ Bionet - UC	Bionet "
"	EL-AA3-90G-I		EL-AA3-90G-I	https://www.medten.com/product/1223	Replacement	Reusable	AAMI	ECG Leadwires	Accessories	Twin Pin ECG Leadwire	Reusable Twin Pin ECG Leadwire	Replacement: 3 lead"," AA Twin-Pin"," Grabber"," 0.9m "," IEC"," Reusable	Twin Pin ECG Leadwire"," 3 lead"," AA Twin-Pin"," Grabber"," 0.9m "," IEC"," Reusable	1	6				Ultrasound Foetal Transducer - comp w/ Bionet - Uterine Contractions		Ultrasound Foetal Transducer - comp w/ Bionet - UC	Bionet "
"	EL-AA5-90G-I		EL-AA5-90G-I	https://www.medten.com/product/1226	Replacement	Reusable	AAMI	ECG Leadwires	Accessories	Twin Pin ECG Leadwire	Reusable Twin Pin ECG Leadwire	Replacement: 5 lead"," AA Twin-Pin"," Grabber"," 0.9m "," IEC"," Reusable	Twin Pin ECG Leadwire"," 5 lead"," AA Twin-Pin"," Grabber"," 0.9m "," IEC"," Reusable	1	6				Ultrasound Foetal Transducer - comp w/ Bionet - Uterine Contractions		Ultrasound Foetal Transducer - comp w/ Bionet - UC	Bionet "
"	EL-AA5-90S-I		EL-AA5-90S-I	https://www.medten.com/product/1227	Replacement	Reusable	AAMI	ECG Leadwires	Accessories	Twin Pin ECG Leadwire	Reusable Twin Pin ECG Leadwire	Replacement: 5 lead"," AA Twin-Pin"," Snap"," 0.9m "," IEC"," Reusable	Twin Pin ECG Leadwire"," 5 lead"," AA Twin-Pin"," Snap"," 0.9m "," IEC"," Reusable	1	6				Ultrasound Foetal Transducer - comp w/ Bionet - Uterine Contractions		Ultrasound Foetal Transducer - comp w/ Bionet - UC	Bionet "
"	EL-AAS3-90G-I		EL-AAS3-90G-I	https://www.medten.com/product/1229	Replacement	Reusable	Philips	ECG Leadwires	Accessories	Philips ECG Leadwire M1613A	Reusable Philips ECG Leadwire M1613A	Replacement: 3 lead"," AA Twin-Pin"," Grabber"," 0.9m "," IEC	Philips ECG Leadwire M1613A"," 3 lead"," AA Twin-Pin"," Grabber"," 0.9m "," IEC	1	6				Ultrasound Foetal Transducer - comp w/ Bionet - Uterine Contractions		Ultrasound Foetal Transducer - comp w/ Bionet - UC	Bionet "
"	EL-AAS3-90S-I		EL-AAS3-90S-I	https://www.medten.com/product/1231	Replacement	Reusable	Philips	ECG Leadwires	Accessories	Philips ECG Leadwire M1615A	Reusable Philips ECG Leadwire M1615A	Replacement: 3 lead"," AA Twin-Pin"," Snap"," 0.9m "," IEC"," Reusable	Philips ECG Leadwire M1615A"," 3 lead"," AA Twin-Pin"," Snap"," 0.9m "," IEC"," Reusable	1	6				Ultrasound Foetal Transducer - comp w/ Bionet - Uterine Contractions		Ultrasound Foetal Transducer - comp w/ Bionet - UC	Bionet "
"	EL-AAS5-90G-I		EL-AAS5-90G-I	https://www.medten.com/product/1233	Replacement	Reusable	Philips	ECG Leadwires	Accessories	Philips ECG Leadwire M1633A	Reusable Philips ECG Leadwire M1633A	Replacement: 5 lead"," AA Twin-Pin"," Grabber"," 0.9m "," IEC"," Reusable	Philips ECG Leadwire M1633A"," 5 lead"," AA Twin-Pin"," Grabber"," 0.9m "," IEC"," Reusable	1	6				Ultrasound Foetal Transducer - comp w/ Bionet - Uterine Contractions		Ultrasound Foetal Transducer - comp w/ Bionet - UC	Bionet "
"	EL-AAS5-90S-I		EL-AAS5-90S-I	https://www.medten.com/product/1235	Replacement	Reusable	Philips	ECG Leadwires	Accessories	Philips ECG Leadwire M1635A	Reusable Philips ECG Leadwire M1635A	Replacement: 5 lead"," AA Twin-Pin"," Snap"," 0.9m "," IEC"," Reusable	Philips ECG Leadwire M1635A"," 5 lead"," AA Twin-Pin"," Snap"," 0.9m "," IEC"," Reusable	1	6				Ultrasound Foetal Transducer - comp w/ Bionet - Uterine Contractions		Ultrasound Foetal Transducer - comp w/ Bionet - UC	Bionet "
"6017248	EL-BN3-90G-I		EL-BN3-90G-I	https://www.medten.com/product/1237	Replacement	Reusable	Bionet	ECG Leadwires	Accessories	Bionet ECG Leadwire	Reusable Bionet ECG Leadwire	Replacement: 3 lead"," Bionet"," Grabber"," 0.9m "," IEC"," Reusable	Bionet ECG Leadwire"," 3 lead"," Bionet"," Grabber"," 0.9m "," IEC"," Reusable	1	6				Ultrasound Foetal Transducer - comp w/ Bionet - Uterine Contractions		Ultrasound Foetal Transducer - comp w/ Bionet - UC	Bionet "
"6017250	EL-BN3-90S-I		EL-BN3-90S-I	https://www.medten.com/product/1239	Replacement	Reusable	Bionet	ECG Leadwires	Accessories	Bionet ECG Leadwire	Reusable Bionet ECG Leadwire	Replacement: 3 lead"," Bionet"," Snap"," 0.9m "," IEC"," Reusable	Bionet ECG Leadwire"," 3 lead"," Bionet"," Snap"," 0.9m "," IEC"," Reusable	1	6				Ultrasound Foetal Transducer - comp w/ Bionet - Uterine Contractions		Ultrasound Foetal Transducer - comp w/ Bionet - UC	Bionet "
"6017454	EL-BN5-90G-I		EL-BN5-90G-I	https://www.medten.com/product/1241	Replacement	Reusable	Bionet	ECG Leadwires	Accessories	Bionet ECG Leadwire	Reusable Bionet ECG Leadwire	Replacement: 5 lead"," Bionet"," Grabber"," 0.9m "," IEC"," Reusable	Bionet ECG Leadwire"," 5 lead"," Bionet"," Grabber"," 0.9m "," IEC"," Reusable	1	6				Ultrasound Foetal Transducer - comp w/ Bionet - Uterine Contractions		Ultrasound Foetal Transducer - comp w/ Bionet - UC	Bionet "
"6017456	EL-BN5-90S-I		EL-BN5-90S-I	https://www.medten.com/product/1243	Replacement	Reusable	Bionet	ECG Leadwires	Accessories	Bionet ECG Leadwire	Reusable Bionet ECG Leadwire	Replacement: 5 lead"," Bionet"," 0.9m "," IEC"," Reusable	Bionet ECG Leadwire"," 5 lead"," Bionet"," 0.9m "," IEC"," Reusable	1	6				Ultrasound Foetal Transducer - comp w/ Bionet - Uterine Contractions		Ultrasound Foetal Transducer - comp w/ Bionet - UC	Bionet "
"6017240	EL-CL3-90G-I		EL-CL3-90G-I	https://www.medten.com/product/1245	Replacement	Reusable	Colin	ECG Leadwires	Accessories	Colin ECG Leadwire	Reusable Colin ECG Leadwire	Replacement: 3 lead"," Colin"," Grabber"," 0.9m "," IEC"," Reusable	Colin ECG Leadwire"," 3 lead"," Colin"," Grabber"," 0.9m "," IEC"," Reusable	1	6				Ultrasound Foetal Transducer - comp w/ Bionet - Uterine Contractions		Ultrasound Foetal Transducer - comp w/ Bionet - UC	Bionet "
"6017242	EL-CL3-90S-I		EL-CL3-90S-I	https://www.medten.com/product/1247	Replacement	Reusable	Colin	ECG Leadwires	Accessories	Colin ECG Leadwire	Reusable Colin ECG Leadwire	Replacement: 3 lead"," Colin"," Snap"," 0.9m "," IEC"," Reusable	Colin ECG Leadwire"," 3 lead"," Colin"," Snap"," 0.9m "," IEC"," Reusable	1	6				Ultrasound Foetal Transducer - comp w/ Bionet - Uterine Contractions		Ultrasound Foetal Transducer - comp w/ Bionet - UC	Bionet "
"6017446	EL-CL5-90G-I		EL-CL5-90G-I	https://www.medten.com/product/1249	Replacement	Reusable	Colin	ECG Leadwires	Accessories	Colin ECG Leadwire	Reusable Colin ECG Leadwire	Replacement: 5 lead"," Colin"," Grabber"," 0.9m "," IEC"," Reusable	Colin ECG Leadwire"," 5 lead"," Colin"," Grabber"," 0.9m "," IEC"," Reusable	1	6				Ultrasound Foetal Transducer - comp w/ Bionet - Uterine Contractions		Ultrasound Foetal Transducer - comp w/ Bionet - UC	Bionet "
"6017448	EL-CL5-90S-I		EL-CL5-90S-I	https://www.medten.com/product/1251	Replacement	Reusable	Colin	ECG Leadwires	Accessories	Colin ECG Leadwire	Reusable Colin ECG Leadwire	Replacement: 5 lead"," Colin"," Snap"," 0.9m "," IEC"," Reusable	Colin ECG Leadwire"," 5 lead"," Colin"," Snap"," 0.9m "," IEC"," Reusable	1	6				Ultrasound Foetal Transducer - comp w/ Bionet - Uterine Contractions		Ultrasound Foetal Transducer - comp w/ Bionet - UC	Bionet "
"6017680	EL-D10-90S-I		EL-D10-90S-I	https://www.medten.com/product/1255	Replacement	Reusable	AAMI	ECG Leadwires	Accessories	ECG Leadwire	Reusable ECG Leadwire	Replacement: 10 lead"," Safety Din"," Snap"," 0.9m "," IEC"," Reusable	ECG Leadwire"," 10 lead"," Safety Din"," Snap"," 0.9m "," IEC"," Reusable	1	6				Ultrasound Foetal Transducer - comp w/ Bionet - Uterine Contractions		Ultrasound Foetal Transducer - comp w/ Bionet - UC	Bionet "
"6017328	EL-D3-60G-I		EL-D3-60G-I	https://www.medten.com/product/1257	Replacement	Reusable		ECG Leadwires	Accessories	Safety Din ECG Leadwire	Reusable Safety Din ECG Leadwire	Replacement: 3 lead"," Safety Din"," Grabber"," IEC	Safety Din ECG Leadwire"," 3 lead"," Safety Din"," Grabber"," IEC	1	6				Ultrasound Foetal Transducer - comp w/ Bionet - Uterine Contractions		Ultrasound Foetal Transducer - comp w/ Bionet - UC	Bionet "
"6017346	EL-D4-90G-I		EL-D4-90G-I	https://www.medten.com/product/1263	Replacement	Reusable	AAMI	ECG Leadwires	Accessories	ECG Leadwire	Reusable ECG Leadwire	Replacement: 4 lead"," Safety Din"," Grabber"," 0.9m "," IEC"," Reusable	ECG Leadwire"," 4 lead"," Safety Din"," Grabber"," 0.9m "," IEC"," Reusable	1	6				Ultrasound Foetal Transducer - comp w/ Bionet - Uterine Contractions		Ultrasound Foetal Transducer - comp w/ Bionet - UC	Bionet "
"6017348	EL-D4-90S-I		EL-D4-90S-I	https://www.medten.com/product/1265	Replacement	Reusable	AAMI	ECG Leadwires	Accessories	ECG Leadwire	Reusable ECG Leadwire	Replacement: 4 lead"," Safety Din"," Snap"," 0.9m "," IEC"," Reusable	ECG Leadwire"," 4 lead"," Safety Din"," Snap"," 0.9m "," IEC"," Reusable	1	6				Ultrasound Foetal Transducer - comp w/ Bionet - Uterine Contractions		Ultrasound Foetal Transducer - comp w/ Bionet - UC	Bionet "
"6017442	EL-D5-90G-I		EL-D5-90G-I	https://www.medten.com/product/1268	Replacement	Reusable	Spacelabs	ECG Leadwires	Accessories	Spacelabs ECG Leadwire 012-0327-01	Reusable Spacelabs ECG Leadwire 012-0327-01	Replacement: 5 lead"," Safety Din"," Grabber"," 0.9m "," IEC"," Reusable	Spacelabs ECG Leadwire 012-0327-01"," 5 lead"," Safety Din"," Grabber"," 0.9m "," IEC"," Reusable	1	6				Ultrasound Foetal Transducer - comp w/ Bionet - Uterine Contractions		Ultrasound Foetal Transducer - comp w/ Bionet - UC	Bionet "
"6017443	EL-D5-90S-A		EL-D5-90S-A	https://www.medten.com/product/1271	Replacement	Reusable	Spacelabs	ECG Leadwires	Accessories	Spacelabs ECG Leadwire 012-0285-01	Reusable Spacelabs ECG Leadwire 012-0285-01	Replacement: 5 lead"," Safety Din"," Snap"," 0.9m	Spacelabs ECG Leadwire 012-0285-01"," 5 lead"," Safety Din"," Snap"," 0.9m	1	6				Ultrasound Foetal Transducer - comp w/ Bionet - Uterine Contractions		Ultrasound Foetal Transducer - comp w/ Bionet - UC	Bionet "
"6017444	EL-D5-90S-I		EL-D5-90S-I	https://www.medten.com/product/1272	Replacement	Reusable	Spacelabs	ECG Leadwires	Accessories	Spacelabs ECG Leadwire 012-0328-01	Reusable Spacelabs ECG Leadwire 012-0328-01	Replacement: 5 lead"," Safety Din"," Snap"," 0.9m "," IEC"," Reusable	Spacelabs ECG Leadwire 012-0328-01"," 5 lead"," Safety Din"," Snap"," 0.9m "," IEC"," Reusable	1	6				Ultrasound Foetal Transducer - comp w/ Bionet - Uterine Contractions		Ultrasound Foetal Transducer - comp w/ Bionet - UC	Bionet "
"6017626	EL-D6-90G-I		EL-D6-90G-I	https://www.medten.com/product/1274	Replacement	Reusable	AAMI	ECG Leadwires	Accessories	ECG Leadwire	Reusable ECG Leadwire	Replacement: 6 lead"," Safety Din"," Grabber"," 0.9m "," IEC"," Reusable	ECG Leadwire"," 6 lead"," Safety Din"," Grabber"," 0.9m "," IEC"," Reusable	1	6				Ultrasound Foetal Transducer - comp w/ Bionet - Uterine Contractions		Ultrasound Foetal Transducer - comp w/ Bionet - UC	Bionet "
"6017628	EL-D6-90S-I		EL-D6-90S-I	https://www.medten.com/product/1276	Replacement	Reusable	AAMI	ECG Leadwires	Accessories	ECG Leadwire	Reusable ECG Leadwire	Replacement: 6 lead"," Safety Din"," Snap"," 0.9m "," IEC"," Reusable	ECG Leadwire"," 6 lead"," Safety Din"," Snap"," 0.9m "," IEC"," Reusable	1	6				Ultrasound Foetal Transducer - comp w/ Bionet - Uterine Contractions		Ultrasound Foetal Transducer - comp w/ Bionet - UC	Bionet "
"6017666	EL-D7-90G-I		EL-D7-90G-I	https://www.medten.com/product/1278	Replacement	Reusable	AAMI	ECG Leadwires	Accessories	ECG Leadwire	Reusable ECG Leadwire	Replacement: 7 lead"," Safety Din"," Grabber"," 0.9m "," IEC"," Reusable	ECG Leadwire"," 7 lead"," Safety Din"," Grabber"," 0.9m "," IEC"," Reusable	1	6				Ultrasound Foetal Transducer - comp w/ Bionet - Uterine Contractions		Ultrasound Foetal Transducer - comp w/ Bionet - UC	Bionet "
"6017668	EL-D7-90S-I		EL-D7-90S-I	https://www.medten.com/product/1280	Replacement	Reusable	AAMI	ECG Leadwires	Accessories	ECG Leadwire	Reusable ECG Leadwire	Replacement: 7 lead"," Safety Din"," Snap"," 0.9m "," IEC"," Reusable	ECG Leadwire"," 7 lead"," Safety Din"," Snap"," 0.9m "," IEC"," Reusable	1	6				Ultrasound Foetal Transducer - comp w/ Bionet - Uterine Contractions		Ultrasound Foetal Transducer - comp w/ Bionet - UC	Bionet "
"	ELD-AAS5-90G-I		ELD-AAS5-90G-I	https://www.medten.com/product/1281	Replacement	Disposable	AAMI	ECG Leadwires	Accessories	Twin Pin ECG Leadwire	Disposable Twin Pin ECG Leadwire	Replacement: 5 lead"," AA Twin-Pin"," Grabber"," 0.9m "," IEC"," Disposable (Box of 10)	Twin Pin ECG Leadwire"," 5 lead"," AA Twin-Pin"," Grabber"," 0.9m "," IEC"," Disposable (Box of 10)	10	0				Ultrasound Foetal Transducer - comp w/ Bionet - Uterine Contractions		Ultrasound Foetal Transducer - comp w/ Bionet - UC	Bionet "
"6017702	ELD-CV3-90G-I		ELD-CV3-90G-I	https://www.medten.com/product/1283	Replacement	Disposable	Kendall	ECG Leadwires	Accessories	Covidien ECG Leadwire	Disposable Covidien ECG Leadwire	Replacement: 3 lead"," Covidien/Kendall"," Grabber"," 0.9m "," IEC"," Disposable (Box of 10)	Covidien ECG Leadwire"," 3 lead"," Covidien/Kendall"," Grabber"," 0.9m "," IEC"," Disposable (Box of 10)	10	0				Ultrasound Foetal Transducer - comp w/ Bionet - Uterine Contractions		Ultrasound Foetal Transducer - comp w/ Bionet - UC	Bionet "
"6017704	ELD-CV3-90S-I		ELD-CV3-90S-I	https://www.medten.com/product/1285	Replacement	Disposable	Kendall	ECG Leadwires	Accessories	Covidien ECG Leadwire	Disposable Covidien ECG Leadwire	Replacement: 3 lead"," Covidien/Kendall"," Snap"," 0.9m "," IEC"," Disposable (Box of 10)	Covidien ECG Leadwire"," 3 lead"," Covidien/Kendall"," Snap"," 0.9m "," IEC"," Disposable (Box of 10)	10	0				Ultrasound Foetal Transducer - comp w/ Bionet - Uterine Contractions		Ultrasound Foetal Transducer - comp w/ Bionet - UC	Bionet "
"6017754	ELD-CV5-90G-I		ELD-CV5-90G-I	https://www.medten.com/product/1288	Replacement	Disposable	Kendall	ECG Leadwires	Accessories	Covidien ECG Leadwire	Disposable Covidien ECG Leadwire	Replacement: 5 lead"," Covidien/Kendall"," Grabber"," 0.9m "," IEC"," Disposable (Box of 10)	Covidien ECG Leadwire"," 5 lead"," Covidien/Kendall"," Grabber"," 0.9m "," IEC"," Disposable (Box of 10)	10	0				Ultrasound Foetal Transducer - comp w/ Bionet - Uterine Contractions		Ultrasound Foetal Transducer - comp w/ Bionet - UC	Bionet "
"6017756	ELD-CV5-90S-I		ELD-CV5-90S-I	https://www.medten.com/product/1290	Replacement	Disposable	Covidien	ECG Leadwires	Accessories	Covidien ECG Leadwire 33136E	Disposable Covidien ECG Leadwire 33136E	Replacement: 5 lead"," Covidien/Kendall"," Snap"," 0.9m "," IEC (Box of 10)	Covidien ECG Leadwire 33136E"," 5 lead"," Covidien/Kendall"," Snap"," 0.9m "," IEC (Box of 10)	10	0				Ultrasound Foetal Transducer - comp w/ Bionet - Uterine Contractions		Ultrasound Foetal Transducer - comp w/ Bionet - UC	Bionet "
"6017713	ELD-DT3-90G-A		ELD-DT3-90G-A	https://www.medten.com/product/1291	Replacement	Disposable	Datascope	ECG Leadwires	Accessories	Mindray ECG Leadwire	Disposable Mindray ECG Leadwire	Replacement: Disposable (Box of 10)	Mindray ECG Leadwire"," Disposable (Box of 10)	10	0				Ultrasound Foetal Transducer - comp w/ Bionet - Uterine Contractions		Ultrasound Foetal Transducer - comp w/ Bionet - UC	Bionet "
"6017714	ELD-DT3-90G-I		ELD-DT3-90G-I	https://www.medten.com/product/1292	Replacement	Disposable	Mindray	ECG Leadwires	Accessories	Mindray ECG Leadwire	Disposable Mindray ECG Leadwire	Replacement: Disposable (Box of 10)	Mindray ECG Leadwire"," Disposable (Box of 10)	10	0				Ultrasound Foetal Transducer - comp w/ Bionet - Uterine Contractions		Ultrasound Foetal Transducer - comp w/ Bionet - UC	Bionet "
"6017715	ELD-DT3-90S-A		ELD-DT3-90S-A	https://www.medten.com/product/1293	Replacement	Disposable	Mindray	ECG Leadwires	Accessories	Mindray ECG Leadwire	Disposable Mindray ECG Leadwire	Replacement: Disposable (Box of 10)	Mindray ECG Leadwire"," Disposable (Box of 10)	10	0				Ultrasound Foetal Transducer - comp w/ Bionet - Uterine Contractions		Ultrasound Foetal Transducer - comp w/ Bionet - UC	Bionet "
"6017716	ELD-DT3-90S-I		ELD-DT3-90S-I	https://www.medten.com/product/1294	Replacement	Disposable	Mindray	ECG Leadwires	Accessories	Mindray ECG Leadwire	Disposable Mindray ECG Leadwire	Replacement: Disposable (Box of 10)	Mindray ECG Leadwire"," Disposable (Box of 10)	10	0				Ultrasound Foetal Transducer - comp w/ Bionet - Uterine Contractions		Ultrasound Foetal Transducer - comp w/ Bionet - UC	Bionet "
"6016549	EC-10004G-I		EC-10004G-I	https://www.medten.com/product/1296	Replacement	Reusable	Marquette	One-Piece ECG Cables	Accessories	GE Healthcare One-Piece ECG Cable	Reusable GE Healthcare One-Piece ECG Cable	Replacement: 10 lead"," Grabber"," 2.5m+mixed 0.9m/1.3m"," IEC"," Reusable	GE Healthcare One-Piece ECG Cable"," 10 lead"," Grabber"," 2.5m+mixed 0.9m/1.3m"," IEC"," Reusable	1	12				Ultrasound Foetal Transducer - comp w/ Bionet - Uterine Contractions		Ultrasound Foetal Transducer - comp w/ Bionet - UC	Bionet "
"6016551	EC-10004S-I		EC-10004S-I	https://www.medten.com/product/1298	Replacement	Reusable	Marquette	One-Piece ECG Cables	Accessories	GE Healthcare One-Piece ECG Cable	Reusable GE Healthcare One-Piece ECG Cable	Replacement: 10 lead"," Snap"," 2.5m+mixed 0.9m/1.3m"," IEC"," Reusable	GE Healthcare One-Piece ECG Cable"," 10 lead"," Snap"," 2.5m+mixed 0.9m/1.3m"," IEC"," Reusable	1	12				Ultrasound Foetal Transducer - comp w/ Bionet - Uterine Contractions		Ultrasound Foetal Transducer - comp w/ Bionet - UC	Bionet "
"6016553	EC-10005RG-I		EC-10005RG-I	https://www.medten.com/product/1300	Replacement	Reusable	Philips	One-Piece ECG Cables	Accessories	Philips One-Piece ECG Cable	Reusable Philips One-Piece ECG Cable	Replacement: 10 lead"," Grabber"," 2.5m+mixed 0.9m/1.3m"," With Resistance"," IEC"," Reusable	Philips One-Piece ECG Cable"," 10 lead"," Grabber"," 2.5m+mixed 0.9m/1.3m"," With Resistance"," IEC"," Reusable	1	12				Ultrasound Foetal Transducer - comp w/ Bionet - Uterine Contractions		Ultrasound Foetal Transducer - comp w/ Bionet - UC	Bionet "
"6016555	EC-10005RS-I		EC-10005RS-I	https://www.medten.com/product/1302	Replacement	Reusable	Philips	One-Piece ECG Cables	Accessories	Philips One-Piece ECG Cable	Reusable Philips One-Piece ECG Cable	Replacement: 10 lead"," Snap"," 2.5m+mixed 0.9m/1.3m"," With Resistance"," IEC"," Reusable	Philips One-Piece ECG Cable"," 10 lead"," Snap"," 2.5m+mixed 0.9m/1.3m"," With Resistance"," IEC"," Reusable	1	12				Ultrasound Foetal Transducer - comp w/ Bionet - Uterine Contractions		Ultrasound Foetal Transducer - comp w/ Bionet - UC	Bionet "
"6016557	EC-10007RG-I		EC-10007RG-I	https://www.medten.com/product/1304	Replacement	Reusable	Spacelabs	One-Piece ECG Cables	Accessories	Spacelabs One-Piece ECG Cable	Reusable Spacelabs One-Piece ECG Cable	Replacement: 10 lead"," Grabber"," 2.5m+mixed 0.9m/1.3m"," With Resistance"," IEC"," Reusable	Spacelabs One-Piece ECG Cable"," 10 lead"," Grabber"," 2.5m+mixed 0.9m/1.3m"," With Resistance"," IEC"," Reusable	1	12				Ultrasound Foetal Transducer - comp w/ Bionet - Uterine Contractions		Ultrasound Foetal Transducer - comp w/ Bionet - UC	Bionet "
"6016559	EC-10007RS-I		EC-10007RS-I	https://www.medten.com/product/1306	Replacement	Reusable	Spacelabs	One-Piece ECG Cables	Accessories	Spacelabs One-Piece ECG Cable	Reusable Spacelabs One-Piece ECG Cable	Replacement: 10 lead"," Snap"," 2.5m+mixed 0.9m/1.3m"," With Resistance"," IEC"," Reusable	Spacelabs One-Piece ECG Cable"," 10 lead"," Snap"," 2.5m+mixed 0.9m/1.3m"," With Resistance"," IEC"," Reusable	1	12				Ultrasound Foetal Transducer - comp w/ Bionet - Uterine Contractions		Ultrasound Foetal Transducer - comp w/ Bionet - UC	Bionet "
"6016563	EC-10013S-I		EC-10013S-I	https://www.medten.com/product/1308	Replacement	Reusable	Nihon Kohden	One-Piece ECG Cables	Accessories	Nihon Kohden One-Piece ECG Cable	Reusable Nihon Kohden One-Piece ECG Cable	Replacement: 10 lead"," Snap"," 2.5m+mixed 0.9m/1.3m"," IEC"," Reusable	Nihon Kohden One-Piece ECG Cable"," 10 lead"," Snap"," 2.5m+mixed 0.9m/1.3m"," IEC"," Reusable	1	6				Ultrasound Foetal Transducer - comp w/ Bionet - Uterine Contractions		Ultrasound Foetal Transducer - comp w/ Bionet - UC	Bionet "
"6016565	EC-10016G-I		EC-10016G-I	https://www.medten.com/product/1311	Replacement	Reusable	Mindray	One-Piece ECG Cables	Accessories	Mindray One-Piece ECG Cable	Reusable Mindray One-Piece ECG Cable	Replacement: 10 lead"," Grabber"," 2.5m+mixed 0.9m/1.3m"," IEC"," Reusable	Mindray One-Piece ECG Cable"," 10 lead"," Grabber"," 2.5m+mixed 0.9m/1.3m"," IEC"," Reusable	1	12				Ultrasound Foetal Transducer - comp w/ Bionet - Uterine Contractions		Ultrasound Foetal Transducer - comp w/ Bionet - UC	Bionet "
"6016569	EC-10016RG-I		EC-10016RG-I	https://www.medten.com/product/1313	Replacement	Reusable	Mindray	One-Piece ECG Cables	Accessories	Mindray One-Piece ECG Cable	Reusable Mindray One-Piece ECG Cable	Replacement: 10 lead"," Grabber"," 2.5m+mixed 0.9m/1.3m"," With Resistance"," IEC"," Reusable	Mindray One-Piece ECG Cable"," 10 lead"," Grabber"," 2.5m+mixed 0.9m/1.3m"," With Resistance"," IEC"," Reusable	1	12				Ultrasound Foetal Transducer - comp w/ Bionet - Uterine Contractions		Ultrasound Foetal Transducer - comp w/ Bionet - UC	Bionet "
"6016571	EC-10016RS-I		EC-10016RS-I	https://www.medten.com/product/1315	Replacement	Reusable	Mindray	One-Piece ECG Cables	Accessories	Mindray One-Piece ECG Cable	Reusable Mindray One-Piece ECG Cable	Replacement: 10 lead"," Snap"," 2.5m+mixed 0.9m/1.3m"," With Resistance"," IEC"," Reusable	Mindray One-Piece ECG Cable"," 10 lead"," Snap"," 2.5m+mixed 0.9m/1.3m"," With Resistance"," IEC"," Reusable	1	12				Ultrasound Foetal Transducer - comp w/ Bionet - Uterine Contractions		Ultrasound Foetal Transducer - comp w/ Bionet - UC	Bionet "
"6016567	EC-10016S-I		EC-10016S-I	https://www.medten.com/product/1317	Replacement	Reusable	Mindray	One-Piece ECG Cables	Accessories	Mindray One-Piece ECG Cable	Reusable Mindray One-Piece ECG Cable	Replacement: 10 lead"," Snap"," 2.5m+mixed 0.9m/1.3m"," IEC"," Reusable	Mindray One-Piece ECG Cable"," 10 lead"," Snap"," 2.5m+mixed 0.9m/1.3m"," IEC"," Reusable	1	12				Ultrasound Foetal Transducer - comp w/ Bionet - Uterine Contractions		Ultrasound Foetal Transducer - comp w/ Bionet - UC	Bionet "
"6016573	EC-10031RG-I		EC-10031RG-I	https://www.medten.com/product/1319	Replacement	Reusable	Fukuda Denshi	One-Piece ECG Cables	Accessories	Fukuda Denshi One-Piece ECG Cable	Reusable Fukuda Denshi One-Piece ECG Cable	Replacement: 10 lead"," Grabber"," 2.5m+mixed 0.9m/1.3m"," With Resistance"," IEC"," Reusable	Fukuda Denshi One-Piece ECG Cable"," 10 lead"," Grabber"," 2.5m+mixed 0.9m/1.3m"," With Resistance"," IEC"," Reusable	1	12				Ultrasound Foetal Transducer - comp w/ Bionet - Uterine Contractions		Ultrasound Foetal Transducer - comp w/ Bionet - UC	Bionet "
"6016575	EC-10031RS-I		EC-10031RS-I	https://www.medten.com/product/1321	Replacement	Reusable	Fukuda Denshi	One-Piece ECG Cables	Accessories	Fukuda Denshi One-Piece ECG Cable	Reusable Fukuda Denshi One-Piece ECG Cable	Replacement: 10 lead"," Snap"," 2.5m+mixed 0.9m/1.3m"," With Resistance"," IEC"," Reusable	Fukuda Denshi One-Piece ECG Cable"," 10 lead"," Snap"," 2.5m+mixed 0.9m/1.3m"," With Resistance"," IEC"," Reusable	1	12				Ultrasound Foetal Transducer - comp w/ Bionet - Uterine Contractions		Ultrasound Foetal Transducer - comp w/ Bionet - UC	Bionet "
"6016577	EC-10037RG-I		EC-10037RG-I	https://www.medten.com/product/1323	Replacement	Reusable	Zoll	One-Piece ECG Cables	Accessories	Zoll One-Piece ECG Cable	Reusable Zoll One-Piece ECG Cable	Replacement: 10 lead"," Grabber"," 2.5m+mixed 0.9m/1.3m"," With Resistance"," IEC"," Reusable	Zoll One-Piece ECG Cable"," 10 lead"," Grabber"," 2.5m+mixed 0.9m/1.3m"," With Resistance"," IEC"," Reusable	1	12				Ultrasound Foetal Transducer - comp w/ Bionet - Uterine Contractions		Ultrasound Foetal Transducer - comp w/ Bionet - UC	Bionet "
"6016579	EC-10037RS-I		EC-10037RS-I	https://www.medten.com/product/1325	Replacement	Reusable	Zoll	One-Piece ECG Cables	Accessories	Zoll One-Piece ECG Cable	Reusable Zoll One-Piece ECG Cable	Replacement: 10 lead"," Snap"," 2.5m+mixed 0.9m/1.3m"," With Resistance"," IEC"," Reusable	Zoll One-Piece ECG Cable"," 10 lead"," Snap"," 2.5m+mixed 0.9m/1.3m"," With Resistance"," IEC"," Reusable	1	12				Ultrasound Foetal Transducer - comp w/ Bionet - Uterine Contractions		Ultrasound Foetal Transducer - comp w/ Bionet - UC	Bionet "
"6016581	EC-10038RG-I		EC-10038RG-I	https://www.medten.com/product/1327	Replacement	Reusable	Zoll	One-Piece ECG Cables	Accessories	Zoll One-Piece ECG Cable	Reusable Zoll One-Piece ECG Cable	Replacement: 10 lead"," Grabber"," 2.5m+mixed 0.9m/1.3m"," With Resistance"," IEC"," Reusable	Zoll One-Piece ECG Cable"," 10 lead"," Grabber"," 2.5m+mixed 0.9m/1.3m"," With Resistance"," IEC"," Reusable	1	12				Ultrasound Foetal Transducer - comp w/ Bionet - Uterine Contractions		Ultrasound Foetal Transducer - comp w/ Bionet - UC	Bionet "
"6016583	EC-10038RS-I		EC-10038RS-I	https://www.medten.com/product/1329	Replacement	Reusable	Zoll	One-Piece ECG Cables	Accessories	Zoll One-Piece ECG Cable	Reusable Zoll One-Piece ECG Cable	Replacement: 10 lead"," Snap"," 2.5m+mixed 0.9m/1.3m"," With Resistance"," IEC"," Reusable	Zoll One-Piece ECG Cable"," 10 lead"," Snap"," 2.5m+mixed 0.9m/1.3m"," With Resistance"," IEC"," Reusable	1	12				Ultrasound Foetal Transducer - comp w/ Bionet - Uterine Contractions		Ultrasound Foetal Transducer - comp w/ Bionet - UC	Bionet "
"6016585	EC-10039RG-I		EC-10039RG-I	https://www.medten.com/product/1331	Replacement	Reusable	Medtronic	One-Piece ECG Cables	Accessories	Physio-Control One-Piece ECG Cable	Reusable Physio-Control One-Piece ECG Cable	Replacement: 10 lead"," Grabber"," 2.5m+1.5m"," With Resistance"," IEC"," Reusable	Physio-Control One-Piece ECG Cable"," 10 lead"," Grabber"," 2.5m+1.5m"," With Resistance"," IEC"," Reusable	1	12				Ultrasound Foetal Transducer - comp w/ Bionet - Uterine Contractions		Ultrasound Foetal Transducer - comp w/ Bionet - UC	Bionet "
"6016587	EC-10039RS-I		EC-10039RS-I	https://www.medten.com/product/1333	Replacement	Reusable	Medtronic	One-Piece ECG Cables	Accessories	Physio-Control One-Piece ECG Cable	Reusable Physio-Control One-Piece ECG Cable	Replacement: 10 lead"," Snap"," 2.5m+mixed 0.9m/1.3m"," With Resistance"," IEC"," Reusable	Physio-Control One-Piece ECG Cable"," 10 lead"," Snap"," 2.5m+mixed 0.9m/1.3m"," With Resistance"," IEC"," Reusable	1	12				Ultrasound Foetal Transducer - comp w/ Bionet - Uterine Contractions		Ultrasound Foetal Transducer - comp w/ Bionet - UC	Bionet "
"6016009	EC-3002G-I		EC-3002G-I	https://www.medten.com/product/1339	Replacement	Reusable	Draeger	One-Piece ECG Cables	Accessories	AAMI One-Piece ECG Cable	Reusable AAMI One-Piece ECG Cable	Replacement: 3 lead"," Grabber"," 2.5m+1.5m"," IEC"," Reusable	AAMI One-Piece ECG Cable"," 3 lead"," Grabber"," 2.5m+1.5m"," IEC"," Reusable	1	12				Ultrasound Foetal Transducer - comp w/ Bionet - Uterine Contractions		Ultrasound Foetal Transducer - comp w/ Bionet - UC	Bionet "
"6016017	EC-3003RG-I		EC-3003RG-I	https://www.medten.com/product/1345	Replacement	Reusable	AAMI	One-Piece ECG Cables	Accessories	AAMI One-Piece ECG Cable	Reusable AAMI One-Piece ECG Cable	Replacement: 3 lead"," Grabber"," 2.5m+1.5m"," With Resistance"," IEC"," Reusable	AAMI One-Piece ECG Cable"," 3 lead"," Grabber"," 2.5m+1.5m"," With Resistance"," IEC"," Reusable	1	12				Ultrasound Foetal Transducer - comp w/ Bionet - Uterine Contractions		Ultrasound Foetal Transducer - comp w/ Bionet - UC	Bionet "
"6016019	EC-3003RS-I		EC-3003RS-I	https://www.medten.com/product/1347	Replacement	Reusable	AAMI	One-Piece ECG Cables	Accessories	AAMI One-Piece ECG Cable	Reusable AAMI One-Piece ECG Cable	Replacement: 3 lead"," Snap"," 2.5m+1.5m"," With Resistance"," IEC"," Reusable	AAMI One-Piece ECG Cable"," 3 lead"," Snap"," 2.5m+1.5m"," With Resistance"," IEC"," Reusable	1	12				Ultrasound Foetal Transducer - comp w/ Bionet - Uterine Contractions		Ultrasound Foetal Transducer - comp w/ Bionet - UC	Bionet "
"6016021	EC-3004G-I		EC-3004G-I	https://www.medten.com/product/1349	Replacement	Reusable	GE Healthcare	One-Piece ECG Cables	Accessories	GE Healthcare One-Piece ECG Cable 5831399	Reusable GE Healthcare One-Piece ECG Cable 5831399	Replacement: 3 lead"," Grabber"," 2.5m+0.9m"," IEC	GE Healthcare One-Piece ECG Cable 5831399"," 3 lead"," Grabber"," 2.5m+0.9m"," IEC	1	12				Ultrasound Foetal Transducer - comp w/ Bionet - Uterine Contractions		Ultrasound Foetal Transducer - comp w/ Bionet - UC	Bionet "
"6016023	EC-3004S-I		EC-3004S-I	https://www.medten.com/product/1351	Replacement	Reusable	Marquette	One-Piece ECG Cables	Accessories	GE Healthcare One-Piece ECG Cable	Reusable GE Healthcare One-Piece ECG Cable	Replacement: 3 lead"," Snap"," 2.5m+1.5m"," IEC	GE Healthcare One-Piece ECG Cable"," 3 lead"," Snap"," 2.5m+1.5m"," IEC	1	12				Ultrasound Foetal Transducer - comp w/ Bionet - Uterine Contractions		Ultrasound Foetal Transducer - comp w/ Bionet - UC	Bionet "
"6016029	EC-3006RG-I		EC-3006RG-I	https://www.medten.com/product/1353	Replacement	Reusable	Philips	One-Piece ECG Cables	Accessories	Philips One-Piece ECG Cable	Reusable Philips One-Piece ECG Cable	Replacement: 3 lead"," Grabber"," 2.5m+1.5m"," With Resistance"," IEC"," Reusable	Philips One-Piece ECG Cable"," 3 lead"," Grabber"," 2.5m+1.5m"," With Resistance"," IEC"," Reusable	1	12				Ultrasound Foetal Transducer - comp w/ Bionet - Uterine Contractions		Ultrasound Foetal Transducer - comp w/ Bionet - UC	Bionet "
"6016033	EC-3007RG-I		EC-3007RG-I	https://www.medten.com/product/1355	Replacement	Reusable	Spacelabs	One-Piece ECG Cables	Accessories	Spacelabs One-Piece ECG Cable	Reusable Spacelabs One-Piece ECG Cable	Replacement: 3 lead"," Grabber"," 2.5m+1.5m"," With Resistance"," IEC"," Reusable	Spacelabs One-Piece ECG Cable"," 3 lead"," Grabber"," 2.5m+1.5m"," With Resistance"," IEC"," Reusable	1	12				Ultrasound Foetal Transducer - comp w/ Bionet - Uterine Contractions		Ultrasound Foetal Transducer - comp w/ Bionet - UC	Bionet "
"6016037	EC-3008RG-I		EC-3008RG-I	https://www.medten.com/product/1357	Replacement	Reusable	Datex Ohmeda	One-Piece ECG Cables	Accessories	Datex Ohmeda One-Piece ECG Cable	Reusable Datex Ohmeda One-Piece ECG Cable	Replacement: 3 lead"," Grabber"," 2.5m+1.5m"," With Resistance"," IEC"," Reusable	Datex Ohmeda One-Piece ECG Cable"," 3 lead"," Grabber"," 2.5m+1.5m"," With Resistance"," IEC"," Reusable	1	12				Ultrasound Foetal Transducer - comp w/ Bionet - Uterine Contractions		Ultrasound Foetal Transducer - comp w/ Bionet - UC	Bionet "
"6016039	EC-3008RS-I		EC-3008RS-I	https://www.medten.com/product/1359	Replacement	Reusable	Datex Ohmeda	One-Piece ECG Cables	Accessories	Datex Ohmeda One-Piece ECG Cable	Reusable Datex Ohmeda One-Piece ECG Cable	Replacement: 3 lead"," Snap"," 2.5m+1.5m"," With Resistance"," IEC"," Reusable	Datex Ohmeda One-Piece ECG Cable"," 3 lead"," Snap"," 2.5m+1.5m"," With Resistance"," IEC"," Reusable	1	12				Ultrasound Foetal Transducer - comp w/ Bionet - Uterine Contractions		Ultrasound Foetal Transducer - comp w/ Bionet - UC	Bionet "
"6016041	EC-3009G-I		EC-3009G-I	https://www.medten.com/product/1361	Replacement	Reusable	Datex Ohmeda	One-Piece ECG Cables	Accessories	Datex Ohmeda One-Piece ECG Cable	Reusable Datex Ohmeda One-Piece ECG Cable	Replacement: 3 lead"," Grabber"," 2.5m+1.5m"," IEC"," Reusable	Datex Ohmeda One-Piece ECG Cable"," 3 lead"," Grabber"," 2.5m+1.5m"," IEC"," Reusable	1	12				Ultrasound Foetal Transducer - comp w/ Bionet - Uterine Contractions		Ultrasound Foetal Transducer - comp w/ Bionet - UC	Bionet "
"6016043	EC-3009S-I		EC-3009S-I	https://www.medten.com/product/1363	Replacement	Reusable	Datex Ohmeda	One-Piece ECG Cables	Accessories	Datex Ohmeda One-Piece ECG Cable	Reusable Datex Ohmeda One-Piece ECG Cable	Replacement: 3 lead"," Snap"," 2.5m+1.5m"," IEC"," Reusable	Datex Ohmeda One-Piece ECG Cable"," 3 lead"," Snap"," 2.5m+1.5m"," IEC"," Reusable	1	12				Ultrasound Foetal Transducer - comp w/ Bionet - Uterine Contractions		Ultrasound Foetal Transducer - comp w/ Bionet - UC	Bionet "
"6016045	EC-3010G-I		EC-3010G-I	https://www.medten.com/product/1365	Replacement	Reusable	Artema S&W	One-Piece ECG Cables	Accessories	Artema S&W One-Piece ECG Cable	Reusable Artema S&W One-Piece ECG Cable	Replacement: 3 lead"," Grabber"," 2.5m+1.5m"," IEC"," Reusable	Artema S&W One-Piece ECG Cable"," 3 lead"," Grabber"," 2.5m+1.5m"," IEC"," Reusable	1	12				Ultrasound Foetal Transducer - comp w/ Bionet - Uterine Contractions		Ultrasound Foetal Transducer - comp w/ Bionet - UC	Bionet "
"6016047	EC-3010S-I		EC-3010S-I	https://www.medten.com/product/1367	Replacement	Reusable	Artema S&W	One-Piece ECG Cables	Accessories	Artema S&W One-Piece ECG Cable	Reusable Artema S&W One-Piece ECG Cable	Replacement: 3 lead"," Snap"," 2.5m+1.5m"," IEC"," Reusable	Artema S&W One-Piece ECG Cable"," 3 lead"," Snap"," 2.5m+1.5m"," IEC"," Reusable	1	12				Ultrasound Foetal Transducer - comp w/ Bionet - Uterine Contractions		Ultrasound Foetal Transducer - comp w/ Bionet - UC	Bionet "
"6016049	EC-3011RG-I		EC-3011RG-I	https://www.medten.com/product/1369	Replacement	Reusable	Nihon Kohden	One-Piece ECG Cables	Accessories	Nihon Kohden One-Piece ECG Cable	Reusable Nihon Kohden One-Piece ECG Cable	Replacement: 3 lead"," Grabber"," 2.5m+1.5m"," With Resistance"," IEC"," Reusable	Nihon Kohden One-Piece ECG Cable"," 3 lead"," Grabber"," 2.5m+1.5m"," With Resistance"," IEC"," Reusable	1	12				Ultrasound Foetal Transducer - comp w/ Bionet - Uterine Contractions		Ultrasound Foetal Transducer - comp w/ Bionet - UC	Bionet "
"6016051	EC-3011RS-I		EC-3011RS-I	https://www.medten.com/product/1371	Replacement	Reusable	Nihon Kohden	One-Piece ECG Cables	Accessories	Nihon Kohden One-Piece ECG Cable BC-763V	Reusable Nihon Kohden One-Piece ECG Cable BC-763V	Replacement: 3 lead"," Snap"," 2.5m+1.5m"," With Resistance"," IEC"," Reusable	Nihon Kohden One-Piece ECG Cable BC-763V"," 3 lead"," Snap"," 2.5m+1.5m"," With Resistance"," IEC"," Reusable	1	12				Ultrasound Foetal Transducer - comp w/ Bionet - Uterine Contractions		Ultrasound Foetal Transducer - comp w/ Bionet - UC	Bionet "
"6016057	EC-3012RG-I		EC-3012RG-I	https://www.medten.com/product/1375	Replacement	Reusable	Nihon Kohden	One-Piece ECG Cables	Accessories	Nihon Kohden One-Piece ECG Cable	Reusable Nihon Kohden One-Piece ECG Cable	Replacement: 3 lead"," Grabber"," 2.5m+1.5m"," With Resistance"," IEC"," Reusable	Nihon Kohden One-Piece ECG Cable"," 3 lead"," Grabber"," 2.5m+1.5m"," With Resistance"," IEC"," Reusable	1	12				Ultrasound Foetal Transducer - comp w/ Bionet - Uterine Contractions		Ultrasound Foetal Transducer - comp w/ Bionet - UC	Bionet "
"6016059	EC-3012RS-I		EC-3012RS-I	https://www.medten.com/product/1377	Replacement	Reusable	Nihon Kohden	One-Piece ECG Cables	Accessories	Nihon Kohden One-Piece ECG Cable	Reusable Nihon Kohden One-Piece ECG Cable	Replacement: 3 lead"," Snap"," 2.5m+1.5m"," With Resistance"," IEC"," Reusable	Nihon Kohden One-Piece ECG Cable"," 3 lead"," Snap"," 2.5m+1.5m"," With Resistance"," IEC"," Reusable	1	12				Ultrasound Foetal Transducer - comp w/ Bionet - Uterine Contractions		Ultrasound Foetal Transducer - comp w/ Bionet - UC	Bionet "
"6016061	EC-3013G-I		EC-3013G-I	https://www.medten.com/product/1381	Replacement	Reusable	Nihon Kohden	One-Piece ECG Cables	Accessories	Nihon Kohden One-Piece ECG Cable	Reusable Nihon Kohden One-Piece ECG Cable	Replacement: 3 lead"," Grabber"," 2.5m+1.5m"," IEC	Nihon Kohden One-Piece ECG Cable"," 3 lead"," Grabber"," 2.5m+1.5m"," IEC	1	12				Ultrasound Foetal Transducer - comp w/ Bionet - Uterine Contractions		Ultrasound Foetal Transducer - comp w/ Bionet - UC	Bionet "
"6016063	EC-3013S-I		EC-3013S-I	https://www.medten.com/product/1383	Replacement	Reusable	Nihon Kohden	One-Piece ECG Cables	Accessories	Nihon Kohden One-Piece ECG Cable	Reusable Nihon Kohden One-Piece ECG Cable	Replacement: 3 lead"," Snap"," 2.5m+1.5m"," IEC"," Reusable	Nihon Kohden One-Piece ECG Cable"," 3 lead"," Snap"," 2.5m+1.5m"," IEC"," Reusable	1	12				Ultrasound Foetal Transducer - comp w/ Bionet - Uterine Contractions		Ultrasound Foetal Transducer - comp w/ Bionet - UC	Bionet "
"6016065	EC-3014RG-I		EC-3014RG-I	https://www.medten.com/product/1385	Replacement	Reusable	Nihon Kohden	One-Piece ECG Cables	Accessories	Nihon Kohden One-Piece ECG Cable BC-753V	Reusable Nihon Kohden One-Piece ECG Cable BC-753V	Replacement: 3 lead"," Grabber"," 2.5m+1.5m"," With Resistance"," IEC"," Reusable	Nihon Kohden One-Piece ECG Cable BC-753V"," 3 lead"," Grabber"," 2.5m+1.5m"," With Resistance"," IEC"," Reusable	1	12				Ultrasound Foetal Transducer - comp w/ Bionet - Uterine Contractions		Ultrasound Foetal Transducer - comp w/ Bionet - UC	Bionet "
"6016067	EC-3014RS-I		EC-3014RS-I	https://www.medten.com/product/1386	Replacement	Reusable	Nihon Kohden	One-Piece ECG Cables	Accessories	Nihon Kohden One-Piece ECG Cable BC-753V	Reusable Nihon Kohden One-Piece ECG Cable BC-753V	Replacement: 3 lead"," Snap"," 2.5m+1.5m"," With Resistance"," IEC	Nihon Kohden One-Piece ECG Cable BC-753V"," 3 lead"," Snap"," 2.5m+1.5m"," With Resistance"," IEC	1	12				Ultrasound Foetal Transducer - comp w/ Bionet - Uterine Contractions		Ultrasound Foetal Transducer - comp w/ Bionet - UC	Bionet "
"6016069	EC-3015RG-I		EC-3015RG-I	https://www.medten.com/product/1388	Replacement	Reusable	Nihon Kohden	One-Piece ECG Cables	Accessories	Nihon Kohden One-Piece ECG Cable	Reusable Nihon Kohden One-Piece ECG Cable	Replacement: 3 lead"," Grabber"," 2.5m+1.5m"," With Resistance"," IEC"," 3 lead"," 2.5m"," Nihon Kohden"," With Resistance"," IEC"," Reusable	Nihon Kohden One-Piece ECG Cable"," 3 lead"," Grabber"," 2.5m+1.5m"," With Resistance"," IEC"," 3 lead"," 2.5m"," Nihon Kohden"," With Resistance"," IEC"," Reusable	1	12				Ultrasound Foetal Transducer - comp w/ Bionet - Uterine Contractions		Ultrasound Foetal Transducer - comp w/ Bionet - UC	Bionet "
"6016071	EC-3015RS-I		EC-3015RS-I	https://www.medten.com/product/1390	Replacement	Reusable	Nihon Kohden	One-Piece ECG Cables	Accessories	Nihon Kohden One-Piece ECG Cable	Reusable Nihon Kohden One-Piece ECG Cable	Replacement: 3 lead"," Snap"," 2.5m+1.5m"," With Resistance"," IEC"," Reusable	Nihon Kohden One-Piece ECG Cable"," 3 lead"," Snap"," 2.5m+1.5m"," With Resistance"," IEC"," Reusable	1	12				Ultrasound Foetal Transducer - comp w/ Bionet - Uterine Contractions		Ultrasound Foetal Transducer - comp w/ Bionet - UC	Bionet "
"6016085	EC-3017RG-I		EC-3017RG-I	https://www.medten.com/product/1398	Replacement	Reusable	Mindray	One-Piece ECG Cables	Accessories	Mindray One-Piece ECG Cable	Reusable Mindray One-Piece ECG Cable	Replacement: 3 lead"," Grabber"," 2.5m+1.5m"," With Resistance"," IEC"," Reusable	Mindray One-Piece ECG Cable"," 3 lead"," Grabber"," 2.5m+1.5m"," With Resistance"," IEC"," Reusable	1	12				Ultrasound Foetal Transducer - comp w/ Bionet - Uterine Contractions		Ultrasound Foetal Transducer - comp w/ Bionet - UC	Bionet "
"6016087	EC-3017RS-I		EC-3017RS-I	https://www.medten.com/product/1400	Replacement	Reusable	Mindray	One-Piece ECG Cables	Accessories	Mindray One-Piece ECG Cable	Reusable Mindray One-Piece ECG Cable	Replacement: 3 lead"," Snap"," 2.5m+1.5m"," With Resistance"," IEC"," Reusable	Mindray One-Piece ECG Cable"," 3 lead"," Snap"," 2.5m+1.5m"," With Resistance"," IEC"," Reusable	1	12				Ultrasound Foetal Transducer - comp w/ Bionet - Uterine Contractions		Ultrasound Foetal Transducer - comp w/ Bionet - UC	Bionet "
"6016089	EC-3018RG-I		EC-3018RG-I	https://www.medten.com/product/1404	Replacement	Reusable	Datascope	One-Piece ECG Cables	Accessories	Datascope One-Piece ECG Cable	Reusable Datascope One-Piece ECG Cable	Replacement: 3 lead"," Grabber"," 2.5m+1.5m"," With Resistance"," IEC"," Reusable	Datascope One-Piece ECG Cable"," 3 lead"," Grabber"," 2.5m+1.5m"," With Resistance"," IEC"," Reusable	1	12				Ultrasound Foetal Transducer - comp w/ Bionet - Uterine Contractions		Ultrasound Foetal Transducer - comp w/ Bionet - UC	Bionet "
"6016091	EC-3018RS-I		EC-3018RS-I	https://www.medten.com/product/1406	Replacement	Reusable	Datascope	One-Piece ECG Cables	Accessories	Datascope One-Piece ECG Cable	Reusable Datascope One-Piece ECG Cable	Replacement: 3 lead"," Snap"," 2.5m+1.5m"," With Resistance"," IEC"," Reusable	Datascope One-Piece ECG Cable"," 3 lead"," Snap"," 2.5m+1.5m"," With Resistance"," IEC"," Reusable	1	12				Ultrasound Foetal Transducer - comp w/ Bionet - Uterine Contractions		Ultrasound Foetal Transducer - comp w/ Bionet - UC	Bionet "
"6017145	ET-10005R-PH-I		ET-10005R-PH-I	https://www.medten.com/product/1408	Replacement	Reusable	Philips	ECG Trunk Cables	Accessories	Philips ECG Trunk Cable M1663A	Reusable Philips ECG Trunk Cable M1663A	Replacement: 10 lead"," 2.5m"," IntelliVue"," IEC"," Reusable	Philips ECG Trunk Cable M1663A"," 10 lead"," 2.5m"," IntelliVue"," IEC"," Reusable	1	12				Ultrasound Foetal Transducer - comp w/ Bionet - Uterine Contractions		Ultrasound Foetal Transducer - comp w/ Bionet - UC	Bionet "
"6017149	ET-10039R-MD-I		ET-10039R-MD-I	https://www.medten.com/product/1410	Replacement	Reusable	Physio-Control	ECG Trunk Cables	Accessories	Physio-Control ECG Trunk Cable 11111-000019	Reusable Physio-Control ECG Trunk Cable 11111-000019	Replacement: 10 lead"," 2.5m"," Medtronic"," With Resistance"," IEC	Physio-Control ECG Trunk Cable 11111-000019"," 10 lead"," 2.5m"," Medtronic"," With Resistance"," IEC	1	12				Ultrasound Foetal Transducer - comp w/ Bionet - Uterine Contractions		Ultrasound Foetal Transducer - comp w/ Bionet - UC	Bionet "
"6017151	ET-10046-SMCT-I		ET-10046-SMCT-I	https://www.medten.com/product/1412	Replacement	Reusable	Siemens	ECG Trunk Cables	Accessories	Siemens ECG Trunk Cable	Reusable Siemens ECG Trunk Cable	Replacement: 10 lead"," 2.5m"," Siemens CT"," IEC"," Reusable	Siemens ECG Trunk Cable"," 10 lead"," 2.5m"," Siemens CT"," IEC"," Reusable	1	12				Ultrasound Foetal Transducer - comp w/ Bionet - Uterine Contractions		Ultrasound Foetal Transducer - comp w/ Bionet - UC	Bionet "
"	ET-3001-AA-I		ET-3001-AA-I	https://www.medten.com/product/1414	Replacement	Reusable	Philips	ECG Trunk Cables	Accessories	Philips ECG Trunk Cable	Reusable Philips ECG Trunk Cable	Replacement: 3 lead"," 2.5m"," AA Twin-Pin"," IEC"," Reusable	Philips ECG Trunk Cable"," 3 lead"," 2.5m"," AA Twin-Pin"," IEC"," Reusable	1	12				Ultrasound Foetal Transducer - comp w/ Bionet - Uterine Contractions		Ultrasound Foetal Transducer - comp w/ Bionet - UC	Bionet "
"6016685	ET-3001-D-I		ET-3001-D-I	https://www.medten.com/product/1419	Replacement	Reusable	AAMI	ECG Trunk Cables	Accessories	AAMI ECG Trunk Cable	Reusable AAMI ECG Trunk Cable	Replacement: 3 lead"," 2.5m"," Din Safety"," IEC	AAMI ECG Trunk Cable"," 3 lead"," 2.5m"," Din Safety"," IEC	1	12				Ultrasound Foetal Transducer - comp w/ Bionet - Uterine Contractions		Ultrasound Foetal Transducer - comp w/ Bionet - UC	Bionet "
"6016657	ET-3001-MR-I		ET-3001-MR-I	https://www.medten.com/product/1425	Replacement	Reusable	Mindray	ECG Trunk Cables	Accessories	Mindray ECG Trunk Cable	Reusable Mindray ECG Trunk Cable	Replacement: 3 lead"," 2.5m"," Mindray"," IEC"," Reusable	Mindray ECG Trunk Cable"," 3 lead"," 2.5m"," Mindray"," IEC"," Reusable	1	12				Ultrasound Foetal Transducer - comp w/ Bionet - Uterine Contractions		Ultrasound Foetal Transducer - comp w/ Bionet - UC	Bionet "
"6017784	ELD-DT5-90G-I		ELD-DT5-90G-I	https://www.medten.com/product/1437	Replacement	Disposable	Datascope	ECG Leadwires	Accessories	Mindray ECG Leadwire	Disposable Mindray ECG Leadwire	Replacement: Disposable (Box of 10)	Mindray ECG Leadwire"," Disposable (Box of 10)	10	0				Ultrasound Foetal Transducer - comp w/ Bionet - Uterine Contractions		Ultrasound Foetal Transducer - comp w/ Bionet - UC	Bionet "
"6018064	EKC10-BKA-B-I		EKC10-BKA-B-I	https://www.medten.com/product/1440	Replacement	Reusable	Burdick	One-Piece ECG Cables	Accessories	Burdick One-Piece ECG Cable	Reusable Burdick One-Piece ECG Cable	Replacement: 10 lead"," 4mm banana"," 2.2m+mixed 0.9m/1.3m"," IEC"," Reusable	Burdick One-Piece ECG Cable"," 10 lead"," 4mm banana"," 2.2m+mixed 0.9m/1.3m"," IEC"," Reusable	1	12				Ultrasound Foetal Transducer - comp w/ Bionet - Uterine Contractions		Ultrasound Foetal Transducer - comp w/ Bionet - UC	Bionet "
"6017931	EKC10-BKA-G-I		EKC10-BKA-G-I	https://www.medten.com/product/1442	Replacement	Reusable	Burdick	One-Piece ECG Cables	Accessories	Burdick One-Piece ECG Cable	Reusable Burdick One-Piece ECG Cable	Replacement: 10 lead"," Grabber"," 2.2m+mixed 0.9m/1.3m"," IEC"," Reusable	Burdick One-Piece ECG Cable"," 10 lead"," Grabber"," 2.2m+mixed 0.9m/1.3m"," IEC"," Reusable	1	12				Ultrasound Foetal Transducer - comp w/ Bionet - Uterine Contractions		Ultrasound Foetal Transducer - comp w/ Bionet - UC	Bionet "
"6018130	EKC10-BKA-N-I		EKC10-BKA-N-I	https://www.medten.com/product/1444	Replacement	Reusable	Burdick	One-Piece ECG Cables	Accessories	Burdick One-Piece ECG Cable	Reusable Burdick One-Piece ECG Cable	Replacement: 10 lead"," 3mm needle"," 2.2m+mixed 0.9m/1.3m"," IEC"," Reusable	Burdick One-Piece ECG Cable"," 10 lead"," 3mm needle"," 2.2m+mixed 0.9m/1.3m"," IEC"," Reusable	1	12				Ultrasound Foetal Transducer - comp w/ Bionet - Uterine Contractions		Ultrasound Foetal Transducer - comp w/ Bionet - UC	Bionet "
"6017998	EKC10-BKA-S-I		EKC10-BKA-S-I	https://www.medten.com/product/1446	Replacement	Reusable	Burdick	One-Piece ECG Cables	Accessories	Burdick One-Piece ECG Cable	Reusable Burdick One-Piece ECG Cable	Replacement: 10 lead"," Snap"," 2.2m+mixed 0.9m/1.3m"," IEC"," Reusable	Burdick One-Piece ECG Cable"," 10 lead"," Snap"," 2.2m+mixed 0.9m/1.3m"," IEC"," Reusable	1	12				Ultrasound Foetal Transducer - comp w/ Bionet - Uterine Contractions		Ultrasound Foetal Transducer - comp w/ Bionet - UC	Bionet "
"6018056	EKC10-FDA-B-I		EKC10-FDA-B-I	https://www.medten.com/product/1456	Replacement	Reusable	Fukuda Denshi	One-Piece ECG Cables	Accessories	Fukuda Denshi One-Piece ECG Cable	Reusable Fukuda Denshi One-Piece ECG Cable	Replacement: 10 lead"," 4mm banana"," 2.2m+mixed 0.9m/1.3m"," IEC"," Reusable	Fukuda Denshi One-Piece ECG Cable"," 10 lead"," 4mm banana"," 2.2m+mixed 0.9m/1.3m"," IEC"," Reusable	1	12				Ultrasound Foetal Transducer - comp w/ Bionet - Uterine Contractions		Ultrasound Foetal Transducer - comp w/ Bionet - UC	Bionet "
"6017923	EKC10-FDA-G-I		EKC10-FDA-G-I	https://www.medten.com/product/1458	Replacement	Reusable	Fukuda Denshi	One-Piece ECG Cables	Accessories	Fukuda Denshi One-Piece ECG Cable	Reusable Fukuda Denshi One-Piece ECG Cable	Replacement: 10 lead"," Grabber"," 2.2m+mixed 0.9m/1.3m"," IEC"," Reusable	Fukuda Denshi One-Piece ECG Cable"," 10 lead"," Grabber"," 2.2m+mixed 0.9m/1.3m"," IEC"," Reusable	1	12				Ultrasound Foetal Transducer - comp w/ Bionet - Uterine Contractions		Ultrasound Foetal Transducer - comp w/ Bionet - UC	Bionet "
"6018122	EKC10-FDA-N-I		EKC10-FDA-N-I	https://www.medten.com/product/1460	Replacement	Reusable	Fukuda Denshi	One-Piece ECG Cables	Accessories	Fukuda Denshi One-Piece ECG Cable	Reusable Fukuda Denshi One-Piece ECG Cable	Replacement: 10 lead"," 3mm needle"," 2.2m+mixed 0.9m/1.3m"," IEC"," Reusable	Fukuda Denshi One-Piece ECG Cable"," 10 lead"," 3mm needle"," 2.2m+mixed 0.9m/1.3m"," IEC"," Reusable	1	12				Ultrasound Foetal Transducer - comp w/ Bionet - Uterine Contractions		Ultrasound Foetal Transducer - comp w/ Bionet - UC	Bionet "
"6017990	EKC10-FDA-S-I		EKC10-FDA-S-I	https://www.medten.com/product/1462	Replacement	Reusable	Fukuda Denshi	One-Piece ECG Cables	Accessories	Fukuda Denshi One-Piece ECG Cable	Reusable Fukuda Denshi One-Piece ECG Cable	Replacement: 10 lead"," Snap"," 2.2m+mixed 0.9m/1.3m"," IEC"," Reusable	Fukuda Denshi One-Piece ECG Cable"," 10 lead"," Snap"," 2.2m+mixed 0.9m/1.3m"," IEC"," Reusable	1	12				Ultrasound Foetal Transducer - comp w/ Bionet - Uterine Contractions		Ultrasound Foetal Transducer - comp w/ Bionet - UC	Bionet "
"6016093	EC-3019RG-I		EC-3019RG-I	https://www.medten.com/product/1464	Replacement	Reusable	Welch Allyn	One-Piece ECG Cables	Accessories	Welch Allyn One-Piece ECG Cable	Reusable Welch Allyn One-Piece ECG Cable	Replacement: 3 lead"," Grabber"," 2.2m+mixed 0.9m/1.3m"," With Resistance"," IEC"," Reusable	Welch Allyn One-Piece ECG Cable"," 3 lead"," Grabber"," 2.2m+mixed 0.9m/1.3m"," With Resistance"," IEC"," Reusable	1	12				Ultrasound Foetal Transducer - comp w/ Bionet - Uterine Contractions		Ultrasound Foetal Transducer - comp w/ Bionet - UC	Bionet "
"6018060	EKC10-FDB-B-I		EKC10-FDB-B-I	https://www.medten.com/product/1466	Replacement	Reusable	Fukuda Denshi	One-Piece ECG Cables	Accessories	Fukuda Denshi One-Piece ECG Cable	Reusable Fukuda Denshi One-Piece ECG Cable	Replacement: 10 lead"," 4mm banana"," 2.2m+mixed 0.9m/1.3m"," IEC"," Reusable	Fukuda Denshi One-Piece ECG Cable"," 10 lead"," 4mm banana"," 2.2m+mixed 0.9m/1.3m"," IEC"," Reusable	1	12				Ultrasound Foetal Transducer - comp w/ Bionet - Uterine Contractions		Ultrasound Foetal Transducer - comp w/ Bionet - UC	Bionet "
"6017927	EKC10-FDB-G-I		EKC10-FDB-G-I	https://www.medten.com/product/1468	Replacement	Reusable	Fukuda Denshi	One-Piece ECG Cables	Accessories	Fukuda Denshi One-Piece ECG Cable	Reusable Fukuda Denshi One-Piece ECG Cable	Replacement: 10 lead"," Grabber"," 2.2m+mixed 0.9m/1.3m"," IEC"," Reusable	Fukuda Denshi One-Piece ECG Cable"," 10 lead"," Grabber"," 2.2m+mixed 0.9m/1.3m"," IEC"," Reusable	1	12				Ultrasound Foetal Transducer - comp w/ Bionet - Uterine Contractions		Ultrasound Foetal Transducer - comp w/ Bionet - UC	Bionet "
"6018126	EKC10-FDB-N-I		EKC10-FDB-N-I	https://www.medten.com/product/1470	Replacement	Reusable	Fukuda Denshi	One-Piece ECG Cables	Accessories	Fukuda Denshi One-Piece ECG Cable	Reusable Fukuda Denshi One-Piece ECG Cable	Replacement: 10 lead"," 3mm needle"," 2.2m+mixed 0.9m/1.3m"," IEC"," Reusable	Fukuda Denshi One-Piece ECG Cable"," 10 lead"," 3mm needle"," 2.2m+mixed 0.9m/1.3m"," IEC"," Reusable	1	12				Ultrasound Foetal Transducer - comp w/ Bionet - Uterine Contractions		Ultrasound Foetal Transducer - comp w/ Bionet - UC	Bionet "
"6016095	EC-3019RS-I		EC-3019RS-I	https://www.medten.com/product/1472	Replacement	Reusable	Welch Allyn	One-Piece ECG Cables	Accessories	Welch Allyn One-Piece ECG Cable 008-0315-01	Reusable Welch Allyn One-Piece ECG Cable 008-0315-01	Replacement: 3 lead"," Snap"," 2.5m+1.5m"," With Resistance"," IEC"," Reusable	Welch Allyn One-Piece ECG Cable 008-0315-01"," 3 lead"," Snap"," 2.5m+1.5m"," With Resistance"," IEC"," Reusable	1	12				Ultrasound Foetal Transducer - comp w/ Bionet - Uterine Contractions		Ultrasound Foetal Transducer - comp w/ Bionet - UC	Bionet "
"6017994	EKC10-FDB-S-I		EKC10-FDB-S-I	https://www.medten.com/product/1474	Replacement	Reusable	Fukuda Denshi	One-Piece ECG Cables	Accessories	Fukuda Denshi One-Piece ECG Cable	Reusable Fukuda Denshi One-Piece ECG Cable	Replacement: 10 lead"," Snap"," 2.2m+mixed 0.9m/1.3m"," IEC"," Reusable	Fukuda Denshi One-Piece ECG Cable"," 10 lead"," Snap"," 2.2m+mixed 0.9m/1.3m"," IEC"," Reusable	1	12				Ultrasound Foetal Transducer - comp w/ Bionet - Uterine Contractions		Ultrasound Foetal Transducer - comp w/ Bionet - UC	Bionet "
"6016097	EC-3020RG-I		EC-3020RG-I	https://www.medten.com/product/1477	Replacement	Reusable	Welch Allyn	One-Piece ECG Cables	Accessories	Welch Allyn One-Piece ECG Cable	Reusable Welch Allyn One-Piece ECG Cable	Replacement: 3 lead"," Grabber"," 2.5m+1.5m"," With Resistance"," IEC"," Reusable	Welch Allyn One-Piece ECG Cable"," 3 lead"," Grabber"," 2.5m+1.5m"," With Resistance"," IEC"," Reusable	1	12				Ultrasound Foetal Transducer - comp w/ Bionet - Uterine Contractions		Ultrasound Foetal Transducer - comp w/ Bionet - UC	Bionet "
"6016099	EC-3020RS-I		EC-3020RS-I	https://www.medten.com/product/1486	Replacement	Reusable	Welch Allyn	One-Piece ECG Cables	Accessories	Welch Allyn One-Piece ECG Cable 008-0880-01	Reusable Welch Allyn One-Piece ECG Cable 008-0880-01	Replacement: 3 lead"," Snap"," 2.5m+1.5m"," With Resistance"," IEC"," Reusable	Welch Allyn One-Piece ECG Cable 008-0880-01"," 3 lead"," Snap"," 2.5m+1.5m"," With Resistance"," IEC"," Reusable	1	12				Ultrasound Foetal Transducer - comp w/ Bionet - Uterine Contractions		Ultrasound Foetal Transducer - comp w/ Bionet - UC	Bionet "
"6016105	EC-3021RG-I		EC-3021RG-I	https://www.medten.com/product/1493	Replacement	Reusable	Hellige	One-Piece ECG Cables	Accessories	Hellige One-Piece ECG Cable	Reusable Hellige One-Piece ECG Cable	Replacement: 3 lead"," Grabber"," 2.5m+1.5m"," With Resistance"," IEC"," Reusable	Hellige One-Piece ECG Cable"," 3 lead"," Grabber"," 2.5m+1.5m"," With Resistance"," IEC"," Reusable	1	12				Ultrasound Foetal Transducer - comp w/ Bionet - Uterine Contractions		Ultrasound Foetal Transducer - comp w/ Bionet - UC	Bionet "
"6018078	EKC10-KZB-B-I		EKC10-KZB-B-I	https://www.medten.com/product/1504	Replacement	Reusable	Kenz	One-Piece ECG Cables	Accessories	Kenz One-Piece ECG Cable	Reusable Kenz One-Piece ECG Cable	Replacement: 10 lead"," 4mm banana"," 2.2m+mixed 0.9m/1.3m"," IEC"," Reusable	Kenz One-Piece ECG Cable"," 10 lead"," 4mm banana"," 2.2m+mixed 0.9m/1.3m"," IEC"," Reusable	1	12				Ultrasound Foetal Transducer - comp w/ Bionet - Uterine Contractions		Ultrasound Foetal Transducer - comp w/ Bionet - UC	Bionet "
"6017945	EKC10-KZB-G-I		EKC10-KZB-G-I	https://www.medten.com/product/1506	Replacement	Reusable	Kenz	One-Piece ECG Cables	Accessories	Kenz One-Piece ECG Cable	Reusable Kenz One-Piece ECG Cable	Replacement: 10 lead"," Grabber"," 2.2m+mixed 0.9m/1.3m"," IEC"," Reusable	Kenz One-Piece ECG Cable"," 10 lead"," Grabber"," 2.2m+mixed 0.9m/1.3m"," IEC"," Reusable	1	12				Ultrasound Foetal Transducer - comp w/ Bionet - Uterine Contractions		Ultrasound Foetal Transducer - comp w/ Bionet - UC	Bionet "
"6018144	EKC10-KZB-N-I		EKC10-KZB-N-I	https://www.medten.com/product/1508	Replacement	Reusable	Kenz	One-Piece ECG Cables	Accessories	Kenz One-Piece ECG Cable	Reusable Kenz One-Piece ECG Cable	Replacement: 10 lead"," 3mm needle"," 2.2m+mixed 0.9m/1.3m"," IEC"," Reusable	Kenz One-Piece ECG Cable"," 10 lead"," 3mm needle"," 2.2m+mixed 0.9m/1.3m"," IEC"," Reusable	1	12				Ultrasound Foetal Transducer - comp w/ Bionet - Uterine Contractions		Ultrasound Foetal Transducer - comp w/ Bionet - UC	Bionet "
"6018012	EKC10-KZB-S-I		EKC10-KZB-S-I	https://www.medten.com/product/1510	Replacement	Reusable	Kenz	One-Piece ECG Cables	Accessories	Kenz One-Piece ECG Cable	Reusable Kenz One-Piece ECG Cable	Replacement: 10 lead"," Snap"," 2.2m+mixed 0.9m/1.3m"," IEC"," Reusable	Kenz One-Piece ECG Cable"," 10 lead"," Snap"," 2.2m+mixed 0.9m/1.3m"," IEC"," Reusable	1	12				Ultrasound Foetal Transducer - comp w/ Bionet - Uterine Contractions		Ultrasound Foetal Transducer - comp w/ Bionet - UC	Bionet "
"6013509	BP-10BD		BP-10BD	https://www.medten.com/product/1519	Replacement	Reusable		NIBP Cuffs	Accessories	NIBP Cuff	Reusable NIBP Cuff	Replacement: Neonate (6-11 cm)"," Double Tube"," With Bladder	NIBP Cuff"," Neonate (6-11 cm)"," Double Tube"," With Bladder	1	6				Ultrasound Foetal Transducer - comp w/ Bionet - Uterine Contractions		Ultrasound Foetal Transducer - comp w/ Bionet - UC	Bionet "
"6013608	BP-10BD-W1011		BP-10BD-W1011	https://www.medten.com/product/1520	Replacement	Reusable		NIBP Cuffs	Accessories	NIBP Cuff	Reusable NIBP Cuff	Replacement: Neonate (6-11 cm)"," Double Tube"," With Bladder	NIBP Cuff"," Neonate (6-11 cm)"," Double Tube"," With Bladder	1	6				Ultrasound Foetal Transducer - comp w/ Bionet - Uterine Contractions		Ultrasound Foetal Transducer - comp w/ Bionet - UC	Bionet "
"6013599	BP-10BD-WD08		BP-10BD-WD08	https://www.medten.com/product/1521	Replacement	Reusable	GE Healthcare	NIBP Cuffs	Accessories	GE Healthcare NIBP Cuff 002796E	Reusable GE Healthcare NIBP Cuff 002796E	Replacement: Neonate (6-11 cm)"," Double Tube"," With Bladder"," Reusable	GE Healthcare NIBP Cuff 002796E"," Neonate (6-11 cm)"," Double Tube"," With Bladder"," Reusable	1	6				Ultrasound Foetal Transducer - comp w/ Bionet - Uterine Contractions		Ultrasound Foetal Transducer - comp w/ Bionet - UC	Bionet "
"6013500	BP-10BS		BP-10BS	https://www.medten.com/product/1522	Replacement	Reusable		NIBP Cuffs	Accessories	NIBP Cuff	Reusable NIBP Cuff	Replacement: Neonate (6-11 cm)"," Single Tube"," With Bladder	NIBP Cuff"," Neonate (6-11 cm)"," Single Tube"," With Bladder	1	6				Ultrasound Foetal Transducer - comp w/ Bionet - Uterine Contractions		Ultrasound Foetal Transducer - comp w/ Bionet - UC	Bionet "
"6013536	BP-10BS-W01M		BP-10BS-W01M	https://www.medten.com/product/1524	Replacement	Reusable		NIBP Cuffs	Accessories	NIBP Cuff	Reusable NIBP Cuff	Replacement: Neonate (6-11 cm)"," Single Tube"," With Bladder"," Male Bayonet	NIBP Cuff"," Neonate (6-11 cm)"," Single Tube"," With Bladder"," Male Bayonet	1	6				Ultrasound Foetal Transducer - comp w/ Bionet - Uterine Contractions		Ultrasound Foetal Transducer - comp w/ Bionet - UC	Bionet "
"6013545	BP-10BS-W03P		BP-10BS-W03P	https://www.medten.com/product/1525	Replacement	Reusable		NIBP Cuffs	Accessories	NIBP Cuff	Reusable NIBP Cuff	Replacement: Neonate (6-11 cm)"," Single Tube"," With Bladder"," Reusable	NIBP Cuff"," Neonate (6-11 cm)"," Single Tube"," With Bladder"," Reusable	1	6				Ultrasound Foetal Transducer - comp w/ Bionet - Uterine Contractions		Ultrasound Foetal Transducer - comp w/ Bionet - UC	Bionet "
"6013563	BP-10BS-W10		BP-10BS-W10	https://www.medten.com/product/1526	Replacement	Reusable	Nihon Kohden	NIBP Cuffs	Accessories	Nihon Kohden NIBP Cuff	Reusable Nihon Kohden NIBP Cuff	Replacement: Neonate (6-11 cm)"," Single Tube"," With Bladder	Nihon Kohden NIBP Cuff"," Neonate (6-11 cm)"," Single Tube"," With Bladder	1	6				Ultrasound Foetal Transducer - comp w/ Bionet - Uterine Contractions		Ultrasound Foetal Transducer - comp w/ Bionet - UC	Bionet "
"6013554	BP-10BS-W08		BP-10BS-W08	https://www.medten.com/product/1528	Replacement	Reusable	BCI	NIBP Cuffs	Accessories	NIBP Cuff	Reusable NIBP Cuff	Replacement: Neonate (6-11 cm)"," Single Tube"," With Bladder"," Reusable	NIBP Cuff"," Neonate (6-11 cm)"," Single Tube"," With Bladder"," Reusable	1	6				Ultrasound Foetal Transducer - comp w/ Bionet - Uterine Contractions		Ultrasound Foetal Transducer - comp w/ Bionet - UC	Bionet "
"6013572	BP-10BS-W11		BP-10BS-W11	https://www.medten.com/product/1529	Replacement	Reusable		NIBP Cuffs	Accessories	NIBP Cuff	Reusable NIBP Cuff	Replacement: Neonate (6-11 cm)"," Single Tube"," With Bladder"," Reusable	NIBP Cuff"," Neonate (6-11 cm)"," Single Tube"," With Bladder"," Reusable	1	6				Ultrasound Foetal Transducer - comp w/ Bionet - Uterine Contractions		Ultrasound Foetal Transducer - comp w/ Bionet - UC	Bionet "
"6013527	BP-10ND		BP-10ND	https://www.medten.com/product/1530	Replacement	Reusable		NIBP Cuffs	Accessories	NIBP Cuff	Reusable NIBP Cuff	Replacement: Neonate (6-11 cm)"," Double Tube"," Without Bladder	NIBP Cuff"," Neonate (6-11 cm)"," Double Tube"," Without Bladder	1	6				Ultrasound Foetal Transducer - comp w/ Bionet - Uterine Contractions		Ultrasound Foetal Transducer - comp w/ Bionet - UC	Bionet "
"6013707	BP-10ND-W1011		BP-10ND-W1011	https://www.medten.com/product/1531	Replacement	Reusable		NIBP Cuffs	Accessories	NIBP Cuff	Reusable NIBP Cuff	Replacement: Neonate (6-11 cm)"," Double Tube"," Without Bladder"," Reusable	NIBP Cuff"," Neonate (6-11 cm)"," Double Tube"," Without Bladder"," Reusable	1	6				Ultrasound Foetal Transducer - comp w/ Bionet - Uterine Contractions		Ultrasound Foetal Transducer - comp w/ Bionet - UC	Bionet "
"6013698	BP-10ND-WD08		BP-10ND-WD08	https://www.medten.com/product/1532	Replacement	Reusable	GE Healthcare	NIBP Cuffs	Accessories	NIBP Cuff	Reusable NIBP Cuff	Replacement: Neonate (6-11 cm)"," Double Tube"," Without Bladder"," Reusable	NIBP Cuff"," Neonate (6-11 cm)"," Double Tube"," Without Bladder"," Reusable	1	6				Ultrasound Foetal Transducer - comp w/ Bionet - Uterine Contractions		Ultrasound Foetal Transducer - comp w/ Bionet - UC	Bionet "
"6013716	BP-10ND-WD11		BP-10ND-WD11	https://www.medten.com/product/1533	Replacement	Reusable	Welch Allyn	NIBP Cuffs	Accessories	NIBP Cuff	Reusable NIBP Cuff	Replacement: Neonate (6-11 cm)"," Double Tube"," Without Bladder"," Female Submin (11)"," Reusable	NIBP Cuff"," Neonate (6-11 cm)"," Double Tube"," Without Bladder"," Female Submin (11)"," Reusable	1	6				Ultrasound Foetal Transducer - comp w/ Bionet - Uterine Contractions		Ultrasound Foetal Transducer - comp w/ Bionet - UC	Bionet "
"6013518	BP-10NS		BP-10NS	https://www.medten.com/product/1534	Replacement	Reusable		NIBP Cuffs	Accessories	NIBP Cuff	Reusable NIBP Cuff	Replacement: Neonate (6-11 cm)"," Single Tube"," Without Bladder	NIBP Cuff"," Neonate (6-11 cm)"," Single Tube"," Without Bladder	1	6				Ultrasound Foetal Transducer - comp w/ Bionet - Uterine Contractions		Ultrasound Foetal Transducer - comp w/ Bionet - UC	Bionet "
"6013635	BP-10NS-W01M		BP-10NS-W01M	https://www.medten.com/product/1535	Replacement	Reusable		NIBP Cuffs	Accessories	NIBP Cuff	Reusable NIBP Cuff	Replacement: Neonate (6-11 cm)"," Single Tube"," Without Bladder	NIBP Cuff"," Neonate (6-11 cm)"," Single Tube"," Without Bladder	1	6				Ultrasound Foetal Transducer - comp w/ Bionet - Uterine Contractions		Ultrasound Foetal Transducer - comp w/ Bionet - UC	Bionet "
"6013644	BP-10NS-W03P		BP-10NS-W03P	https://www.medten.com/product/1536	Replacement	Reusable		NIBP Cuffs	Accessories	NIBP Cuff	Reusable NIBP Cuff	Replacement: Neonate (6-11 cm)"," Single Tube"," Without Bladder"," Reusable	NIBP Cuff"," Neonate (6-11 cm)"," Single Tube"," Without Bladder"," Reusable	1	6				Ultrasound Foetal Transducer - comp w/ Bionet - Uterine Contractions		Ultrasound Foetal Transducer - comp w/ Bionet - UC	Bionet "
"6013662	BP-10NS-W10		BP-10NS-W10	https://www.medten.com/product/1537	Replacement	Reusable		NIBP Cuffs	Accessories	NIBP Cuff	Reusable NIBP Cuff	Replacement: Neonate (6-11 cm)"," Single Tube"," Without Bladder"," Reusable	NIBP Cuff"," Neonate (6-11 cm)"," Single Tube"," Without Bladder"," Reusable	1	6				Ultrasound Foetal Transducer - comp w/ Bionet - Uterine Contractions		Ultrasound Foetal Transducer - comp w/ Bionet - UC	Bionet "
"6013653	BP-10NS-W08		BP-10NS-W08	https://www.medten.com/product/1538	Replacement	Reusable		NIBP Cuffs	Accessories	NIBP Cuff	Reusable NIBP Cuff	Replacement: Neonate (6-11 cm)"," Single Tube"," Without Bladder"," Reusable	NIBP Cuff"," Neonate (6-11 cm)"," Single Tube"," Without Bladder"," Reusable	1	6				Ultrasound Foetal Transducer - comp w/ Bionet - Uterine Contractions		Ultrasound Foetal Transducer - comp w/ Bionet - UC	Bionet "
"6013671	BP-10NS-W11		BP-10NS-W11	https://www.medten.com/product/1539	Replacement	Reusable		NIBP Cuffs	Accessories	NIBP Cuff	Reusable NIBP Cuff	Replacement: Neonate (6-11 cm)"," Single Tube"," Without Bladder"," Reusable	NIBP Cuff"," Neonate (6-11 cm)"," Single Tube"," Without Bladder"," Reusable	1	6				Ultrasound Foetal Transducer - comp w/ Bionet - Uterine Contractions		Ultrasound Foetal Transducer - comp w/ Bionet - UC	Bionet "
"6013510	BP-20BD		BP-20BD	https://www.medten.com/product/1540	Replacement	Reusable		NIBP Cuffs	Accessories	NIBP Cuff	Reusable NIBP Cuff	Replacement: Infant (8-13cm)"," Double Tube"," With Bladder	NIBP Cuff"," Infant (8-13cm)"," Double Tube"," With Bladder	1	6				Ultrasound Foetal Transducer - comp w/ Bionet - Uterine Contractions		Ultrasound Foetal Transducer - comp w/ Bionet - UC	Bionet "
"6013609	BP-20BD-W1011		BP-20BD-W1011	https://www.medten.com/product/1541	Replacement	Reusable		NIBP Cuffs	Accessories	NIBP Cuff	Reusable NIBP Cuff	Replacement: Infant (8-13cm)"," Double Tube"," With Bladder	NIBP Cuff"," Infant (8-13cm)"," Double Tube"," With Bladder	1	6				Ultrasound Foetal Transducer - comp w/ Bionet - Uterine Contractions		Ultrasound Foetal Transducer - comp w/ Bionet - UC	Bionet "
"6013618	BP-20BD-WD11		BP-20BD-WD11	https://www.medten.com/product/1542	Replacement	Reusable	GE Healthcare	NIBP Cuffs	Accessories	GE Healthcare NIBP Cuff 002200E	Reusable GE Healthcare NIBP Cuff 002200E	Replacement: Infant (8-13cm)"," Double Tube"," With Bladder	GE Healthcare NIBP Cuff 002200E"," Infant (8-13cm)"," Double Tube"," With Bladder	1	6				Ultrasound Foetal Transducer - comp w/ Bionet - Uterine Contractions		Ultrasound Foetal Transducer - comp w/ Bionet - UC	Bionet "
"6013501	BP-20BS		BP-20BS	https://www.medten.com/product/1543	Replacement	Reusable		NIBP Cuffs	Accessories	NIBP Cuff	Reusable NIBP Cuff	Replacement: Infant (8-13cm)"," Single Tube"," With Bladder	NIBP Cuff"," Infant (8-13cm)"," Single Tube"," With Bladder	1	6				Ultrasound Foetal Transducer - comp w/ Bionet - Uterine Contractions		Ultrasound Foetal Transducer - comp w/ Bionet - UC	Bionet "
"6013546	BP-20BS-W03P		BP-20BS-W03P	https://www.medten.com/product/1544	Replacement	Reusable		NIBP Cuffs	Accessories	NIBP Cuff	Reusable NIBP Cuff	Replacement: Infant (8-13cm)"," Single Tube"," With Bladder	NIBP Cuff"," Infant (8-13cm)"," Single Tube"," With Bladder	1	6				Ultrasound Foetal Transducer - comp w/ Bionet - Uterine Contractions		Ultrasound Foetal Transducer - comp w/ Bionet - UC	Bionet "
"6013564	BP-20BS-W10		BP-20BS-W10	https://www.medten.com/product/1545	Replacement	Reusable	Nihon Kohden	NIBP Cuffs	Accessories	Nihon Kohden NIBP Cuff YP-710T	Reusable Nihon Kohden NIBP Cuff YP-710T	Replacement: Infant (8-13cm)"," Single Tube"," With Bladder	Nihon Kohden NIBP Cuff YP-710T"," Infant (8-13cm)"," Single Tube"," With Bladder	1	6				Ultrasound Foetal Transducer - comp w/ Bionet - Uterine Contractions		Ultrasound Foetal Transducer - comp w/ Bionet - UC	Bionet "
"6013555	BP-20BS-W08		BP-20BS-W08	https://www.medten.com/product/1546	Replacement	Reusable	BCI	NIBP Cuffs	Accessories	NIBP Cuff	Reusable NIBP Cuff	Replacement: Infant (8-13cm)"," Single Tube"," With Bladder	NIBP Cuff"," Infant (8-13cm)"," Single Tube"," With Bladder	1	6				Ultrasound Foetal Transducer - comp w/ Bionet - Uterine Contractions		Ultrasound Foetal Transducer - comp w/ Bionet - UC	Bionet "
"6013573	BP-20BS-W11		BP-20BS-W11	https://www.medten.com/product/1548	Replacement	Reusable		NIBP Cuffs	Accessories	NIBP Cuff	Reusable NIBP Cuff	Replacement: Infant (8-13cm)"," Single Tube"," With Bladder	NIBP Cuff"," Infant (8-13cm)"," Single Tube"," With Bladder	1	6				Ultrasound Foetal Transducer - comp w/ Bionet - Uterine Contractions		Ultrasound Foetal Transducer - comp w/ Bionet - UC	Bionet "
"6013528	BP-20ND		BP-20ND	https://www.medten.com/product/1549	Replacement	Reusable		NIBP Cuffs	Accessories	NIBP Cuff	Reusable NIBP Cuff	Replacement: Infant (8-13cm)"," Double Tube"," Without Bladder	NIBP Cuff"," Infant (8-13cm)"," Double Tube"," Without Bladder	1	6				Ultrasound Foetal Transducer - comp w/ Bionet - Uterine Contractions		Ultrasound Foetal Transducer - comp w/ Bionet - UC	Bionet "
"6013708	BP-20ND-W1011		BP-20ND-W1011	https://www.medten.com/product/1550	Replacement	Reusable		NIBP Cuffs	Accessories	NIBP Cuff	Reusable NIBP Cuff	Replacement: Infant (8-13cm)"," Double Tube"," Without Bladder	NIBP Cuff"," Infant (8-13cm)"," Double Tube"," Without Bladder	1	6				Ultrasound Foetal Transducer - comp w/ Bionet - Uterine Contractions		Ultrasound Foetal Transducer - comp w/ Bionet - UC	Bionet "
"6013699	BP-20ND-WD08		BP-20ND-WD08	https://www.medten.com/product/1551	Replacement	Reusable	GE Healthcare	NIBP Cuffs	Accessories	NIBP Cuff	Reusable NIBP Cuff	Replacement: Infant (8-13cm)"," Double Tube"," Without Bladder	NIBP Cuff"," Infant (8-13cm)"," Double Tube"," Without Bladder	1	6				Ultrasound Foetal Transducer - comp w/ Bionet - Uterine Contractions		Ultrasound Foetal Transducer - comp w/ Bionet - UC	Bionet "
"6013717	BP-20ND-WD11		BP-20ND-WD11	https://www.medten.com/product/1552	Replacement	Reusable	GE Healthcare	NIBP Cuffs	Accessories	NIBP Cuff	Reusable NIBP Cuff	Replacement: Infant (8-13cm)"," Double Tube"," Without Bladder	NIBP Cuff"," Infant (8-13cm)"," Double Tube"," Without Bladder	1	6				Ultrasound Foetal Transducer - comp w/ Bionet - Uterine Contractions		Ultrasound Foetal Transducer - comp w/ Bionet - UC	Bionet "
"6013519	BP-20NS		BP-20NS	https://www.medten.com/product/1553	Replacement	Reusable		NIBP Cuffs	Accessories	NIBP Cuff	Reusable NIBP Cuff	Replacement: Infant (8-13cm)"," Single Tube"," Without Bladder	NIBP Cuff"," Infant (8-13cm)"," Single Tube"," Without Bladder	1	6				Ultrasound Foetal Transducer - comp w/ Bionet - Uterine Contractions		Ultrasound Foetal Transducer - comp w/ Bionet - UC	Bionet "
"6013636	BP-20NS-W01M		BP-20NS-W01M	https://www.medten.com/product/1554	Replacement	Reusable		NIBP Cuffs	Accessories	NIBP Cuff	Reusable NIBP Cuff	Replacement: Infant (8-13cm)"," Single Tube"," Without Bladder"," Male Bayonet	NIBP Cuff"," Infant (8-13cm)"," Single Tube"," Without Bladder"," Male Bayonet	1	6				Ultrasound Foetal Transducer - comp w/ Bionet - Uterine Contractions		Ultrasound Foetal Transducer - comp w/ Bionet - UC	Bionet "
"6013645	BP-20NS-W03P		BP-20NS-W03P	https://www.medten.com/product/1555	Replacement	Reusable		NIBP Cuffs	Accessories	NIBP Cuff	Reusable NIBP Cuff	Replacement: Infant (8-13cm)"," Single Tube"," Without Bladder	NIBP Cuff"," Infant (8-13cm)"," Single Tube"," Without Bladder	1	6				Ultrasound Foetal Transducer - comp w/ Bionet - Uterine Contractions		Ultrasound Foetal Transducer - comp w/ Bionet - UC	Bionet "
"6013663	BP-20NS-W10		BP-20NS-W10	https://www.medten.com/product/1556	Replacement	Reusable		NIBP Cuffs	Accessories	NIBP Cuff	Reusable NIBP Cuff	Replacement: Infant (8-13cm)"," Single Tube"," Without Bladder	NIBP Cuff"," Infant (8-13cm)"," Single Tube"," Without Bladder	1	6				Ultrasound Foetal Transducer - comp w/ Bionet - Uterine Contractions		Ultrasound Foetal Transducer - comp w/ Bionet - UC	Bionet "
"6013654	BP-20NS-W08		BP-20NS-W08	https://www.medten.com/product/1557	Replacement	Reusable		NIBP Cuffs	Accessories	NIBP Cuff	Reusable NIBP Cuff	Replacement: Infant (8-13cm)"," Single Tube"," Without Bladder	NIBP Cuff"," Infant (8-13cm)"," Single Tube"," Without Bladder	1	6				Ultrasound Foetal Transducer - comp w/ Bionet - Uterine Contractions		Ultrasound Foetal Transducer - comp w/ Bionet - UC	Bionet "
"6013672	BP-20NS-W11		BP-20NS-W11	https://www.medten.com/product/1558	Replacement	Reusable		NIBP Cuffs	Accessories	NIBP Cuff	Reusable NIBP Cuff	Replacement: Infant (8-13cm)"," Single Tube"," Without Bladder	NIBP Cuff"," Infant (8-13cm)"," Single Tube"," Without Bladder	1	6				Ultrasound Foetal Transducer - comp w/ Bionet - Uterine Contractions		Ultrasound Foetal Transducer - comp w/ Bionet - UC	Bionet "
"6013511	BP-30BD		BP-30BD	https://www.medten.com/product/1559	Replacement	Reusable		NIBP Cuffs	Accessories	NIBP Cuff	Reusable NIBP Cuff	Replacement: Pediatric (12-19cm)"," Double Tube"," With Bladder	NIBP Cuff"," Pediatric (12-19cm)"," Double Tube"," With Bladder	1	6				Ultrasound Foetal Transducer - comp w/ Bionet - Uterine Contractions		Ultrasound Foetal Transducer - comp w/ Bionet - UC	Bionet "
"6013610	BP-30BD-W1011		BP-30BD-W1011	https://www.medten.com/product/1560	Replacement	Reusable	GE Healthcare	NIBP Cuffs	Accessories	NIBP Cuff	Reusable NIBP Cuff	Replacement: Pediatric (12-19cm)"," Double Tube"," With Bladder	NIBP Cuff"," Pediatric (12-19cm)"," Double Tube"," With Bladder	1	6				Ultrasound Foetal Transducer - comp w/ Bionet - Uterine Contractions		Ultrasound Foetal Transducer - comp w/ Bionet - UC	Bionet "
"6013619	BP-30BD-WD11		BP-30BD-WD11	https://www.medten.com/product/1561	Replacement	Reusable	GE Healthcare	NIBP Cuffs	Accessories	NIBP Cuff	Reusable NIBP Cuff	Replacement: Pediatric (13.8-21.5cm)"," Double Tube"," With Bladder"," Reusable	NIBP Cuff"," Pediatric (13.8-21.5cm)"," Double Tube"," With Bladder"," Reusable	1	6				Ultrasound Foetal Transducer - comp w/ Bionet - Uterine Contractions		Ultrasound Foetal Transducer - comp w/ Bionet - UC	Bionet "
"6013502	BP-30BS		BP-30BS	https://www.medten.com/product/1562	Replacement	Reusable		NIBP Cuffs	Accessories	NIBP Cuff	Reusable NIBP Cuff	Replacement: Pediatric (12-19cm)"," Single Tube"," With Bladder	NIBP Cuff"," Pediatric (12-19cm)"," Single Tube"," With Bladder	1	6				Ultrasound Foetal Transducer - comp w/ Bionet - Uterine Contractions		Ultrasound Foetal Transducer - comp w/ Bionet - UC	Bionet "
"6013547	BP-30BS-W03P		BP-30BS-W03P	https://www.medten.com/product/1563	Replacement	Reusable		NIBP Cuffs	Accessories	NIBP Cuff	Reusable NIBP Cuff	Replacement: Pediatric (13.8-21.5cm)"," Single Tube"," With Bladder"," Reusable	NIBP Cuff"," Pediatric (13.8-21.5cm)"," Single Tube"," With Bladder"," Reusable	1	6				Ultrasound Foetal Transducer - comp w/ Bionet - Uterine Contractions		Ultrasound Foetal Transducer - comp w/ Bionet - UC	Bionet "
"6013565	BP-30BS-W10		BP-30BS-W10	https://www.medten.com/product/1564	Replacement	Reusable	Nihon Kohden	NIBP Cuffs	Accessories	Nihon Kohden NIBP Cuff YP-711T	Reusable Nihon Kohden NIBP Cuff YP-711T	Replacement: Pediatric (12-19cm)"," Single Tube"," With Bladder	Nihon Kohden NIBP Cuff YP-711T"," Pediatric (12-19cm)"," Single Tube"," With Bladder	1	6				Ultrasound Foetal Transducer - comp w/ Bionet - Uterine Contractions		Ultrasound Foetal Transducer - comp w/ Bionet - UC	Bionet "
"6013556	BP-30BS-W08		BP-30BS-W08	https://www.medten.com/product/1565	Replacement	Reusable		NIBP Cuffs	Accessories	NIBP Cuff	Reusable NIBP Cuff	Replacement: Pediatric (12-19cm)"," Single Tube"," With Bladder"," Male Screw	NIBP Cuff"," Pediatric (12-19cm)"," Single Tube"," With Bladder"," Male Screw	1	6				Ultrasound Foetal Transducer - comp w/ Bionet - Uterine Contractions		Ultrasound Foetal Transducer - comp w/ Bionet - UC	Bionet "
"6013574	BP-30BS-W11		BP-30BS-W11	https://www.medten.com/product/1567	Replacement	Reusable		NIBP Cuffs	Accessories	NIBP Cuff	Reusable NIBP Cuff	Replacement: Pediatric (13.8-21.5cm)"," Single Tube"," With Bladder"," Reusable	NIBP Cuff"," Pediatric (13.8-21.5cm)"," Single Tube"," With Bladder"," Reusable	1	6				Ultrasound Foetal Transducer - comp w/ Bionet - Uterine Contractions		Ultrasound Foetal Transducer - comp w/ Bionet - UC	Bionet "
"6013529	BP-30ND		BP-30ND	https://www.medten.com/product/1568	Replacement	Reusable		NIBP Cuffs	Accessories	NIBP Cuff	Reusable NIBP Cuff	Replacement: Pediatric (12-19cm)"," Double Tube"," Without Bladder	NIBP Cuff"," Pediatric (12-19cm)"," Double Tube"," Without Bladder	1	6				Ultrasound Foetal Transducer - comp w/ Bionet - Uterine Contractions		Ultrasound Foetal Transducer - comp w/ Bionet - UC	Bionet "
"6013709	BP-30ND-W1011		BP-30ND-W1011	https://www.medten.com/product/1569	Replacement	Reusable	GE Healthcare	NIBP Cuffs	Accessories	NIBP Cuff	Reusable NIBP Cuff	Replacement: Pediatric (13.8-21.5cm)"," Double Tube"," Without Bladder"," Reusable	NIBP Cuff"," Pediatric (13.8-21.5cm)"," Double Tube"," Without Bladder"," Reusable	1	6				Ultrasound Foetal Transducer - comp w/ Bionet - Uterine Contractions		Ultrasound Foetal Transducer - comp w/ Bionet - UC	Bionet "
"6013700	BP-30ND-WD08		BP-30ND-WD08	https://www.medten.com/product/1570	Replacement	Reusable	GE Healthcare	NIBP Cuffs	Accessories	NIBP Cuff	Reusable NIBP Cuff	Replacement: Pediatric (13.8-21.5cm)"," Double Tube"," Without Bladder"," Reusable	NIBP Cuff"," Pediatric (13.8-21.5cm)"," Double Tube"," Without Bladder"," Reusable	1	6				Ultrasound Foetal Transducer - comp w/ Bionet - Uterine Contractions		Ultrasound Foetal Transducer - comp w/ Bionet - UC	Bionet "
"6013718	BP-30ND-WD11		BP-30ND-WD11	https://www.medten.com/product/1571	Replacement	Reusable	GE Healthcare	NIBP Cuffs	Accessories	GE Healthcare NIBP Cuff 002201E	Reusable GE Healthcare NIBP Cuff 002201E	Replacement: Pediatric (13.8-21.5cm)"," Double Tube"," Without Bladder"," Reusable	GE Healthcare NIBP Cuff 002201E"," Pediatric (13.8-21.5cm)"," Double Tube"," Without Bladder"," Reusable	1	6				Ultrasound Foetal Transducer - comp w/ Bionet - Uterine Contractions		Ultrasound Foetal Transducer - comp w/ Bionet - UC	Bionet "
"6013520	BP-30NS		BP-30NS	https://www.medten.com/product/1572	Replacement	Reusable		NIBP Cuffs	Accessories	NIBP Cuff	Reusable NIBP Cuff	Replacement: Pediatric (12-19cm)"," Single Tube"," Without Bladder	NIBP Cuff"," Pediatric (12-19cm)"," Single Tube"," Without Bladder	1	6				Ultrasound Foetal Transducer - comp w/ Bionet - Uterine Contractions		Ultrasound Foetal Transducer - comp w/ Bionet - UC	Bionet "
"6013637	BP-30NS-W01M		BP-30NS-W01M	https://www.medten.com/product/1573	Replacement	Reusable		NIBP Cuffs	Accessories	NIBP Cuff	Reusable NIBP Cuff	Replacement: Pediatric (12-19cm)"," Single Tube"," Without Bladder	NIBP Cuff"," Pediatric (12-19cm)"," Single Tube"," Without Bladder	1	6				Ultrasound Foetal Transducer - comp w/ Bionet - Uterine Contractions		Ultrasound Foetal Transducer - comp w/ Bionet - UC	Bionet "
"6013646	BP-30NS-W03P		BP-30NS-W03P	https://www.medten.com/product/1574	Replacement	Reusable		NIBP Cuffs	Accessories	NIBP Cuff	Reusable NIBP Cuff	Replacement: Pediatric (13.8-21.5cm)"," Single Tube"," Without Bladder"," Reusable	NIBP Cuff"," Pediatric (13.8-21.5cm)"," Single Tube"," Without Bladder"," Reusable	1	6				Ultrasound Foetal Transducer - comp w/ Bionet - Uterine Contractions		Ultrasound Foetal Transducer - comp w/ Bionet - UC	Bionet "
"6013664	BP-30NS-W10		BP-30NS-W10	https://www.medten.com/product/1575	Replacement	Reusable		NIBP Cuffs	Accessories	NIBP Cuff	Reusable NIBP Cuff	Replacement: Pediatric (13.8-21.5cm)"," Single Tube"," Without Bladder"," Reusable	NIBP Cuff"," Pediatric (13.8-21.5cm)"," Single Tube"," Without Bladder"," Reusable	1	6				Ultrasound Foetal Transducer - comp w/ Bionet - Uterine Contractions		Ultrasound Foetal Transducer - comp w/ Bionet - UC	Bionet "
"6013655	BP-30NS-W08		BP-30NS-W08	https://www.medten.com/product/1576	Replacement	Reusable		NIBP Cuffs	Accessories	NIBP Cuff	Reusable NIBP Cuff	Replacement: Pediatric (13.8-21.5cm)"," Single Tube"," Without Bladder"," Reusable	NIBP Cuff"," Pediatric (13.8-21.5cm)"," Single Tube"," Without Bladder"," Reusable	1	6				Ultrasound Foetal Transducer - comp w/ Bionet - Uterine Contractions		Ultrasound Foetal Transducer - comp w/ Bionet - UC	Bionet "
"6013673	BP-30NS-W11		BP-30NS-W11	https://www.medten.com/product/1577	Replacement	Reusable		NIBP Cuffs	Accessories	NIBP Cuff	Reusable NIBP Cuff	Replacement: Pediatric (13.8-21.5cm)"," Single Tube"," Without Bladder"," Reusable	NIBP Cuff"," Pediatric (13.8-21.5cm)"," Single Tube"," Without Bladder"," Reusable	1	6				Ultrasound Foetal Transducer - comp w/ Bionet - Uterine Contractions		Ultrasound Foetal Transducer - comp w/ Bionet - UC	Bionet "
"6013512	BP-40BD		BP-40BD	https://www.medten.com/product/1578	Replacement	Reusable		NIBP Cuffs	Accessories	NIBP Cuff	Reusable NIBP Cuff	Replacement: Small adult (17-25cm)"," Double Tube"," With Bladder	NIBP Cuff"," Small adult (17-25cm)"," Double Tube"," With Bladder	1	6				Ultrasound Foetal Transducer - comp w/ Bionet - Uterine Contractions		Ultrasound Foetal Transducer - comp w/ Bionet - UC	Bionet "
"6013611	BP-40BD-W1011		BP-40BD-W1011	https://www.medten.com/product/1579	Replacement	Reusable	GE Healthcare	NIBP Cuffs	Accessories	NIBP Cuff	Reusable NIBP Cuff	Replacement: Small adult (17-25cm)"," Double Tube"," With Bladder	NIBP Cuff"," Small adult (17-25cm)"," Double Tube"," With Bladder	1	6				Ultrasound Foetal Transducer - comp w/ Bionet - Uterine Contractions		Ultrasound Foetal Transducer - comp w/ Bionet - UC	Bionet "
"6013620	BP-40BD-WD11		BP-40BD-WD11	https://www.medten.com/product/1580	Replacement	Reusable	GE Healthcare	NIBP Cuffs	Accessories	GE Healthcare NIBP Cuff 002202E	Reusable GE Healthcare NIBP Cuff 002202E	Replacement: Small adult (20.5-28.5cm)"," Double Tube"," With Bladder"," Reusable	GE Healthcare NIBP Cuff 002202E"," Small adult (20.5-28.5cm)"," Double Tube"," With Bladder"," Reusable	1	6				Ultrasound Foetal Transducer - comp w/ Bionet - Uterine Contractions		Ultrasound Foetal Transducer - comp w/ Bionet - UC	Bionet "
"6013503	BP-40BS		BP-40BS	https://www.medten.com/product/1581	Replacement	Reusable		NIBP Cuffs	Accessories	NIBP Cuff	Reusable NIBP Cuff	Replacement: Small adult (17-25cm)"," Single Tube"," With Bladder	NIBP Cuff"," Small adult (17-25cm)"," Single Tube"," With Bladder	1	6				Ultrasound Foetal Transducer - comp w/ Bionet - Uterine Contractions		Ultrasound Foetal Transducer - comp w/ Bionet - UC	Bionet "
"6013548	BP-40BS-W03P		BP-40BS-W03P	https://www.medten.com/product/1582	Replacement	Reusable		NIBP Cuffs	Accessories	NIBP Cuff	Reusable NIBP Cuff	Replacement: Small adult (20.5-28.5cm)"," Single Tube"," With Bladder"," Reusable	NIBP Cuff"," Small adult (20.5-28.5cm)"," Single Tube"," With Bladder"," Reusable	1	6				Ultrasound Foetal Transducer - comp w/ Bionet - Uterine Contractions		Ultrasound Foetal Transducer - comp w/ Bionet - UC	Bionet "
"6013566	BP-40BS-W10		BP-40BS-W10	https://www.medten.com/product/1583	Replacement	Reusable	Nihon Kohden	NIBP Cuffs	Accessories	Nihon Kohden NIBP Cuff YP-712T	Reusable Nihon Kohden NIBP Cuff YP-712T	Replacement: Small adult (17-25cm)"," Single Tube"," With Bladder	Nihon Kohden NIBP Cuff YP-712T"," Small adult (17-25cm)"," Single Tube"," With Bladder	1	6				Ultrasound Foetal Transducer - comp w/ Bionet - Uterine Contractions		Ultrasound Foetal Transducer - comp w/ Bionet - UC	Bionet "
"6013557	BP-40BS-W08		BP-40BS-W08	https://www.medten.com/product/1584	Replacement	Reusable	BCI	NIBP Cuffs	Accessories	NIBP Cuff	Reusable NIBP Cuff	Replacement: Small adult (20.5-28.5cm)"," Single Tube"," With Bladder"," Reusable	NIBP Cuff"," Small adult (20.5-28.5cm)"," Single Tube"," With Bladder"," Reusable	1	6				Ultrasound Foetal Transducer - comp w/ Bionet - Uterine Contractions		Ultrasound Foetal Transducer - comp w/ Bionet - UC	Bionet "
"6013575	BP-40BS-W11		BP-40BS-W11	https://www.medten.com/product/1585	Replacement	Reusable		NIBP Cuffs	Accessories	NIBP Cuff	Reusable NIBP Cuff	Replacement: Small adult (20.5-28.5cm)"," Single Tube"," With Bladder"," Reusable	NIBP Cuff"," Small adult (20.5-28.5cm)"," Single Tube"," With Bladder"," Reusable	1	6				Ultrasound Foetal Transducer - comp w/ Bionet - Uterine Contractions		Ultrasound Foetal Transducer - comp w/ Bionet - UC	Bionet "
"6013530	BP-40ND		BP-40ND	https://www.medten.com/product/1586	Replacement	Reusable		NIBP Cuffs	Accessories	NIBP Cuff	Reusable NIBP Cuff	Replacement: Small adult (17-25cm)"," Double Tube"," Without Bladder	NIBP Cuff"," Small adult (17-25cm)"," Double Tube"," Without Bladder	1	6				Ultrasound Foetal Transducer - comp w/ Bionet - Uterine Contractions		Ultrasound Foetal Transducer - comp w/ Bionet - UC	Bionet "
"6013710	BP-40ND-W1011		BP-40ND-W1011	https://www.medten.com/product/1587	Replacement	Reusable	GE Healthcare	NIBP Cuffs	Accessories	NIBP Cuff	Reusable NIBP Cuff	Replacement: Small adult (20.5-28.5cm)"," Double Tube"," Without Bladder"," Reusable	NIBP Cuff"," Small adult (20.5-28.5cm)"," Double Tube"," Without Bladder"," Reusable	1	6				Ultrasound Foetal Transducer - comp w/ Bionet - Uterine Contractions		Ultrasound Foetal Transducer - comp w/ Bionet - UC	Bionet "
"6013701	BP-40ND-WD08		BP-40ND-WD08	https://www.medten.com/product/1588	Replacement	Reusable	GE Healthcare	NIBP Cuffs	Accessories	NIBP Cuff	Reusable NIBP Cuff	Replacement: Small adult (17-25cm)"," Double Tube"," Without Bladder	NIBP Cuff"," Small adult (17-25cm)"," Double Tube"," Without Bladder	1	6				Ultrasound Foetal Transducer - comp w/ Bionet - Uterine Contractions		Ultrasound Foetal Transducer - comp w/ Bionet - UC	Bionet "
"6013719	BP-40ND-WD11		BP-40ND-WD11	https://www.medten.com/product/1589	Replacement	Reusable	GE Healthcare	NIBP Cuffs	Accessories	GE Healthcare NIBP Cuff 002202E	Reusable GE Healthcare NIBP Cuff 002202E	Replacement: Small adult (20.5-28.5cm)"," Double Tube"," Without Bladder"," Reusable	GE Healthcare NIBP Cuff 002202E"," Small adult (20.5-28.5cm)"," Double Tube"," Without Bladder"," Reusable	1	6				Ultrasound Foetal Transducer - comp w/ Bionet - Uterine Contractions		Ultrasound Foetal Transducer - comp w/ Bionet - UC	Bionet "
"6013521	BP-40NS		BP-40NS	https://www.medten.com/product/1590	Replacement	Reusable		NIBP Cuffs	Accessories	NIBP Cuff	Reusable NIBP Cuff	Replacement: Small adult (17-25cm)"," Single Tube"," Without Bladder	NIBP Cuff"," Small adult (17-25cm)"," Single Tube"," Without Bladder	1	6				Ultrasound Foetal Transducer - comp w/ Bionet - Uterine Contractions		Ultrasound Foetal Transducer - comp w/ Bionet - UC	Bionet "
"6013638	BP-40NS-W01M		BP-40NS-W01M	https://www.medten.com/product/1591	Replacement	Reusable		NIBP Cuffs	Accessories	NIBP Cuff	Reusable NIBP Cuff	Replacement: Small adult (17-25cm)"," Single Tube"," Without Bladder"," Male Bayonet	NIBP Cuff"," Small adult (17-25cm)"," Single Tube"," Without Bladder"," Male Bayonet	1	6				Ultrasound Foetal Transducer - comp w/ Bionet - Uterine Contractions		Ultrasound Foetal Transducer - comp w/ Bionet - UC	Bionet "
"6013647	BP-40NS-W03P		BP-40NS-W03P	https://www.medten.com/product/1592	Replacement	Reusable		NIBP Cuffs	Accessories	NIBP Cuff	Reusable NIBP Cuff	Replacement: Small adult (20.5-28.5cm)"," Single Tube"," Without Bladder"," Reusable	NIBP Cuff"," Small adult (20.5-28.5cm)"," Single Tube"," Without Bladder"," Reusable	1	6				Ultrasound Foetal Transducer - comp w/ Bionet - Uterine Contractions		Ultrasound Foetal Transducer - comp w/ Bionet - UC	Bionet "
"6013665	BP-40NS-W10		BP-40NS-W10	https://www.medten.com/product/1593	Replacement	Reusable		NIBP Cuffs	Accessories	NIBP Cuff	Reusable NIBP Cuff	Replacement: Small adult (20.5-28.5cm)"," Single Tube"," Without Bladder"," Reusable	NIBP Cuff"," Small adult (20.5-28.5cm)"," Single Tube"," Without Bladder"," Reusable	1	6				Ultrasound Foetal Transducer - comp w/ Bionet - Uterine Contractions		Ultrasound Foetal Transducer - comp w/ Bionet - UC	Bionet "
"6013656	BP-40NS-W08		BP-40NS-W08	https://www.medten.com/product/1594	Replacement	Reusable		NIBP Cuffs	Accessories	NIBP Cuff	Reusable NIBP Cuff	Replacement: Small adult (20.5-28.5cm)"," Single Tube"," Without Bladder"," Reusable	NIBP Cuff"," Small adult (20.5-28.5cm)"," Single Tube"," Without Bladder"," Reusable	1	6				Ultrasound Foetal Transducer - comp w/ Bionet - Uterine Contractions		Ultrasound Foetal Transducer - comp w/ Bionet - UC	Bionet "
"6013674	BP-40NS-W11		BP-40NS-W11	https://www.medten.com/product/1595	Replacement	Reusable		NIBP Cuffs	Accessories	NIBP Cuff	Reusable NIBP Cuff	Replacement: Small adult (20.5-28.5cm)"," Single Tube"," Without Bladder"," Reusable	NIBP Cuff"," Small adult (20.5-28.5cm)"," Single Tube"," Without Bladder"," Reusable	1	6				Ultrasound Foetal Transducer - comp w/ Bionet - Uterine Contractions		Ultrasound Foetal Transducer - comp w/ Bionet - UC	Bionet "
"6013513	BP-50BD		BP-50BD	https://www.medten.com/product/1596	Replacement	Reusable		NIBP Cuffs	Accessories	NIBP Cuff	Reusable NIBP Cuff	Replacement: Adult (23-33cm)"," Double Tube"," With Bladder	NIBP Cuff"," Adult (23-33cm)"," Double Tube"," With Bladder	1	6				Ultrasound Foetal Transducer - comp w/ Bionet - Uterine Contractions		Ultrasound Foetal Transducer - comp w/ Bionet - UC	Bionet "
"6013612	BP-50BD-W1011		BP-50BD-W1011	https://www.medten.com/product/1597	Replacement	Reusable	Critikon	NIBP Cuffs	Accessories	NIBP Cuff	Reusable NIBP Cuff	Replacement: Adult (23-33cm)"," Double Tube"," With Bladder	NIBP Cuff"," Adult (23-33cm)"," Double Tube"," With Bladder	1	6				Ultrasound Foetal Transducer - comp w/ Bionet - Uterine Contractions		Ultrasound Foetal Transducer - comp w/ Bionet - UC	Bionet "
"6013621	BP-50BD-WD11		BP-50BD-WD11	https://www.medten.com/product/1598	Replacement	Reusable	GE Healthcare	NIBP Cuffs	Accessories	GE Healthcare NIBP Cuff 002206E	Reusable GE Healthcare NIBP Cuff 002206E	Replacement: Adult (23-33cm)"," Double Tube"," With Bladder"," Female Submin	GE Healthcare NIBP Cuff 002206E"," Adult (23-33cm)"," Double Tube"," With Bladder"," Female Submin	1	6				Ultrasound Foetal Transducer - comp w/ Bionet - Uterine Contractions		Ultrasound Foetal Transducer - comp w/ Bionet - UC	Bionet "
"6013504	BP-50BS		BP-50BS	https://www.medten.com/product/1599	Replacement	Reusable		NIBP Cuffs	Accessories	NIBP Cuff	Reusable NIBP Cuff	Replacement: Adult (23-33cm)"," Single Tube"," With Bladder"," without Connector	NIBP Cuff"," Adult (23-33cm)"," Single Tube"," With Bladder"," without Connector	1	6				Ultrasound Foetal Transducer - comp w/ Bionet - Uterine Contractions		Ultrasound Foetal Transducer - comp w/ Bionet - UC	Bionet "
"6013549	BP-50BS-W03P		BP-50BS-W03P	https://www.medten.com/product/1600	Replacement	Reusable		NIBP Cuffs	Accessories	NIBP Cuff	Reusable NIBP Cuff	Replacement: Adult (27.5-36.5cm)"," Single Tube"," With Bladder"," Reusable	NIBP Cuff"," Adult (27.5-36.5cm)"," Single Tube"," With Bladder"," Reusable	1	6				Ultrasound Foetal Transducer - comp w/ Bionet - Uterine Contractions		Ultrasound Foetal Transducer - comp w/ Bionet - UC	Bionet "
"6013567	BP-50BS-W10		BP-50BS-W10	https://www.medten.com/product/1601	Replacement	Reusable	Nihon Kohden	NIBP Cuffs	Accessories	Nihon Kohden NIBP Cuff YP-713T	Reusable Nihon Kohden NIBP Cuff YP-713T	Replacement: Adult (23-33cm)"," Single Tube"," With Bladder	Nihon Kohden NIBP Cuff YP-713T"," Adult (23-33cm)"," Single Tube"," With Bladder	1	6				Ultrasound Foetal Transducer - comp w/ Bionet - Uterine Contractions		Ultrasound Foetal Transducer - comp w/ Bionet - UC	Bionet "
"6013558	BP-50BS-W08		BP-50BS-W08	https://www.medten.com/product/1602	Replacement	Reusable	BCI	NIBP Cuffs	Accessories	NIBP Cuff	Reusable NIBP Cuff	Replacement: Adult (27.5-36.5cm)"," Single Tube"," With Bladder"," Reusable	NIBP Cuff"," Adult (27.5-36.5cm)"," Single Tube"," With Bladder"," Reusable	1	6				Ultrasound Foetal Transducer - comp w/ Bionet - Uterine Contractions		Ultrasound Foetal Transducer - comp w/ Bionet - UC	Bionet "
"6013576	BP-50BS-W11		BP-50BS-W11	https://www.medten.com/product/1604	Replacement	Reusable		NIBP Cuffs	Accessories	NIBP Cuff	Reusable NIBP Cuff	Replacement: Adult (23-33cm)"," Single Tube"," With Bladder	NIBP Cuff"," Adult (23-33cm)"," Single Tube"," With Bladder	1	6				Ultrasound Foetal Transducer - comp w/ Bionet - Uterine Contractions		Ultrasound Foetal Transducer - comp w/ Bionet - UC	Bionet "
"6013531	BP-50ND		BP-50ND	https://www.medten.com/product/1605	Replacement	Reusable		NIBP Cuffs	Accessories	NIBP Cuff	Reusable NIBP Cuff	Replacement: Adult (23-33cm)"," Double Tube"," Without Bladder	NIBP Cuff"," Adult (23-33cm)"," Double Tube"," Without Bladder	1	6				Ultrasound Foetal Transducer - comp w/ Bionet - Uterine Contractions		Ultrasound Foetal Transducer - comp w/ Bionet - UC	Bionet "
"6013711	BP-50ND-W1011		BP-50ND-W1011	https://www.medten.com/product/1606	Replacement	Reusable	GE Healthcare	NIBP Cuffs	Accessories	NIBP Cuff	Reusable NIBP Cuff	Replacement: Adult (23-33cm)"," Double Tube"," Without Bladder	NIBP Cuff"," Adult (23-33cm)"," Double Tube"," Without Bladder	1	6				Ultrasound Foetal Transducer - comp w/ Bionet - Uterine Contractions		Ultrasound Foetal Transducer - comp w/ Bionet - UC	Bionet "
"6013702	BP-50ND-WD08		BP-50ND-WD08	https://www.medten.com/product/1607	Replacement	Reusable	GE Healthcare	NIBP Cuffs	Accessories	NIBP Cuff	Reusable NIBP Cuff	Replacement: Adult (27.5-36.5cm)"," Double Tube"," Without Bladder"," Reusable	NIBP Cuff"," Adult (27.5-36.5cm)"," Double Tube"," Without Bladder"," Reusable	1	6				Ultrasound Foetal Transducer - comp w/ Bionet - Uterine Contractions		Ultrasound Foetal Transducer - comp w/ Bionet - UC	Bionet "
"6013720	BP-50ND-WD11		BP-50ND-WD11	https://www.medten.com/product/1608	Replacement	Reusable	GE Healthcare	NIBP Cuffs	Accessories	GE Healthcare NIBP Cuff 002206E	Reusable GE Healthcare NIBP Cuff 002206E	Replacement: Adult (27.5-36.5cm)"," Double Tube"," Without Bladder"," Reusable	GE Healthcare NIBP Cuff 002206E"," Adult (27.5-36.5cm)"," Double Tube"," Without Bladder"," Reusable	1	6				Ultrasound Foetal Transducer - comp w/ Bionet - Uterine Contractions		Ultrasound Foetal Transducer - comp w/ Bionet - UC	Bionet "
"6013522	BP-50NS		BP-50NS	https://www.medten.com/product/1609	Replacement	Reusable		NIBP Cuffs	Accessories	NIBP Cuff	Reusable NIBP Cuff	Replacement: Adult (23-33cm)"," Single Tube"," Without Bladder	NIBP Cuff"," Adult (23-33cm)"," Single Tube"," Without Bladder	1	6				Ultrasound Foetal Transducer - comp w/ Bionet - Uterine Contractions		Ultrasound Foetal Transducer - comp w/ Bionet - UC	Bionet "
"6013639	BP-50NS-W01M		BP-50NS-W01M	https://www.medten.com/product/1610	Replacement	Reusable		NIBP Cuffs	Accessories	NIBP Cuff	Reusable NIBP Cuff	Replacement: Adult (23-33cm)"," Single Tube"," Without Bladder"," Male Bayonet	NIBP Cuff"," Adult (23-33cm)"," Single Tube"," Without Bladder"," Male Bayonet	1	6				Ultrasound Foetal Transducer - comp w/ Bionet - Uterine Contractions		Ultrasound Foetal Transducer - comp w/ Bionet - UC	Bionet "
"6013648	BP-50NS-W03P		BP-50NS-W03P	https://www.medten.com/product/1611	Replacement	Reusable		NIBP Cuffs	Accessories	NIBP Cuff	Reusable NIBP Cuff	Replacement: Adult (27.5-36.5cm)"," Single Tube"," Without Bladder"," Reusable	NIBP Cuff"," Adult (27.5-36.5cm)"," Single Tube"," Without Bladder"," Reusable	1	6				Ultrasound Foetal Transducer - comp w/ Bionet - Uterine Contractions		Ultrasound Foetal Transducer - comp w/ Bionet - UC	Bionet "
"6013666	BP-50NS-W10		BP-50NS-W10	https://www.medten.com/product/1612	Replacement	Reusable		NIBP Cuffs	Accessories	NIBP Cuff	Reusable NIBP Cuff	Replacement: Adult (27.5-36.5cm)"," Single Tube"," Without Bladder"," Reusable	NIBP Cuff"," Adult (27.5-36.5cm)"," Single Tube"," Without Bladder"," Reusable	1	6				Ultrasound Foetal Transducer - comp w/ Bionet - Uterine Contractions		Ultrasound Foetal Transducer - comp w/ Bionet - UC	Bionet "
"6013657	BP-50NS-W08		BP-50NS-W08	https://www.medten.com/product/1613	Replacement	Reusable		NIBP Cuffs	Accessories	NIBP Cuff	Reusable NIBP Cuff	Replacement: Adult (27.5-36.5cm)"," Single Tube"," Without Bladder"," Reusable	NIBP Cuff"," Adult (27.5-36.5cm)"," Single Tube"," Without Bladder"," Reusable	1	6				Ultrasound Foetal Transducer - comp w/ Bionet - Uterine Contractions		Ultrasound Foetal Transducer - comp w/ Bionet - UC	Bionet "
"6013675	BP-50NS-W11		BP-50NS-W11	https://www.medten.com/product/1614	Replacement	Reusable		NIBP Cuffs	Accessories	NIBP Cuff	Reusable NIBP Cuff	Replacement: Adult (27.5-36.5cm)"," Single Tube"," Without Bladder"," Reusable	NIBP Cuff"," Adult (27.5-36.5cm)"," Single Tube"," Without Bladder"," Reusable	1	6				Ultrasound Foetal Transducer - comp w/ Bionet - Uterine Contractions		Ultrasound Foetal Transducer - comp w/ Bionet - UC	Bionet "
"6013514	BP-60BD		BP-60BD	https://www.medten.com/product/1615	Replacement	Reusable		NIBP Cuffs	Accessories	NIBP Cuff	Reusable NIBP Cuff	Replacement: Adult extra long (23-46cm)"," Double Tube"," With Bladder	NIBP Cuff"," Adult extra long (23-46cm)"," Double Tube"," With Bladder	1	6				Ultrasound Foetal Transducer - comp w/ Bionet - Uterine Contractions		Ultrasound Foetal Transducer - comp w/ Bionet - UC	Bionet "
"6013613	BP-60BD-W1011		BP-60BD-W1011	https://www.medten.com/product/1616	Replacement	Reusable	GE Healthcare	NIBP Cuffs	Accessories	NIBP Cuff	Reusable NIBP Cuff	Replacement: Adult extra long (23-46cm)"," Double Tube"," With Bladder	NIBP Cuff"," Adult extra long (23-46cm)"," Double Tube"," With Bladder	1	6				Ultrasound Foetal Transducer - comp w/ Bionet - Uterine Contractions		Ultrasound Foetal Transducer - comp w/ Bionet - UC	Bionet "
"6013622	BP-60BD-WD11		BP-60BD-WD11	https://www.medten.com/product/1617	Replacement	Reusable	Welch Allyn	NIBP Cuffs	Accessories	NIBP Cuff	Reusable NIBP Cuff	Replacement: Adult extra long (23-46cm)"," Double Tube"," With Bladder	NIBP Cuff"," Adult extra long (23-46cm)"," Double Tube"," With Bladder	1	6				Ultrasound Foetal Transducer - comp w/ Bionet - Uterine Contractions		Ultrasound Foetal Transducer - comp w/ Bionet - UC	Bionet "
"6013505	BP-60BS		BP-60BS	https://www.medten.com/product/1618	Replacement	Reusable		NIBP Cuffs	Accessories	NIBP Cuff	Reusable NIBP Cuff	Replacement: Adult extra long (23-46cm)"," Single Tube"," With Bladder	NIBP Cuff"," Adult extra long (23-46cm)"," Single Tube"," With Bladder	1	6				Ultrasound Foetal Transducer - comp w/ Bionet - Uterine Contractions		Ultrasound Foetal Transducer - comp w/ Bionet - UC	Bionet "
"6013550	BP-60BS-W03P		BP-60BS-W03P	https://www.medten.com/product/1619	Replacement	Reusable		NIBP Cuffs	Accessories	NIBP Cuff	Reusable NIBP Cuff	Replacement: Adult extra long (27.5-49.5cm)"," Single Tube"," With Bladder"," Reusable	NIBP Cuff"," Adult extra long (27.5-49.5cm)"," Single Tube"," With Bladder"," Reusable	1	6				Ultrasound Foetal Transducer - comp w/ Bionet - Uterine Contractions		Ultrasound Foetal Transducer - comp w/ Bionet - UC	Bionet "
"6013568	BP-60BS-W10		BP-60BS-W10	https://www.medten.com/product/1620	Replacement	Reusable	Nihon Kohden	NIBP Cuffs	Accessories	Nihon Kohden NIBP Cuff	Reusable Nihon Kohden NIBP Cuff	Replacement: Adult extra long (23-46cm)"," Single Tube"," With Bladder	Nihon Kohden NIBP Cuff"," Adult extra long (23-46cm)"," Single Tube"," With Bladder	1	6				Ultrasound Foetal Transducer - comp w/ Bionet - Uterine Contractions		Ultrasound Foetal Transducer - comp w/ Bionet - UC	Bionet "
"6013559	BP-60BS-W08		BP-60BS-W08	https://www.medten.com/product/1621	Replacement	Reusable	BCI	NIBP Cuffs	Accessories	NIBP Cuff	Reusable NIBP Cuff	Replacement: Adult extra long (23-46cm)"," Single Tube"," With Bladder	NIBP Cuff"," Adult extra long (23-46cm)"," Single Tube"," With Bladder	1	6				Ultrasound Foetal Transducer - comp w/ Bionet - Uterine Contractions		Ultrasound Foetal Transducer - comp w/ Bionet - UC	Bionet "
"6013577	BP-60BS-W11		BP-60BS-W11	https://www.medten.com/product/1623	Replacement	Reusable		NIBP Cuffs	Accessories	NIBP Cuff	Reusable NIBP Cuff	Replacement: Adult extra long (27.5-49.5cm)"," Single Tube"," With Bladder"," Reusable	NIBP Cuff"," Adult extra long (27.5-49.5cm)"," Single Tube"," With Bladder"," Reusable	1	6				Ultrasound Foetal Transducer - comp w/ Bionet - Uterine Contractions		Ultrasound Foetal Transducer - comp w/ Bionet - UC	Bionet "
"6013532	BP-60ND		BP-60ND	https://www.medten.com/product/1624	Replacement	Reusable		NIBP Cuffs	Accessories	NIBP Cuff	Reusable NIBP Cuff	Replacement: Adult extra long (23-46cm)"," Double Tube"," Without Bladder	NIBP Cuff"," Adult extra long (23-46cm)"," Double Tube"," Without Bladder	1	6				Ultrasound Foetal Transducer - comp w/ Bionet - Uterine Contractions		Ultrasound Foetal Transducer - comp w/ Bionet - UC	Bionet "
"6013712	BP-60ND-W1011		BP-60ND-W1011	https://www.medten.com/product/1625	Replacement	Reusable	GE Healthcare	NIBP Cuffs	Accessories	NIBP Cuff	Reusable NIBP Cuff	Replacement: Adult extra long (27.5-49.5cm)"," Double Tube"," Without Bladder"," Reusable	NIBP Cuff"," Adult extra long (27.5-49.5cm)"," Double Tube"," Without Bladder"," Reusable	1	6				Ultrasound Foetal Transducer - comp w/ Bionet - Uterine Contractions		Ultrasound Foetal Transducer - comp w/ Bionet - UC	Bionet "
"6013703	BP-60ND-WD08		BP-60ND-WD08	https://www.medten.com/product/1626	Replacement	Reusable	GE Healthcare	NIBP Cuffs	Accessories	NIBP Cuff	Reusable NIBP Cuff	Replacement: Adult extra long (27.5-49.5cm)"," Double Tube"," Without Bladder"," Reusable	NIBP Cuff"," Adult extra long (27.5-49.5cm)"," Double Tube"," Without Bladder"," Reusable	1	6				Ultrasound Foetal Transducer - comp w/ Bionet - Uterine Contractions		Ultrasound Foetal Transducer - comp w/ Bionet - UC	Bionet "
"6013721	BP-60ND-WD11		BP-60ND-WD11	https://www.medten.com/product/1627	Replacement	Reusable	GE Healthcare	NIBP Cuffs	Accessories	GE Healthcare NIBP Cuff 002206E	Reusable GE Healthcare NIBP Cuff 002206E	Replacement: Adult extra long (27.5-49.5cm)"," Double Tube"," Without Bladder"," Reusable	GE Healthcare NIBP Cuff 002206E"," Adult extra long (27.5-49.5cm)"," Double Tube"," Without Bladder"," Reusable	1	6				Ultrasound Foetal Transducer - comp w/ Bionet - Uterine Contractions		Ultrasound Foetal Transducer - comp w/ Bionet - UC	Bionet "
"6013523	BP-60NS		BP-60NS	https://www.medten.com/product/1628	Replacement	Reusable		NIBP Cuffs	Accessories	NIBP Cuff	Reusable NIBP Cuff	Replacement: Adult extra long (23-46cm)"," Single Tube"," Without Bladder	NIBP Cuff"," Adult extra long (23-46cm)"," Single Tube"," Without Bladder	1	6				Ultrasound Foetal Transducer - comp w/ Bionet - Uterine Contractions		Ultrasound Foetal Transducer - comp w/ Bionet - UC	Bionet "
"6013640	BP-60NS-W01M		BP-60NS-W01M	https://www.medten.com/product/1629	Replacement	Reusable		NIBP Cuffs	Accessories	NIBP Cuff	Reusable NIBP Cuff	Replacement: Adult extra long (27.5-49.5cm)"," Single Tube"," Without Bladder"," Male Bayonet(01) "," Reusable	NIBP Cuff"," Adult extra long (27.5-49.5cm)"," Single Tube"," Without Bladder"," Male Bayonet(01) "," Reusable	1	6				Ultrasound Foetal Transducer - comp w/ Bionet - Uterine Contractions		Ultrasound Foetal Transducer - comp w/ Bionet - UC	Bionet "
"6013649	BP-60NS-W03P		BP-60NS-W03P	https://www.medten.com/product/1630	Replacement	Reusable		NIBP Cuffs	Accessories	NIBP Cuff	Reusable NIBP Cuff	Replacement: Adult extra long (27.5-49.5cm)"," Single Tube"," Without Bladder"," Reusable	NIBP Cuff"," Adult extra long (27.5-49.5cm)"," Single Tube"," Without Bladder"," Reusable	1	6				Ultrasound Foetal Transducer - comp w/ Bionet - Uterine Contractions		Ultrasound Foetal Transducer - comp w/ Bionet - UC	Bionet "
"6013667	BP-60NS-W10		BP-60NS-W10	https://www.medten.com/product/1631	Replacement	Reusable		NIBP Cuffs	Accessories	NIBP Cuff	Reusable NIBP Cuff	Replacement: Adult extra long (27.5-49.5cm)"," Single Tube"," Without Bladder"," Reusable	NIBP Cuff"," Adult extra long (27.5-49.5cm)"," Single Tube"," Without Bladder"," Reusable	1	6				Ultrasound Foetal Transducer - comp w/ Bionet - Uterine Contractions		Ultrasound Foetal Transducer - comp w/ Bionet - UC	Bionet "
"6013658	BP-60NS-W08		BP-60NS-W08	https://www.medten.com/product/1632	Replacement	Reusable		NIBP Cuffs	Accessories	NIBP Cuff	Reusable NIBP Cuff	Replacement: Adult extra long (27.5-49.5cm)"," Single Tube"," Without Bladder"," Reusable	NIBP Cuff"," Adult extra long (27.5-49.5cm)"," Single Tube"," Without Bladder"," Reusable	1	6				Ultrasound Foetal Transducer - comp w/ Bionet - Uterine Contractions		Ultrasound Foetal Transducer - comp w/ Bionet - UC	Bionet "
"6013676	BP-60NS-W11		BP-60NS-W11	https://www.medten.com/product/1633	Replacement	Reusable		NIBP Cuffs	Accessories	NIBP Cuff	Reusable NIBP Cuff	Replacement: Adult extra long (27.5-49.5cm)"," Single Tube"," Without Bladder"," Reusable	NIBP Cuff"," Adult extra long (27.5-49.5cm)"," Single Tube"," Without Bladder"," Reusable	1	6				Ultrasound Foetal Transducer - comp w/ Bionet - Uterine Contractions		Ultrasound Foetal Transducer - comp w/ Bionet - UC	Bionet "
"6013515	BP-70BD		BP-70BD	https://www.medten.com/product/1634	Replacement	Reusable		NIBP Cuffs	Accessories	NIBP Cuff	Reusable NIBP Cuff	Replacement: Large adult (31-40cm)"," Double Tube"," With Bladder	NIBP Cuff"," Large adult (31-40cm)"," Double Tube"," With Bladder	1	6				Ultrasound Foetal Transducer - comp w/ Bionet - Uterine Contractions		Ultrasound Foetal Transducer - comp w/ Bionet - UC	Bionet "
"6013614	BP-70BD-W1011		BP-70BD-W1011	https://www.medten.com/product/1635	Replacement	Reusable	GE Healthcare	NIBP Cuffs	Accessories	NIBP Cuff	Reusable NIBP Cuff	Replacement: Large adult (35.5-46cm)"," Double Tube"," With Bladder"," Reusable	NIBP Cuff"," Large adult (35.5-46cm)"," Double Tube"," With Bladder"," Reusable	1	6				Ultrasound Foetal Transducer - comp w/ Bionet - Uterine Contractions		Ultrasound Foetal Transducer - comp w/ Bionet - UC	Bionet "
"6013623	BP-70BD-WD11		BP-70BD-WD11	https://www.medten.com/product/1636	Replacement	Reusable	GE Healthcare	NIBP Cuffs	Accessories	GE Healthcare NIBP Cuff 002207E	Reusable GE Healthcare NIBP Cuff 002207E	Replacement: Large adult (35.5-46cm)"," Double Tube"," With Bladder"," Reusable	GE Healthcare NIBP Cuff 002207E"," Large adult (35.5-46cm)"," Double Tube"," With Bladder"," Reusable	1	6				Ultrasound Foetal Transducer - comp w/ Bionet - Uterine Contractions		Ultrasound Foetal Transducer - comp w/ Bionet - UC	Bionet "
"6013506	BP-70BS		BP-70BS	https://www.medten.com/product/1637	Replacement	Reusable		NIBP Cuffs	Accessories	NIBP Cuff	Reusable NIBP Cuff	Replacement: Large adult (31-40cm)"," Single Tube"," With Bladder	NIBP Cuff"," Large adult (31-40cm)"," Single Tube"," With Bladder	1	6				Ultrasound Foetal Transducer - comp w/ Bionet - Uterine Contractions		Ultrasound Foetal Transducer - comp w/ Bionet - UC	Bionet "
"6013551	BP-70BS-W03P		BP-70BS-W03P	https://www.medten.com/product/1638	Replacement	Reusable		NIBP Cuffs	Accessories	NIBP Cuff	Reusable NIBP Cuff	Replacement: Large adult (35.5-46cm)"," Single Tube"," With Bladder"," Reusable	NIBP Cuff"," Large adult (35.5-46cm)"," Single Tube"," With Bladder"," Reusable	1	6				Ultrasound Foetal Transducer - comp w/ Bionet - Uterine Contractions		Ultrasound Foetal Transducer - comp w/ Bionet - UC	Bionet "
"6013569	BP-70BS-W10		BP-70BS-W10	https://www.medten.com/product/1639	Replacement	Reusable	Nihon Kohden	NIBP Cuffs	Accessories	Nihon Kohden NIBP Cuff YP-714T	Reusable Nihon Kohden NIBP Cuff YP-714T	Replacement: Large adult (31-40cm)"," Single Tube"," With Bladder	Nihon Kohden NIBP Cuff YP-714T"," Large adult (31-40cm)"," Single Tube"," With Bladder	1	6				Ultrasound Foetal Transducer - comp w/ Bionet - Uterine Contractions		Ultrasound Foetal Transducer - comp w/ Bionet - UC	Bionet "
"6013560	BP-70BS-W08		BP-70BS-W08	https://www.medten.com/product/1640	Replacement	Reusable	BCI	NIBP Cuffs	Accessories	NIBP Cuff	Reusable NIBP Cuff	Replacement: Large adult (35.5-46cm)"," Single Tube"," With Bladder"," Reusable	NIBP Cuff"," Large adult (35.5-46cm)"," Single Tube"," With Bladder"," Reusable	1	6				Ultrasound Foetal Transducer - comp w/ Bionet - Uterine Contractions		Ultrasound Foetal Transducer - comp w/ Bionet - UC	Bionet "
"6013578	BP-70BS-W11		BP-70BS-W11	https://www.medten.com/product/1642	Replacement	Reusable		NIBP Cuffs	Accessories	NIBP Cuff	Reusable NIBP Cuff	Replacement: Large adult (35.5-46cm)"," Single Tube"," With Bladder"," Reusable	NIBP Cuff"," Large adult (35.5-46cm)"," Single Tube"," With Bladder"," Reusable	1	6				Ultrasound Foetal Transducer - comp w/ Bionet - Uterine Contractions		Ultrasound Foetal Transducer - comp w/ Bionet - UC	Bionet "
"6013533	BP-70ND		BP-70ND	https://www.medten.com/product/1643	Replacement	Reusable		NIBP Cuffs	Accessories	NIBP Cuff	Reusable NIBP Cuff	Replacement: Large adult (31-40cm)"," Double Tube"," Without Bladder	NIBP Cuff"," Large adult (31-40cm)"," Double Tube"," Without Bladder	1	6				Ultrasound Foetal Transducer - comp w/ Bionet - Uterine Contractions		Ultrasound Foetal Transducer - comp w/ Bionet - UC	Bionet "
"6013713	BP-70ND-W1011		BP-70ND-W1011	https://www.medten.com/product/1644	Replacement	Reusable	GE Healthcare	NIBP Cuffs	Accessories	NIBP Cuff	Reusable NIBP Cuff	Replacement: Large adult (35.5-46cm)"," Double Tube"," Without Bladder"," Reusable	NIBP Cuff"," Large adult (35.5-46cm)"," Double Tube"," Without Bladder"," Reusable	1	6				Ultrasound Foetal Transducer - comp w/ Bionet - Uterine Contractions		Ultrasound Foetal Transducer - comp w/ Bionet - UC	Bionet "
"6013704	BP-70ND-WD08		BP-70ND-WD08	https://www.medten.com/product/1645	Replacement	Reusable	GE Healthcare	NIBP Cuffs	Accessories	NIBP Cuff	Reusable NIBP Cuff	Replacement: Large adult (35.5-46cm)"," Double Tube"," Without Bladder"," Reusable	NIBP Cuff"," Large adult (35.5-46cm)"," Double Tube"," Without Bladder"," Reusable	1	6				Ultrasound Foetal Transducer - comp w/ Bionet - Uterine Contractions		Ultrasound Foetal Transducer - comp w/ Bionet - UC	Bionet "
"6013722	BP-70ND-WD11		BP-70ND-WD11	https://www.medten.com/product/1646	Replacement	Reusable	Welch Allyn	NIBP Cuffs	Accessories	NIBP Cuff	Reusable NIBP Cuff	Replacement: Large adult (35.5-46cm)"," Double Tube"," Without Bladder"," Reusable	NIBP Cuff"," Large adult (35.5-46cm)"," Double Tube"," Without Bladder"," Reusable	1	6				Ultrasound Foetal Transducer - comp w/ Bionet - Uterine Contractions		Ultrasound Foetal Transducer - comp w/ Bionet - UC	Bionet "
"6013524	BP-70NS		BP-70NS	https://www.medten.com/product/1647	Replacement	Reusable		NIBP Cuffs	Accessories	NIBP Cuff	Reusable NIBP Cuff	Replacement: Large adult (31-40cm)"," Single Tube"," Without Bladder	NIBP Cuff"," Large adult (31-40cm)"," Single Tube"," Without Bladder	1	6				Ultrasound Foetal Transducer - comp w/ Bionet - Uterine Contractions		Ultrasound Foetal Transducer - comp w/ Bionet - UC	Bionet "
"6013641	BP-70NS-W01M		BP-70NS-W01M	https://www.medten.com/product/1648	Replacement	Reusable		NIBP Cuffs	Accessories	NIBP Cuff	Reusable NIBP Cuff	Replacement: Large adult (31-40cm)"," Single Tube"," Without Bladder"," Male Bayonet	NIBP Cuff"," Large adult (31-40cm)"," Single Tube"," Without Bladder"," Male Bayonet	1	6				Ultrasound Foetal Transducer - comp w/ Bionet - Uterine Contractions		Ultrasound Foetal Transducer - comp w/ Bionet - UC	Bionet "
"6013650	BP-70NS-W03P		BP-70NS-W03P	https://www.medten.com/product/1649	Replacement	Reusable		NIBP Cuffs	Accessories	NIBP Cuff	Reusable NIBP Cuff	Replacement: Large adult (35.5-46cm)"," Single Tube"," Without Bladder"," Reusable	NIBP Cuff"," Large adult (35.5-46cm)"," Single Tube"," Without Bladder"," Reusable	1	6				Ultrasound Foetal Transducer - comp w/ Bionet - Uterine Contractions		Ultrasound Foetal Transducer - comp w/ Bionet - UC	Bionet "
"6013668	BP-70NS-W10		BP-70NS-W10	https://www.medten.com/product/1650	Replacement	Reusable		NIBP Cuffs	Accessories	NIBP Cuff	Reusable NIBP Cuff	Replacement: Large adult (35.5-46cm)"," Single Tube"," Without Bladder"," Reusable	NIBP Cuff"," Large adult (35.5-46cm)"," Single Tube"," Without Bladder"," Reusable	1	6				Ultrasound Foetal Transducer - comp w/ Bionet - Uterine Contractions		Ultrasound Foetal Transducer - comp w/ Bionet - UC	Bionet "
"6013659	BP-70NS-W08		BP-70NS-W08	https://www.medten.com/product/1651	Replacement	Reusable		NIBP Cuffs	Accessories	NIBP Cuff	Reusable NIBP Cuff	Replacement: Large adult (35.5-46cm)"," Single Tube"," Without Bladder"," Reusable	NIBP Cuff"," Large adult (35.5-46cm)"," Single Tube"," Without Bladder"," Reusable	1	6				Ultrasound Foetal Transducer - comp w/ Bionet - Uterine Contractions		Ultrasound Foetal Transducer - comp w/ Bionet - UC	Bionet "
"6013677	BP-70NS-W11		BP-70NS-W11	https://www.medten.com/product/1652	Replacement	Reusable		NIBP Cuffs	Accessories	NIBP Cuff	Reusable NIBP Cuff	Replacement: Large adult (35.5-46cm)"," Single Tube"," Without Bladder"," Reusable	NIBP Cuff"," Large adult (35.5-46cm)"," Single Tube"," Without Bladder"," Reusable	1	6				Ultrasound Foetal Transducer - comp w/ Bionet - Uterine Contractions		Ultrasound Foetal Transducer - comp w/ Bionet - UC	Bionet "
"6013516	BP-80BD		BP-80BD	https://www.medten.com/product/1653	Replacement	Reusable		NIBP Cuffs	Accessories	NIBP Cuff	Reusable NIBP Cuff	Replacement: Large adult extra long (31-53cm)"," Double Tube"," With Bladder	NIBP Cuff"," Large adult extra long (31-53cm)"," Double Tube"," With Bladder	1	6				Ultrasound Foetal Transducer - comp w/ Bionet - Uterine Contractions		Ultrasound Foetal Transducer - comp w/ Bionet - UC	Bionet "
"6013615	BP-80BD-W1011		BP-80BD-W1011	https://www.medten.com/product/1654	Replacement	Reusable	GE Healthcare	NIBP Cuffs	Accessories	NIBP Cuff	Reusable NIBP Cuff	Replacement: Large adult extra long (31-53cm)"," Double Tube"," With Bladder	NIBP Cuff"," Large adult extra long (31-53cm)"," Double Tube"," With Bladder	1	6				Ultrasound Foetal Transducer - comp w/ Bionet - Uterine Contractions		Ultrasound Foetal Transducer - comp w/ Bionet - UC	Bionet "
"6013624	BP-80BD-WD11		BP-80BD-WD11	https://www.medten.com/product/1655	Replacement	Reusable	GE Healthcare	NIBP Cuffs	Accessories	GE Healthcare NIBP Cuff 002207E	Reusable GE Healthcare NIBP Cuff 002207E	Replacement: Large adult extra long (35.5-59cm)"," Double Tube"," With Bladder"," Reusable	GE Healthcare NIBP Cuff 002207E"," Large adult extra long (35.5-59cm)"," Double Tube"," With Bladder"," Reusable	1	6				Ultrasound Foetal Transducer - comp w/ Bionet - Uterine Contractions		Ultrasound Foetal Transducer - comp w/ Bionet - UC	Bionet "
"6013507	BP-80BS		BP-80BS	https://www.medten.com/product/1656	Replacement	Reusable		NIBP Cuffs	Accessories	NIBP Cuff	Reusable NIBP Cuff	Replacement: Large adult (31-40cm)"," Single Tube"," With Bladder	NIBP Cuff"," Large adult (31-40cm)"," Single Tube"," With Bladder	1	6				Ultrasound Foetal Transducer - comp w/ Bionet - Uterine Contractions		Ultrasound Foetal Transducer - comp w/ Bionet - UC	Bionet "
"6013552	BP-80BS-W03P		BP-80BS-W03P	https://www.medten.com/product/1657	Replacement	Reusable		NIBP Cuffs	Accessories	NIBP Cuff	Reusable NIBP Cuff	Replacement: Large adult extra long (35.5-59cm)"," Single Tube"," With Bladder"," Reusable	NIBP Cuff"," Large adult extra long (35.5-59cm)"," Single Tube"," With Bladder"," Reusable	1	6				Ultrasound Foetal Transducer - comp w/ Bionet - Uterine Contractions		Ultrasound Foetal Transducer - comp w/ Bionet - UC	Bionet "
"6013570	BP-80BS-W10		BP-80BS-W10	https://www.medten.com/product/1658	Replacement	Reusable	Nihon Kohden	NIBP Cuffs	Accessories	Nihon Kohden NIBP Cuff	Reusable Nihon Kohden NIBP Cuff	Replacement: Large adult extra long (31-53cm)"," Single Tube"," With Bladder	Nihon Kohden NIBP Cuff"," Large adult extra long (31-53cm)"," Single Tube"," With Bladder	1	6				Ultrasound Foetal Transducer - comp w/ Bionet - Uterine Contractions		Ultrasound Foetal Transducer - comp w/ Bionet - UC	Bionet "
"6013561	BP-80BS-W08		BP-80BS-W08	https://www.medten.com/product/1659	Replacement	Reusable		NIBP Cuffs	Accessories	NIBP Cuff	Reusable NIBP Cuff	Replacement: Large adult extra long (35.5-59cm)"," Single Tube"," With Bladder"," Reusable	NIBP Cuff"," Large adult extra long (35.5-59cm)"," Single Tube"," With Bladder"," Reusable	1	6				Ultrasound Foetal Transducer - comp w/ Bionet - Uterine Contractions		Ultrasound Foetal Transducer - comp w/ Bionet - UC	Bionet "
"6013579	BP-80BS-W11		BP-80BS-W11	https://www.medten.com/product/1661	Replacement	Reusable		NIBP Cuffs	Accessories	NIBP Cuff	Reusable NIBP Cuff	Replacement: Large adult extra long (35.5-59cm)"," Single Tube"," With Bladder"," Reusable	NIBP Cuff"," Large adult extra long (35.5-59cm)"," Single Tube"," With Bladder"," Reusable	1	6				Ultrasound Foetal Transducer - comp w/ Bionet - Uterine Contractions		Ultrasound Foetal Transducer - comp w/ Bionet - UC	Bionet "
"6013534	BP-80ND		BP-80ND	https://www.medten.com/product/1662	Replacement	Reusable		NIBP Cuffs	Accessories	NIBP Cuff	Reusable NIBP Cuff	Replacement: Large adult extra long (31-53cm)"," Double Tube"," Without Bladder	NIBP Cuff"," Large adult extra long (31-53cm)"," Double Tube"," Without Bladder	1	6				Ultrasound Foetal Transducer - comp w/ Bionet - Uterine Contractions		Ultrasound Foetal Transducer - comp w/ Bionet - UC	Bionet "
"6013714	BP-80ND-W1011		BP-80ND-W1011	https://www.medten.com/product/1663	Replacement	Reusable	GE Healthcare	NIBP Cuffs	Accessories	NIBP Cuff	Reusable NIBP Cuff	Replacement: Large adult extra long (35.5-59cm)"," Double Tube"," Without Bladder"," Reusable	NIBP Cuff"," Large adult extra long (35.5-59cm)"," Double Tube"," Without Bladder"," Reusable	1	6				Ultrasound Foetal Transducer - comp w/ Bionet - Uterine Contractions		Ultrasound Foetal Transducer - comp w/ Bionet - UC	Bionet "
"6013705	BP-80ND-WD08		BP-80ND-WD08	https://www.medten.com/product/1664	Replacement	Reusable	GE Healthcare	NIBP Cuffs	Accessories	NIBP Cuff	Reusable NIBP Cuff	Replacement: Large adult extra long (35.5-59cm)"," Double Tube"," Without Bladder"," Reusable	NIBP Cuff"," Large adult extra long (35.5-59cm)"," Double Tube"," Without Bladder"," Reusable	1	6				Ultrasound Foetal Transducer - comp w/ Bionet - Uterine Contractions		Ultrasound Foetal Transducer - comp w/ Bionet - UC	Bionet "
"6018044	EKC10-NKA-B-I		EKC10-NKA-B-I	https://www.medten.com/product/1666	Replacement	Reusable	Nihon Kohden	One-Piece ECG Cables	Accessories	Nihon Kohden One-Piece ECG Cable	Reusable Nihon Kohden One-Piece ECG Cable	Replacement: 10 lead"," 4mm banana"," 2.2m+mixed 0.9m/1.3m"," IEC"," Reusable	Nihon Kohden One-Piece ECG Cable"," 10 lead"," 4mm banana"," 2.2m+mixed 0.9m/1.3m"," IEC"," Reusable	1	12				Ultrasound Foetal Transducer - comp w/ Bionet - Uterine Contractions		Ultrasound Foetal Transducer - comp w/ Bionet - UC	Bionet "
"6017911	EKC10-NKA-G-I		EKC10-NKA-G-I	https://www.medten.com/product/1668	Replacement	Reusable	Nihon Kohden	One-Piece ECG Cables	Accessories	Nihon Kohden One-Piece ECG Cable	Reusable Nihon Kohden One-Piece ECG Cable	Replacement: 10 lead"," Grabber"," 2.2m+mixed 0.9m/1.3m"," IEC"," Reusable	Nihon Kohden One-Piece ECG Cable"," 10 lead"," Grabber"," 2.2m+mixed 0.9m/1.3m"," IEC"," Reusable	1	12				Ultrasound Foetal Transducer - comp w/ Bionet - Uterine Contractions		Ultrasound Foetal Transducer - comp w/ Bionet - UC	Bionet "
"6018110	EKC10-NKA-N-I		EKC10-NKA-N-I	https://www.medten.com/product/1670	Replacement	Reusable	Nihon Kohden	One-Piece ECG Cables	Accessories	Nihon Kohden One-Piece ECG Cable BJ-691D	Reusable Nihon Kohden One-Piece ECG Cable BJ-691D	Replacement: 10 lead"," 3mm needle"," 2.2m+mixed 0.9m/1.3m"," IEC"," Reusable	Nihon Kohden One-Piece ECG Cable BJ-691D"," 10 lead"," 3mm needle"," 2.2m+mixed 0.9m/1.3m"," IEC"," Reusable	1	12				Ultrasound Foetal Transducer - comp w/ Bionet - Uterine Contractions		Ultrasound Foetal Transducer - comp w/ Bionet - UC	Bionet "
"6013723	BP-80ND-WD11		BP-80ND-WD11	https://www.medten.com/product/1672	Replacement	Reusable	GE Healthcare	NIBP Cuffs	Accessories	GE Healthcare NIBP Cuff 002207E	Reusable GE Healthcare NIBP Cuff 002207E	Replacement: Large adult extra long (35.5-59cm)"," Double Tube"," Without Bladder"," Reusable	GE Healthcare NIBP Cuff 002207E"," Large adult extra long (35.5-59cm)"," Double Tube"," Without Bladder"," Reusable	1	6				Ultrasound Foetal Transducer - comp w/ Bionet - Uterine Contractions		Ultrasound Foetal Transducer - comp w/ Bionet - UC	Bionet "
"6013525	BP-80NS		BP-80NS	https://www.medten.com/product/1673	Replacement	Reusable		NIBP Cuffs	Accessories	NIBP Cuff	Reusable NIBP Cuff	Replacement: Large adult extra long (31-53cm)"," Single Tube"," Without Bladder	NIBP Cuff"," Large adult extra long (31-53cm)"," Single Tube"," Without Bladder	1	6				Ultrasound Foetal Transducer - comp w/ Bionet - Uterine Contractions		Ultrasound Foetal Transducer - comp w/ Bionet - UC	Bionet "
"6013642	BP-80NS-W01M		BP-80NS-W01M	https://www.medten.com/product/1674	Replacement	Reusable		NIBP Cuffs	Accessories	NIBP Cuff	Reusable NIBP Cuff	Replacement: Large adult extra long (31-53cm)"," Single Tube"," Without Bladder"," Male Bayonet	NIBP Cuff"," Large adult extra long (31-53cm)"," Single Tube"," Without Bladder"," Male Bayonet	1	6				Ultrasound Foetal Transducer - comp w/ Bionet - Uterine Contractions		Ultrasound Foetal Transducer - comp w/ Bionet - UC	Bionet "
"6013651	BP-80NS-W03P		BP-80NS-W03P	https://www.medten.com/product/1675	Replacement	Reusable		NIBP Cuffs	Accessories	NIBP Cuff	Reusable NIBP Cuff	Replacement: Large adult extra long (35.5-59cm)"," Single Tube"," Without Bladder"," Reusable	NIBP Cuff"," Large adult extra long (35.5-59cm)"," Single Tube"," Without Bladder"," Reusable	1	6				Ultrasound Foetal Transducer - comp w/ Bionet - Uterine Contractions		Ultrasound Foetal Transducer - comp w/ Bionet - UC	Bionet "
"6013669	BP-80NS-W10		BP-80NS-W10	https://www.medten.com/product/1676	Replacement	Reusable		NIBP Cuffs	Accessories	NIBP Cuff	Reusable NIBP Cuff	Replacement: Large adult extra long (35.5-59cm)"," Single Tube"," Without Bladder"," Reusable	NIBP Cuff"," Large adult extra long (35.5-59cm)"," Single Tube"," Without Bladder"," Reusable	1	6				Ultrasound Foetal Transducer - comp w/ Bionet - Uterine Contractions		Ultrasound Foetal Transducer - comp w/ Bionet - UC	Bionet "
"6013660	BP-80NS-W08		BP-80NS-W08	https://www.medten.com/product/1677	Replacement	Reusable		NIBP Cuffs	Accessories	NIBP Cuff	Reusable NIBP Cuff	Replacement: Large adult extra long (35.5-59cm)"," Single Tube"," Without Bladder"," Reusable	NIBP Cuff"," Large adult extra long (35.5-59cm)"," Single Tube"," Without Bladder"," Reusable	1	6				Ultrasound Foetal Transducer - comp w/ Bionet - Uterine Contractions		Ultrasound Foetal Transducer - comp w/ Bionet - UC	Bionet "
"6013678	BP-80NS-W11		BP-80NS-W11	https://www.medten.com/product/1678	Replacement	Reusable		NIBP Cuffs	Accessories	NIBP Cuff	Reusable NIBP Cuff	Replacement: Large adult extra long (35.5-59cm)"," Single Tube"," Without Bladder"," Reusable	NIBP Cuff"," Large adult extra long (35.5-59cm)"," Single Tube"," Without Bladder"," Reusable	1	6				Ultrasound Foetal Transducer - comp w/ Bionet - Uterine Contractions		Ultrasound Foetal Transducer - comp w/ Bionet - UC	Bionet "
"6013517	BP-90BD		BP-90BD	https://www.medten.com/product/1679	Replacement	Reusable		NIBP Cuffs	Accessories	NIBP Cuff	Reusable NIBP Cuff	Replacement: Thigh (38-50cm)"," Double Tube"," With Bladder	NIBP Cuff"," Thigh (38-50cm)"," Double Tube"," With Bladder	1	6				Ultrasound Foetal Transducer - comp w/ Bionet - Uterine Contractions		Ultrasound Foetal Transducer - comp w/ Bionet - UC	Bionet "
"6013616	BP-90BD-W1011		BP-90BD-W1011	https://www.medten.com/product/1680	Replacement	Reusable	GE Healthcare	NIBP Cuffs	Accessories	NIBP Cuff	Reusable NIBP Cuff	Replacement: Thigh (38-50cm)"," Double Tube"," With Bladder	NIBP Cuff"," Thigh (38-50cm)"," Double Tube"," With Bladder	1	6				Ultrasound Foetal Transducer - comp w/ Bionet - Uterine Contractions		Ultrasound Foetal Transducer - comp w/ Bionet - UC	Bionet "
"6013625	BP-90BD-WD11		BP-90BD-WD11	https://www.medten.com/product/1681	Replacement	Reusable	GE Healthcare	NIBP Cuffs	Accessories	GE Healthcare NIBP Cuff 002205E	Reusable GE Healthcare NIBP Cuff 002205E	Replacement: Thigh (45-56.5cm)"," Double Tube"," With Bladder"," Reusable	GE Healthcare NIBP Cuff 002205E"," Thigh (45-56.5cm)"," Double Tube"," With Bladder"," Reusable	1	6				Ultrasound Foetal Transducer - comp w/ Bionet - Uterine Contractions		Ultrasound Foetal Transducer - comp w/ Bionet - UC	Bionet "
"6013508	BP-90BS		BP-90BS	https://www.medten.com/product/1682	Replacement	Reusable		NIBP Cuffs	Accessories	NIBP Cuff	Reusable NIBP Cuff	Replacement: Thigh (38-50cm)"," Single Tube"," With Bladder	NIBP Cuff"," Thigh (38-50cm)"," Single Tube"," With Bladder	1	6				Ultrasound Foetal Transducer - comp w/ Bionet - Uterine Contractions		Ultrasound Foetal Transducer - comp w/ Bionet - UC	Bionet "
"6013553	BP-90BS-W03P		BP-90BS-W03P	https://www.medten.com/product/1683	Replacement	Reusable		NIBP Cuffs	Accessories	NIBP Cuff	Reusable NIBP Cuff	Replacement: Thigh (45-56.5cm)"," Single Tube"," With Bladder"," Reusable	NIBP Cuff"," Thigh (45-56.5cm)"," Single Tube"," With Bladder"," Reusable	1	6				Ultrasound Foetal Transducer - comp w/ Bionet - Uterine Contractions		Ultrasound Foetal Transducer - comp w/ Bionet - UC	Bionet "
"6013571	BP-90BS-W10		BP-90BS-W10	https://www.medten.com/product/1684	Replacement	Reusable	Nihon Kohden	NIBP Cuffs	Accessories	Nihon Kohden NIBP Cuff YP-715T	Reusable Nihon Kohden NIBP Cuff YP-715T	Replacement: Thigh (38-50cm)"," Single Tube"," With Bladder	Nihon Kohden NIBP Cuff YP-715T"," Thigh (38-50cm)"," Single Tube"," With Bladder	1	6				Ultrasound Foetal Transducer - comp w/ Bionet - Uterine Contractions		Ultrasound Foetal Transducer - comp w/ Bionet - UC	Bionet "
"6013562	BP-90BS-W08		BP-90BS-W08	https://www.medten.com/product/1685	Replacement	Reusable		NIBP Cuffs	Accessories	NIBP Cuff	Reusable NIBP Cuff	Replacement: Thigh (45-56.5cm)"," Single Tube"," With Bladder"," Reusable	NIBP Cuff"," Thigh (45-56.5cm)"," Single Tube"," With Bladder"," Reusable	1	6				Ultrasound Foetal Transducer - comp w/ Bionet - Uterine Contractions		Ultrasound Foetal Transducer - comp w/ Bionet - UC	Bionet "
"6013580	BP-90BS-W11		BP-90BS-W11	https://www.medten.com/product/1686	Replacement	Reusable		NIBP Cuffs	Accessories	NIBP Cuff	Reusable NIBP Cuff	Replacement: Thigh (45-56.5cm)"," Single Tube"," With Bladder"," Reusable	NIBP Cuff"," Thigh (45-56.5cm)"," Single Tube"," With Bladder"," Reusable	1	6				Ultrasound Foetal Transducer - comp w/ Bionet - Uterine Contractions		Ultrasound Foetal Transducer - comp w/ Bionet - UC	Bionet "
"6013535	BP-90ND		BP-90ND	https://www.medten.com/product/1687	Replacement	Reusable		NIBP Cuffs	Accessories	NIBP Cuff	Reusable NIBP Cuff	Replacement: Thigh (38-50cm)"," Double Tube"," Without Bladder	NIBP Cuff"," Thigh (38-50cm)"," Double Tube"," Without Bladder	1	6				Ultrasound Foetal Transducer - comp w/ Bionet - Uterine Contractions		Ultrasound Foetal Transducer - comp w/ Bionet - UC	Bionet "
"6013715	BP-90ND-W1011		BP-90ND-W1011	https://www.medten.com/product/1688	Replacement	Reusable	GE Healthcare	NIBP Cuffs	Accessories	NIBP Cuff	Reusable NIBP Cuff	Replacement: Thigh (45-56.5cm)"," Double Tube"," Without Bladder"," Reusable	NIBP Cuff"," Thigh (45-56.5cm)"," Double Tube"," Without Bladder"," Reusable	1	6				Ultrasound Foetal Transducer - comp w/ Bionet - Uterine Contractions		Ultrasound Foetal Transducer - comp w/ Bionet - UC	Bionet "
"6013706	BP-90ND-WD08		BP-90ND-WD08	https://www.medten.com/product/1689	Replacement	Reusable	GE Healthcare	NIBP Cuffs	Accessories	NIBP Cuff	Reusable NIBP Cuff	Replacement: Thigh (45-56.5cm)"," Double Tube"," Without Bladder"," Reusable	NIBP Cuff"," Thigh (45-56.5cm)"," Double Tube"," Without Bladder"," Reusable	1	6				Ultrasound Foetal Transducer - comp w/ Bionet - Uterine Contractions		Ultrasound Foetal Transducer - comp w/ Bionet - UC	Bionet "
"6013724	BP-90ND-WD11		BP-90ND-WD11	https://www.medten.com/product/1690	Replacement	Reusable	GE Healthcare	NIBP Cuffs	Accessories	GE Healthcare NIBP Cuff 002205E	Reusable GE Healthcare NIBP Cuff 002205E	Replacement: Thigh (45-56.5cm)"," Double Tube"," Without Bladder"," Reusable	GE Healthcare NIBP Cuff 002205E"," Thigh (45-56.5cm)"," Double Tube"," Without Bladder"," Reusable	1	6				Ultrasound Foetal Transducer - comp w/ Bionet - Uterine Contractions		Ultrasound Foetal Transducer - comp w/ Bionet - UC	Bionet "
"6013526	BP-90NS		BP-90NS	https://www.medten.com/product/1691	Replacement	Reusable		NIBP Cuffs	Accessories	NIBP Cuff	Reusable NIBP Cuff	Replacement: Thigh (38-50cm)"," Single Tube"," Without Bladder	NIBP Cuff"," Thigh (38-50cm)"," Single Tube"," Without Bladder	1	6				Ultrasound Foetal Transducer - comp w/ Bionet - Uterine Contractions		Ultrasound Foetal Transducer - comp w/ Bionet - UC	Bionet "
"6013643	BP-90NS-W01M		BP-90NS-W01M	https://www.medten.com/product/1692	Replacement	Reusable		NIBP Cuffs	Accessories	NIBP Cuff	Reusable NIBP Cuff	Replacement: Thigh (45-56.5cm)"," Single Tube"," Without Bladder"," Male Bayonet(01) "," Reusable	NIBP Cuff"," Thigh (45-56.5cm)"," Single Tube"," Without Bladder"," Male Bayonet(01) "," Reusable	1	6				Ultrasound Foetal Transducer - comp w/ Bionet - Uterine Contractions		Ultrasound Foetal Transducer - comp w/ Bionet - UC	Bionet "
"6013652	BP-90NS-W03P		BP-90NS-W03P	https://www.medten.com/product/1693	Replacement	Reusable		NIBP Cuffs	Accessories	NIBP Cuff	Reusable NIBP Cuff	Replacement: Thigh (45-56.5cm)"," Single Tube"," Without Bladder"," Reusable	NIBP Cuff"," Thigh (45-56.5cm)"," Single Tube"," Without Bladder"," Reusable	1	6				Ultrasound Foetal Transducer - comp w/ Bionet - Uterine Contractions		Ultrasound Foetal Transducer - comp w/ Bionet - UC	Bionet "
"6013670	BP-90NS-W10		BP-90NS-W10	https://www.medten.com/product/1694	Replacement	Reusable		NIBP Cuffs	Accessories	NIBP Cuff	Reusable NIBP Cuff	Replacement: Thigh (38-50cm)"," Single Tube"," Without Bladder	NIBP Cuff"," Thigh (38-50cm)"," Single Tube"," Without Bladder	1	6				Ultrasound Foetal Transducer - comp w/ Bionet - Uterine Contractions		Ultrasound Foetal Transducer - comp w/ Bionet - UC	Bionet "
"6013661	BP-90NS-W08		BP-90NS-W08	https://www.medten.com/product/1695	Replacement	Reusable		NIBP Cuffs	Accessories	NIBP Cuff	Reusable NIBP Cuff	Replacement: Thigh (45-56.5cm)"," Single Tube"," Without Bladder"," Reusable	NIBP Cuff"," Thigh (45-56.5cm)"," Single Tube"," Without Bladder"," Reusable	1	6				Ultrasound Foetal Transducer - comp w/ Bionet - Uterine Contractions		Ultrasound Foetal Transducer - comp w/ Bionet - UC	Bionet "
"6013679	BP-90NS-W11		BP-90NS-W11	https://www.medten.com/product/1696	Replacement	Reusable		NIBP Cuffs	Accessories	NIBP Cuff	Reusable NIBP Cuff	Replacement: Thigh (45-56.5cm)"," Single Tube"," Without Bladder"," Reusable	NIBP Cuff"," Thigh (45-56.5cm)"," Single Tube"," Without Bladder"," Reusable	1	6				Ultrasound Foetal Transducer - comp w/ Bionet - Uterine Contractions		Ultrasound Foetal Transducer - comp w/ Bionet - UC	Bionet "
"6013181	BPD-11WD-WD05P		BPD-11WD-WD05P	https://www.medten.com/product/1697	Replacement	Disposable	Welch Allyn	NIBP Cuffs	Accessories	Welch Allyn/Stryker NIBP Cuff 5082-101-2	Disposable Welch Allyn/Stryker NIBP Cuff 5082-101-2	Replacement: Neonate (6-11 cm)"," Double Tube"," Non-woven fiber"," Male Slip (Box of 10)	Welch Allyn/Stryker NIBP Cuff 5082-101-2"," Neonate (6-11 cm)"," Double Tube"," Non-woven fiber"," Male Slip (Box of 10)	10	0				Ultrasound Foetal Transducer - comp w/ Bionet - Uterine Contractions		Ultrasound Foetal Transducer - comp w/ Bionet - UC	Bionet "
"6013123	BPD-11WS-W05P		BPD-11WS-W05P	https://www.medten.com/product/1698	Replacement	Disposable	Draeger	NIBP Cuffs	Accessories	Draeger NIBP Cuff 2870181	Disposable Draeger NIBP Cuff 2870181	Replacement: Neonate #1 (3-6cm)"," Non-woven fiber"," Male Slip (Box of 10)	Draeger NIBP Cuff 2870181"," Neonate #1 (3-6cm)"," Non-woven fiber"," Male Slip (Box of 10)	10	0				Ultrasound Foetal Transducer - comp w/ Bionet - Uterine Contractions		Ultrasound Foetal Transducer - comp w/ Bionet - UC	Bionet "
"6013176	BPD-11WS-W34		BPD-11WS-W34	https://www.medten.com/product/1699	Replacement	Disposable	Marquette	NIBP Cuffs	Accessories	Marquette/GE NIBP Cuff SFT-N1-1B	Disposable Marquette/GE NIBP Cuff SFT-N1-1B	Replacement: Neonate (6-11 cm)"," Non-woven fiber"," GE Neo Snap (34)"," Disposable (Box of 10)	Marquette/GE NIBP Cuff SFT-N1-1B"," Neonate (6-11 cm)"," Non-woven fiber"," GE Neo Snap (34)"," Disposable (Box of 10)	10	0				Ultrasound Foetal Transducer - comp w/ Bionet - Uterine Contractions		Ultrasound Foetal Transducer - comp w/ Bionet - UC	Bionet "
"6013128	BPD-11WS-W36		BPD-11WS-W36	https://www.medten.com/product/1700	Replacement	Disposable	Philips	NIBP Cuffs	Accessories	Philips NIBP Cuff M1866S	Disposable Philips NIBP Cuff M1866S	Replacement: Neonate #1 (3-6cm)"," Non-woven fiber"," Philips Neonate (Box of 10)	Philips NIBP Cuff M1866S"," Neonate #1 (3-6cm)"," Non-woven fiber"," Philips Neonate (Box of 10)	10	0				Ultrasound Foetal Transducer - comp w/ Bionet - Uterine Contractions		Ultrasound Foetal Transducer - comp w/ Bionet - UC	Bionet "
"6013182	BPD-12WD-WD05P		BPD-12WD-WD05P	https://www.medten.com/product/1701	Replacement	Disposable	Welch Allyn	NIBP Cuffs	Accessories	Welch Allyn/Stryker NIBP Cuff 5082-102-2	Disposable Welch Allyn/Stryker NIBP Cuff 5082-102-2	Replacement: Neonate #2 (4-8cm)"," Double Tube"," Non-woven fiber"," Male Slip (Box of 10)	Welch Allyn/Stryker NIBP Cuff 5082-102-2"," Neonate #2 (4-8cm)"," Double Tube"," Non-woven fiber"," Male Slip (Box of 10)	10	0				Ultrasound Foetal Transducer - comp w/ Bionet - Uterine Contractions		Ultrasound Foetal Transducer - comp w/ Bionet - UC	Bionet "
"6013124	BPD-12WS-W05P		BPD-12WS-W05P	https://www.medten.com/product/1702	Replacement	Disposable		NIBP Cuffs	Accessories	NIBP Cuff	Disposable NIBP Cuff	Replacement: Neonate #2 (4-8cm)"," Non-woven fiber"," Male Slip (Box of 10)	NIBP Cuff"," Neonate #2 (4-8cm)"," Non-woven fiber"," Male Slip (Box of 10)	10	0				Ultrasound Foetal Transducer - comp w/ Bionet - Uterine Contractions		Ultrasound Foetal Transducer - comp w/ Bionet - UC	Bionet "
"6013177	BPD-12WS-W34		BPD-12WS-W34	https://www.medten.com/product/1703	Replacement	Disposable	Marquette	NIBP Cuffs	Accessories	Marquette/GE NIBP Cuff SFT-N2-1B	Disposable Marquette/GE NIBP Cuff SFT-N2-1B	Replacement: Neonate #2 (4-8cm)"," Non-woven fiber"," GE Neo Snap (Box of 10)	Marquette/GE NIBP Cuff SFT-N2-1B"," Neonate #2 (4-8cm)"," Non-woven fiber"," GE Neo Snap (Box of 10)	10	0				Ultrasound Foetal Transducer - comp w/ Bionet - Uterine Contractions		Ultrasound Foetal Transducer - comp w/ Bionet - UC	Bionet "
"6013129	BPD-12WS-W36		BPD-12WS-W36	https://www.medten.com/product/1704	Replacement	Disposable	Philips	NIBP Cuffs	Accessories	Philips NIBP Cuff M1868S	Disposable Philips NIBP Cuff M1868S	Replacement: Neonate #2 (4-8cm)"," Non-woven fiber"," Philips Neonate (Box of 10)	Philips NIBP Cuff M1868S"," Neonate #2 (4-8cm)"," Non-woven fiber"," Philips Neonate (Box of 10)	10	0				Ultrasound Foetal Transducer - comp w/ Bionet - Uterine Contractions		Ultrasound Foetal Transducer - comp w/ Bionet - UC	Bionet "
"6013183	BPD-13WD-WD05P		BPD-13WD-WD05P	https://www.medten.com/product/1705	Replacement	Disposable	Welch Allyn	NIBP Cuffs	Accessories	Welch Allyn/Stryker NIBP Cuff 5082-103-2	Disposable Welch Allyn/Stryker NIBP Cuff 5082-103-2	Replacement: Neonate #3 (6-11cm)"," Double Tube"," Non-woven fiber"," Male Slip (Box of 10)	Welch Allyn/Stryker NIBP Cuff 5082-103-2"," Neonate #3 (6-11cm)"," Double Tube"," Non-woven fiber"," Male Slip (Box of 10)	10	0				Ultrasound Foetal Transducer - comp w/ Bionet - Uterine Contractions		Ultrasound Foetal Transducer - comp w/ Bionet - UC	Bionet "
"6013178	BPD-13WS-W34		BPD-13WS-W34	https://www.medten.com/product/1706	Replacement	Disposable	Marquette	NIBP Cuffs	Accessories	Marquette/GE NIBP Cuff SFT-N3-1B	Disposable Marquette/GE NIBP Cuff SFT-N3-1B	Replacement: Neonate #3 (6-11cm)"," Non-woven fiber"," GE Neo Snap (34)"," Disposable (Box of 10)	Marquette/GE NIBP Cuff SFT-N3-1B"," Neonate #3 (6-11cm)"," Non-woven fiber"," GE Neo Snap (34)"," Disposable (Box of 10)	10	0				Ultrasound Foetal Transducer - comp w/ Bionet - Uterine Contractions		Ultrasound Foetal Transducer - comp w/ Bionet - UC	Bionet "
"6013130	BPD-13WS-W36		BPD-13WS-W36	https://www.medten.com/product/1707	Replacement	Disposable	Philips	NIBP Cuffs	Accessories	Philips NIBP Cuff M1870S	Disposable Philips NIBP Cuff M1870S	Replacement: Neonate #3 (6-11cm)"," Non-woven fiber"," Philips Neonate (Box of 10)	Philips NIBP Cuff M1870S"," Neonate #3 (6-11cm)"," Non-woven fiber"," Philips Neonate (Box of 10)	10	0				Ultrasound Foetal Transducer - comp w/ Bionet - Uterine Contractions		Ultrasound Foetal Transducer - comp w/ Bionet - UC	Bionet "
"6018906	FUS-AL01		FUS-AL01	https://www.medten.com/product/1708	Replacement	Reusable	Analogic	Fetal Transducers	Accessories	Analogic Fetal Transducer U/S1	Reusable Analogic Fetal Transducer U/S1	Replacement: 3.0m"," Ultrasound for models AP1S and HCS	Analogic Fetal Transducer U/S1"," 3.0m"," Ultrasound for models AP1S and HCS	1	12				Ultrasound Foetal Transducer - comp w/ Bionet - Uterine Contractions		Ultrasound Foetal Transducer - comp w/ Bionet - UC	Bionet "
"6018923	FTC-AL01		FTC-AL01	https://www.medten.com/product/1709	Replacement	Reusable	Analogic	Fetal Transducers	Accessories	Analogic Fetal Transducer Toco-B-6	Reusable Analogic Fetal Transducer Toco-B-6	Replacement: 3.0m"," TOCO	Analogic Fetal Transducer Toco-B-6"," 3.0m"," TOCO	1	12				Ultrasound Foetal Transducer - comp w/ Bionet - Uterine Contractions		Ultrasound Foetal Transducer - comp w/ Bionet - UC	Bionet "
"6018912	FUS-AL02		FUS-AL02	https://www.medten.com/product/1710	Replacement	Reusable	Analogic	Fetal Transducers	Accessories	Analogic Fetal Transducer U/S2	Reusable Analogic Fetal Transducer U/S2	Replacement: 1.0m"," Ultrasound for models AP1T and HCT	Analogic Fetal Transducer U/S2"," 1.0m"," Ultrasound for models AP1T and HCT	1	12				Ultrasound Foetal Transducer - comp w/ Bionet - Uterine Contractions		Ultrasound Foetal Transducer - comp w/ Bionet - UC	Bionet "
"6018909	FUS-ED01		FUS-ED01	https://www.medten.com/product/1711	Replacement	Reusable	Edan	Fetal Transducers	Accessories	Edan Fetal Transducer MS3-109301(D)	Reusable Edan Fetal Transducer MS3-109301(D)	8 ultrasound crystals"," 1MHz"," pink labelcable	Edan Fetal Transducer MS3-109301(D)8 ultrasound crystals"," 1MHz"," pink labelcable	1	12				Ultrasound Foetal Transducer - comp w/ Bionet - Uterine Contractions		Ultrasound Foetal Transducer - comp w/ Bionet - UC	Bionet "
"6018916	FUS-NT01		FUS-NT01	https://www.medten.com/product/1712	Replacement	Reusable	Neoventa	Fetal Transducers	Accessories	Neoventa STAN S31 Fetal Transducer ACC101031	Reusable Neoventa STAN S31 Fetal Transducer ACC101031	Replacement: 3.0m"," Ultrasound 1.5MHZ	Neoventa STAN S31 Fetal Transducer ACC101031"," 3.0m"," Ultrasound 1.5MHZ	1	12				Ultrasound Foetal Transducer - comp w/ Bionet - Uterine Contractions		Ultrasound Foetal Transducer - comp w/ Bionet - UC	Bionet "
"6018907	FUS-SC01		FUS-SC01	https://www.medten.com/product/1713	Replacement	Reusable	Sonicaid	Fetal Transducers	Accessories	Sonicaid Fetal Transducer 8400-6919/L	Reusable Sonicaid Fetal Transducer 8400-6919/L	Replacement: 3.0m"," Ultrasound	Sonicaid Fetal Transducer 8400-6919/L"," 3.0m"," Ultrasound	1	12				Ultrasound Foetal Transducer - comp w/ Bionet - Uterine Contractions		Ultrasound Foetal Transducer - comp w/ Bionet - UC	Bionet "
"6018930	FTC-NT01		FTC-NT01	https://www.medten.com/product/1714	Replacement	Reusable	Neoventa	Fetal Transducers	Accessories	Neoventa STAN S31 Fetal Transducer AAC101022	Reusable Neoventa STAN S31 Fetal Transducer AAC101022	Replacement: 3.0m"," TOCO	Neoventa STAN S31 Fetal Transducer AAC101022"," 3.0m"," TOCO	1	12				Ultrasound Foetal Transducer - comp w/ Bionet - Uterine Contractions		Ultrasound Foetal Transducer - comp w/ Bionet - UC	Bionet "
"6018908	FUS-SC02		FUS-SC02	https://www.medten.com/product/1715	Replacement	Reusable	Sonicaid	Fetal Transducers	Accessories	Sonicaid Fetal Transducer 8400-6920/L	Reusable Sonicaid Fetal Transducer 8400-6920/L	Replacement: 3.0m"," Ultrasound	Sonicaid Fetal Transducer 8400-6920/L"," 3.0m"," Ultrasound	1	12				Ultrasound Foetal Transducer - comp w/ Bionet - Uterine Contractions		Ultrasound Foetal Transducer - comp w/ Bionet - UC	Bionet "
"	OS-01		OS-01	https://www.medten.com/product/1716	Replacement	Reusable		Oxygen Sensors	Accessories	O2 Sensor/cell	Reusable O2 Sensor/cell	0	O2 Sensor/cell0	1	12				Ultrasound Foetal Transducer - comp w/ Bionet - Uterine Contractions		Ultrasound Foetal Transducer - comp w/ Bionet - UC	Bionet "
"	OS-02		OS-02	https://www.medten.com/product/1717	Replacement	Reusable		Oxygen Sensors	Accessories	O2 Sensor/cell	Reusable O2 Sensor/cell	0	O2 Sensor/cell0	1	12				Ultrasound Foetal Transducer - comp w/ Bionet - Uterine Contractions		Ultrasound Foetal Transducer - comp w/ Bionet - UC	Bionet "
"	OS-03		OS-03	https://www.medten.com/product/1718	Replacement	Reusable		Oxygen Sensors	Accessories	O2 Sensor/cell	Reusable O2 Sensor/cell	0	O2 Sensor/cell0	1	12				Ultrasound Foetal Transducer - comp w/ Bionet - Uterine Contractions		Ultrasound Foetal Transducer - comp w/ Bionet - UC	Bionet "
"	OS-04		OS-04	https://www.medten.com/product/1719	Replacement	Reusable		Oxygen Sensors	Accessories	O2 Sensor/cell	Reusable O2 Sensor/cell	0	O2 Sensor/cell0	1	12				Ultrasound Foetal Transducer - comp w/ Bionet - Uterine Contractions		Ultrasound Foetal Transducer - comp w/ Bionet - UC	Bionet "
"	OS-05		OS-05	https://www.medten.com/product/1720	Replacement	Reusable		Oxygen Sensors	Accessories	O2 Sensor/cell	Reusable O2 Sensor/cell	0	O2 Sensor/cell0	1	12				Ultrasound Foetal Transducer - comp w/ Bionet - Uterine Contractions		Ultrasound Foetal Transducer - comp w/ Bionet - UC	Bionet "
"	OS-06		OS-06	https://www.medten.com/product/1721	Replacement	Reusable		Oxygen Sensors	Accessories	O2 Sensor/cell	Reusable O2 Sensor/cell	0	O2 Sensor/cell0	1	12				Ultrasound Foetal Transducer - comp w/ Bionet - Uterine Contractions		Ultrasound Foetal Transducer - comp w/ Bionet - UC	Bionet "
"	OS-07		OS-07	https://www.medten.com/product/1722	Replacement	Reusable		Oxygen Sensors	Accessories	O2 Sensor/cell	Reusable O2 Sensor/cell	0	O2 Sensor/cell0	1	12				Ultrasound Foetal Transducer - comp w/ Bionet - Uterine Contractions		Ultrasound Foetal Transducer - comp w/ Bionet - UC	Bionet "
"	OS-07S		OS-07S	https://www.medten.com/product/1723	Replacement	Reusable		Oxygen Sensors	Accessories	O2 Sensor/cell	Reusable O2 Sensor/cell	0	O2 Sensor/cell0	1	12				Ultrasound Foetal Transducer - comp w/ Bionet - Uterine Contractions		Ultrasound Foetal Transducer - comp w/ Bionet - UC	Bionet "
"	OS-09		OS-09	https://www.medten.com/product/1724	Replacement	Reusable		Oxygen Sensors	Accessories	O2 Sensor/cell	Reusable O2 Sensor/cell	0	O2 Sensor/cell0	1	12				Ultrasound Foetal Transducer - comp w/ Bionet - Uterine Contractions		Ultrasound Foetal Transducer - comp w/ Bionet - UC	Bionet "
"	OS-10		OS-10	https://www.medten.com/product/1725	Replacement	Reusable		Oxygen Sensors	Accessories	O2 Sensor/cell	Reusable O2 Sensor/cell	0	O2 Sensor/cell0	1	12				Ultrasound Foetal Transducer - comp w/ Bionet - Uterine Contractions		Ultrasound Foetal Transducer - comp w/ Bionet - UC	Bionet "
"	OS-11		OS-11	https://www.medten.com/product/1726	Replacement	Reusable		Oxygen Sensors	Accessories	O2 Sensor/cell	Reusable O2 Sensor/cell	0	O2 Sensor/cell0	1	12				Ultrasound Foetal Transducer - comp w/ Bionet - Uterine Contractions		Ultrasound Foetal Transducer - comp w/ Bionet - UC	Bionet "
"	OS-12		OS-12	https://www.medten.com/product/1727	Replacement	Reusable		Oxygen Sensors	Accessories	O2 Sensor/cell	Reusable O2 Sensor/cell	0	O2 Sensor/cell0	1	12				Ultrasound Foetal Transducer - comp w/ Bionet - Uterine Contractions		Ultrasound Foetal Transducer - comp w/ Bionet - UC	Bionet "
"	OS-13		OS-13	https://www.medten.com/product/1728	Replacement	Reusable	Hudson RCI	Oxygen Sensors	Accessories	O2 Sensor/cell	Reusable O2 Sensor/cell	0	O2 Sensor/cell0	1	12				Ultrasound Foetal Transducer - comp w/ Bionet - Uterine Contractions		Ultrasound Foetal Transducer - comp w/ Bionet - UC	Bionet "
"	OS-14		OS-14	https://www.medten.com/product/1729	Replacement	Reusable		Oxygen Sensors	Accessories	O2 Sensor/cell	Reusable O2 Sensor/cell	'OEM Machines & Sensors	Ultrasound Foetal Transducer - comp w/ Bionet - Uterine Contractions		Ultrasound Foetal Transducer - comp w/ Bionet - UC	Bionet "
"			Ultrasound Foetal Transducer - comp w/ Bionet - Uterine Contractions		Ultrasound Foetal Transducer - comp w/ Bionet - UC	Bionet "
"		Maxtec(MAX-13C)	Ultrasound Foetal Transducer - comp w/ Bionet - Uterine Contractions		Ultrasound Foetal Transducer - comp w/ Bionet - UC	Bionet "
"	'O2 Sensor/cellOEM Machines & Sensors	Nuova(E-14/0)'	'O2 Sensor/cellOEM Machines & Sensors	Ultrasound Foetal Transducer - comp w/ Bionet - Uterine Contractions		Ultrasound Foetal Transducer - comp w/ Bionet - UC	Bionet "
"			Ultrasound Foetal Transducer - comp w/ Bionet - Uterine Contractions		Ultrasound Foetal Transducer - comp w/ Bionet - UC	Bionet "
"		Maxtec(MAX-13C)	Ultrasound Foetal Transducer - comp w/ Bionet - Uterine Contractions		Ultrasound Foetal Transducer - comp w/ Bionet - UC	Bionet "
"	1	Nuova(E-14/0)'	1	12				Ultrasound Foetal Transducer - comp w/ Bionet - Uterine Contractions		Ultrasound Foetal Transducer - comp w/ Bionet - UC	Bionet "
"	OS-15		OS-15	https://www.medten.com/product/1730	Replacement	Reusable		Oxygen Sensors	Accessories	O2 Sensor/cell	Reusable O2 Sensor/cell			1	12				Ultrasound Foetal Transducer - comp w/ Bionet - Uterine Contractions		Ultrasound Foetal Transducer - comp w/ Bionet - UC	Bionet "
"	OS-16		OS-16	https://www.medten.com/product/1731	Replacement	Reusable		Oxygen Sensors	Accessories	O2 Sensor/cell	Reusable O2 Sensor/cell	'OEM Machines & Sensors	Ultrasound Foetal Transducer - comp w/ Bionet - Uterine Contractions		Ultrasound Foetal Transducer - comp w/ Bionet - UC	Bionet "
"			Ultrasound Foetal Transducer - comp w/ Bionet - Uterine Contractions		Ultrasound Foetal Transducer - comp w/ Bionet - UC	Bionet "
"		Maxtec(MAX-16)	Ultrasound Foetal Transducer - comp w/ Bionet - Uterine Contractions		Ultrasound Foetal Transducer - comp w/ Bionet - UC	Bionet "
"	'O2 Sensor/cellOEM Machines & Sensors	Nuova(E-16/0)'	'O2 Sensor/cellOEM Machines & Sensors	Ultrasound Foetal Transducer - comp w/ Bionet - Uterine Contractions		Ultrasound Foetal Transducer - comp w/ Bionet - UC	Bionet "
"			Ultrasound Foetal Transducer - comp w/ Bionet - Uterine Contractions		Ultrasound Foetal Transducer - comp w/ Bionet - UC	Bionet "
"		Maxtec(MAX-16)	Ultrasound Foetal Transducer - comp w/ Bionet - Uterine Contractions		Ultrasound Foetal Transducer - comp w/ Bionet - UC	Bionet "
"	1	Nuova(E-16/0)'	1	12				Ultrasound Foetal Transducer - comp w/ Bionet - Uterine Contractions		Ultrasound Foetal Transducer - comp w/ Bionet - UC	Bionet "
"	OS-25		OS-25	https://www.medten.com/product/1732	Replacement	Reusable		Oxygen Sensors	Accessories	O2 Sensor/cell	Reusable O2 Sensor/cell	'OEM Machines & Sensors	Ultrasound Foetal Transducer - comp w/ Bionet - Uterine Contractions		Ultrasound Foetal Transducer - comp w/ Bionet - UC	Bionet "
"			Ultrasound Foetal Transducer - comp w/ Bionet - Uterine Contractions		Ultrasound Foetal Transducer - comp w/ Bionet - UC	Bionet "
"		Analytical Industries(PSR-11-917-J1)	Ultrasound Foetal Transducer - comp w/ Bionet - Uterine Contractions		Ultrasound Foetal Transducer - comp w/ Bionet - UC	Bionet "
"		Maxtec(MAX-250ESF)	Ultrasound Foetal Transducer - comp w/ Bionet - Uterine Contractions		Ultrasound Foetal Transducer - comp w/ Bionet - UC	Bionet "
"	'O2 Sensor/cellOEM Machines & Sensors	Nuova(E-25/0)'	'O2 Sensor/cellOEM Machines & Sensors	Ultrasound Foetal Transducer - comp w/ Bionet - Uterine Contractions		Ultrasound Foetal Transducer - comp w/ Bionet - UC	Bionet "
"			Ultrasound Foetal Transducer - comp w/ Bionet - Uterine Contractions		Ultrasound Foetal Transducer - comp w/ Bionet - UC	Bionet "
"		Analytical Industries(PSR-11-917-J1)	Ultrasound Foetal Transducer - comp w/ Bionet - Uterine Contractions		Ultrasound Foetal Transducer - comp w/ Bionet - UC	Bionet "
"		Maxtec(MAX-250ESF)	Ultrasound Foetal Transducer - comp w/ Bionet - Uterine Contractions		Ultrasound Foetal Transducer - comp w/ Bionet - UC	Bionet "
"	1	Nuova(E-25/0)'	1	12				Ultrasound Foetal Transducer - comp w/ Bionet - Uterine Contractions		Ultrasound Foetal Transducer - comp w/ Bionet - UC	Bionet "
"	OS-43		OS-43	https://www.medten.com/product/1733	Replacement	Reusable		Oxygen Sensors	Accessories	O2 Sensor/cell	Reusable O2 Sensor/cell	'OEM Machines & Sensors	Ultrasound Foetal Transducer - comp w/ Bionet - Uterine Contractions		Ultrasound Foetal Transducer - comp w/ Bionet - UC	Bionet "
"			Ultrasound Foetal Transducer - comp w/ Bionet - Uterine Contractions		Ultrasound Foetal Transducer - comp w/ Bionet - UC	Bionet "
"		GE-DatexOhmeda Instrum.(Giraffe)	Ultrasound Foetal Transducer - comp w/ Bionet - Uterine Contractions		Ultrasound Foetal Transducer - comp w/ Bionet - UC	Bionet "
"		Maxtec(MAX-43)	Ultrasound Foetal Transducer - comp w/ Bionet - Uterine Contractions		Ultrasound Foetal Transducer - comp w/ Bionet - UC	Bionet "
"		Nuova(E-43/0)	Ultrasound Foetal Transducer - comp w/ Bionet - Uterine Contractions		Ultrasound Foetal Transducer - comp w/ Bionet - UC	Bionet "
"	'O2 Sensor/cellOEM Machines & Sensors	Envitec OOM112'	'O2 Sensor/cellOEM Machines & Sensors	Ultrasound Foetal Transducer - comp w/ Bionet - Uterine Contractions		Ultrasound Foetal Transducer - comp w/ Bionet - UC	Bionet "
"			Ultrasound Foetal Transducer - comp w/ Bionet - Uterine Contractions		Ultrasound Foetal Transducer - comp w/ Bionet - UC	Bionet "
"		GE-DatexOhmeda Instrum.(Giraffe)	Ultrasound Foetal Transducer - comp w/ Bionet - Uterine Contractions		Ultrasound Foetal Transducer - comp w/ Bionet - UC	Bionet "
"		Maxtec(MAX-43)	Ultrasound Foetal Transducer - comp w/ Bionet - Uterine Contractions		Ultrasound Foetal Transducer - comp w/ Bionet - UC	Bionet "
"		Nuova(E-43/0)	Ultrasound Foetal Transducer - comp w/ Bionet - Uterine Contractions		Ultrasound Foetal Transducer - comp w/ Bionet - UC	Bionet "
"	1	Envitec OOM112'	1	12				Ultrasound Foetal Transducer - comp w/ Bionet - Uterine Contractions		Ultrasound Foetal Transducer - comp w/ Bionet - UC	Bionet "
"	OS-47		OS-47	https://www.medten.com/product/1734	Replacement	Reusable		Oxygen Sensors	Accessories	O2 Sensor/cell	Reusable O2 Sensor/cell	'OEM Machines & Sensors	Ultrasound Foetal Transducer - comp w/ Bionet - Uterine Contractions		Ultrasound Foetal Transducer - comp w/ Bionet - UC	Bionet "
"			Ultrasound Foetal Transducer - comp w/ Bionet - Uterine Contractions		Ultrasound Foetal Transducer - comp w/ Bionet - UC	Bionet "
"		Maxtec(MAX-47)	Ultrasound Foetal Transducer - comp w/ Bionet - Uterine Contractions		Ultrasound Foetal Transducer - comp w/ Bionet - UC	Bionet "
"	'O2 Sensor/cellOEM Machines & Sensors	Nuova(E-47/0)'	'O2 Sensor/cellOEM Machines & Sensors	Ultrasound Foetal Transducer - comp w/ Bionet - Uterine Contractions		Ultrasound Foetal Transducer - comp w/ Bionet - UC	Bionet "
"			Ultrasound Foetal Transducer - comp w/ Bionet - Uterine Contractions		Ultrasound Foetal Transducer - comp w/ Bionet - UC	Bionet "
"		Maxtec(MAX-47)	Ultrasound Foetal Transducer - comp w/ Bionet - Uterine Contractions		Ultrasound Foetal Transducer - comp w/ Bionet - UC	Bionet "
"	1	Nuova(E-47/0)'	1	12				Ultrasound Foetal Transducer - comp w/ Bionet - Uterine Contractions		Ultrasound Foetal Transducer - comp w/ Bionet - UC	Bionet "
"	OS-48		OS-48	https://www.medten.com/product/1735	Replacement	Reusable		Oxygen Sensors	Accessories	O2 Sensor/cell	Reusable O2 Sensor/cell	'OEM Machines & Sensors	Ultrasound Foetal Transducer - comp w/ Bionet - Uterine Contractions		Ultrasound Foetal Transducer - comp w/ Bionet - UC	Bionet "
"			Ultrasound Foetal Transducer - comp w/ Bionet - Uterine Contractions		Ultrasound Foetal Transducer - comp w/ Bionet - UC	Bionet "
"		Analytical Industries(M-11-60)	Ultrasound Foetal Transducer - comp w/ Bionet - Uterine Contractions		Ultrasound Foetal Transducer - comp w/ Bionet - UC	Bionet "
"		Maxtec(MAX-48)	Ultrasound Foetal Transducer - comp w/ Bionet - Uterine Contractions		Ultrasound Foetal Transducer - comp w/ Bionet - UC	Bionet "
"	'O2 Sensor/cellOEM Machines & Sensors	Nuova(E-60)'	'O2 Sensor/cellOEM Machines & Sensors	Ultrasound Foetal Transducer - comp w/ Bionet - Uterine Contractions		Ultrasound Foetal Transducer - comp w/ Bionet - UC	Bionet "
"			Ultrasound Foetal Transducer - comp w/ Bionet - Uterine Contractions		Ultrasound Foetal Transducer - comp w/ Bionet - UC	Bionet "
"		Analytical Industries(M-11-60)	Ultrasound Foetal Transducer - comp w/ Bionet - Uterine Contractions		Ultrasound Foetal Transducer - comp w/ Bionet - UC	Bionet "
"		Maxtec(MAX-48)	Ultrasound Foetal Transducer - comp w/ Bionet - Uterine Contractions		Ultrasound Foetal Transducer - comp w/ Bionet - UC	Bionet "
"	1	Nuova(E-60)'	1	12				Ultrasound Foetal Transducer - comp w/ Bionet - Uterine Contractions		Ultrasound Foetal Transducer - comp w/ Bionet - UC	Bionet "
"6018800	CTM-RP01		CTM-RP01	https://www.medten.com/product/1736	Replacement	Reusable	Respironics	EtCO2 Transducers	Accessories	Respironics EtCO2 Transducer 1015928	Reusable Respironics EtCO2 Transducer 1015928	Replacement: Mainstream"," 2.5m	Respironics EtCO2 Transducer 1015928"," Mainstream"," 2.5m	1	12				Ultrasound Foetal Transducer - comp w/ Bionet - Uterine Contractions		Ultrasound Foetal Transducer - comp w/ Bionet - UC	Bionet "
"6010597	SA-028RB-24LP		SA-028RB-24LP	https://www.medten.com/product/1738	Replacement	Reusable	Draeger	SpO2 Adapter Cables	Accessories	Siemens SpO2 Adapter Cable MS17041	Reusable Siemens SpO2 Adapter Cable MS17041	Replacement: 2.4m"," use with Masimo-LNOP sensor"," Reusable	Siemens SpO2 Adapter Cable MS17041"," 2.4m"," use with Masimo-LNOP sensor"," Reusable	1	12				Ultrasound Foetal Transducer - comp w/ Bionet - Uterine Contractions		Ultrasound Foetal Transducer - comp w/ Bionet - UC	Bionet "
"6016107	EC-3021RS-I		EC-3021RS-I	https://www.medten.com/product/1740	Replacement	Reusable	Hellige	One-Piece ECG Cables	Accessories	Hellige One-Piece ECG Cable	Reusable Hellige One-Piece ECG Cable	Replacement: 3 lead"," Snap"," 2.5m+1.5m"," With Resistance"," IEC"," Reusable	Hellige One-Piece ECG Cable"," 3 lead"," Snap"," 2.5m+1.5m"," With Resistance"," IEC"," Reusable	1	12				Ultrasound Foetal Transducer - comp w/ Bionet - Uterine Contractions		Ultrasound Foetal Transducer - comp w/ Bionet - UC	Bionet "
"6017258	EL-DG3-90S-I		EL-DG3-90S-I	https://www.medten.com/product/1743	Replacement	Reusable	Draeger	ECG Leadwires	Accessories	Draeger ECG Leadwire MS14555	Reusable Draeger ECG Leadwire MS14555	Replacement: 3 lead"," Molded Din-Style"," Snap"," 0.9m "," IEC"," Reusable	Draeger ECG Leadwire MS14555"," 3 lead"," Molded Din-Style"," Snap"," 0.9m "," IEC"," Reusable	1	6				Ultrasound Foetal Transducer - comp w/ Bionet - Uterine Contractions		Ultrasound Foetal Transducer - comp w/ Bionet - UC	Bionet "
"6017464	EL-DG5-90S-I		EL-DG5-90S-I	https://www.medten.com/product/1746	Replacement	Reusable	Draeger	ECG Leadwires	Accessories	Draeger ECG Leadwire	Reusable Draeger ECG Leadwire	Replacement: 5 lead"," Molded Din-Style"," Snap"," 0.9m "," IEC"," Reusable	Draeger ECG Leadwire"," 5 lead"," Molded Din-Style"," Snap"," 0.9m "," IEC"," Reusable	1	6				Ultrasound Foetal Transducer - comp w/ Bionet - Uterine Contractions		Ultrasound Foetal Transducer - comp w/ Bionet - UC	Bionet "
"6017632	EL-DG6-90S-I		EL-DG6-90S-I	https://www.medten.com/product/1748	Replacement	Reusable	Draeger	ECG Leadwires	Accessories	Draeger ECG Leadwire MS14683	Reusable Draeger ECG Leadwire MS14683	Replacement: 6 lead"," Molded Din-Style"," Snap"," 0.9m "," IEC"," Reusable	Draeger ECG Leadwire MS14683"," 6 lead"," Molded Din-Style"," Snap"," 0.9m "," IEC"," Reusable	1	6				Ultrasound Foetal Transducer - comp w/ Bionet - Uterine Contractions		Ultrasound Foetal Transducer - comp w/ Bionet - UC	Bionet "
"6017709	ELD-MQ3-90G-A		ELD-MQ3-90G-A	https://www.medten.com/product/1749	Replacement	Disposable	Marquette	ECG Leadwires	Accessories	ECG Leadwire	Disposable ECG Leadwire	Replacement: (Box of 10)	ECG Leadwire"," (Box of 10)	10	0				Ultrasound Foetal Transducer - comp w/ Bionet - Uterine Contractions		Ultrasound Foetal Transducer - comp w/ Bionet - UC	Bionet "
"6017710	ELD-MQ3-90G-I		ELD-MQ3-90G-I	https://www.medten.com/product/1750	Replacement	Disposable	Marquette	ECG Leadwires	Accessories	GE Healthcare ECG Leadwire 2052133-001	Disposable GE Healthcare ECG Leadwire 2052133-001	Replacement: Disposable (Box of 10)	GE Healthcare ECG Leadwire 2052133-001"," Disposable (Box of 10)	10	0				Ultrasound Foetal Transducer - comp w/ Bionet - Uterine Contractions		Ultrasound Foetal Transducer - comp w/ Bionet - UC	Bionet "
"6017711	ELD-MQ3-90S-A		ELD-MQ3-90S-A	https://www.medten.com/product/1751	Replacement	Disposable	Marquette	ECG Leadwires	Accessories	ECG Leadwire	Disposable ECG Leadwire	Replacement: (Box of 10)	ECG Leadwire"," (Box of 10)	10	0				Ultrasound Foetal Transducer - comp w/ Bionet - Uterine Contractions		Ultrasound Foetal Transducer - comp w/ Bionet - UC	Bionet "
"6017712	ELD-MQ3-90S-I		ELD-MQ3-90S-I	https://www.medten.com/product/1752	Replacement	Disposable	Marquette	ECG Leadwires	Accessories	GE Healthcare ECG Leadwire 2052104-001	Disposable GE Healthcare ECG Leadwire 2052104-001	Replacement: Disposable (Box of 10)	GE Healthcare ECG Leadwire 2052104-001"," Disposable (Box of 10)	10	0				Ultrasound Foetal Transducer - comp w/ Bionet - Uterine Contractions		Ultrasound Foetal Transducer - comp w/ Bionet - UC	Bionet "
"6017762	ELD-MQ5-90G-I		ELD-MQ5-90G-I	https://www.medten.com/product/1755	Replacement	Disposable	Marquette	ECG Leadwires	Accessories	GE Healthcare ECG Leadwire 2052133-002	Disposable GE Healthcare ECG Leadwire 2052133-002	Replacement: Disposable (Box of 10)	GE Healthcare ECG Leadwire 2052133-002"," Disposable (Box of 10)	10	0				Ultrasound Foetal Transducer - comp w/ Bionet - Uterine Contractions		Ultrasound Foetal Transducer - comp w/ Bionet - UC	Bionet "
"6017763	ELD-MQ5-90S-A		ELD-MQ5-90S-A	https://www.medten.com/product/1757	Replacement	Disposable	Marquette	ECG Leadwires	Accessories	ECG Leadwire	Disposable ECG Leadwire	Replacement: (Box of 10)	ECG Leadwire"," (Box of 10)	10	0				Ultrasound Foetal Transducer - comp w/ Bionet - Uterine Contractions		Ultrasound Foetal Transducer - comp w/ Bionet - UC	Bionet "
"6017764	ELD-MQ5-90S-I		ELD-MQ5-90S-I	https://www.medten.com/product/1759	Replacement	Disposable	Marquette	ECG Leadwires	Accessories	GE Healthcare ECG Leadwire 2052104-002	Disposable GE Healthcare ECG Leadwire 2052104-002	Replacement: Disposable (Box of 10)	GE Healthcare ECG Leadwire 2052104-002"," Disposable (Box of 10)	10	0				Ultrasound Foetal Transducer - comp w/ Bionet - Uterine Contractions		Ultrasound Foetal Transducer - comp w/ Bionet - UC	Bionet "
"6017706	ELD-PH3-90G-I		ELD-PH3-90G-I	https://www.medten.com/product/1762	Replacement	Disposable	Philips	ECG Leadwires	Accessories	Philips ECG Leadwire 989803174201	Disposable Philips ECG Leadwire 989803174201	Replacement: 3 lead"," IntelliVue"," Grabber"," 0.9m "," IEC (Box of 10)	Philips ECG Leadwire 989803174201"," 3 lead"," IntelliVue"," Grabber"," 0.9m "," IEC (Box of 10)	10	0				Ultrasound Foetal Transducer - comp w/ Bionet - Uterine Contractions		Ultrasound Foetal Transducer - comp w/ Bionet - UC	Bionet "
"6017707	ELD-PH3-90S-A		ELD-PH3-90S-A	https://www.medten.com/product/1763	Replacement	Disposable	Philips	ECG Leadwires	Accessories	ECG Leadwire	Disposable ECG Leadwire	Replacement: (Box of 10)	ECG Leadwire"," (Box of 10)	10	0				Ultrasound Foetal Transducer - comp w/ Bionet - Uterine Contractions		Ultrasound Foetal Transducer - comp w/ Bionet - UC	Bionet "
"6017708	ELD-PH3-90S-I		ELD-PH3-90S-I	https://www.medten.com/product/1764	Replacement	Disposable	Philips	ECG Leadwires	Accessories	ECG Leadwire	Disposable ECG Leadwire	Replacement: (Box of 10)	ECG Leadwire"," (Box of 10)	10	0				Ultrasound Foetal Transducer - comp w/ Bionet - Uterine Contractions		Ultrasound Foetal Transducer - comp w/ Bionet - UC	Bionet "
"6017757	ELD-PH5-90G-A		ELD-PH5-90G-A	https://www.medten.com/product/1765	Replacement	Disposable	Philips	ECG Leadwires	Accessories	Philips ECG Leadwire 989803173131	Disposable Philips ECG Leadwire 989803173131	Replacement: (Box of 10)	Philips ECG Leadwire 989803173131"," (Box of 10)	10	0				Ultrasound Foetal Transducer - comp w/ Bionet - Uterine Contractions		Ultrasound Foetal Transducer - comp w/ Bionet - UC	Bionet "
"6017758	ELD-PH5-90G-I		ELD-PH5-90G-I	https://www.medten.com/product/1767	Replacement	Disposable	Philips	ECG Leadwires	Accessories	Philips ECG Leadwire 989803174211	Disposable Philips ECG Leadwire 989803174211	Replacement: (Box of 10)	Philips ECG Leadwire 989803174211"," (Box of 10)	10	0				Ultrasound Foetal Transducer - comp w/ Bionet - Uterine Contractions		Ultrasound Foetal Transducer - comp w/ Bionet - UC	Bionet "
"6017759	ELD-PH5-90S-A		ELD-PH5-90S-A	https://www.medten.com/product/1769	Replacement	Disposable	Philips	ECG Leadwires	Accessories	ECG Leadwire	Disposable ECG Leadwire	Replacement: (Box of 10)	ECG Leadwire"," (Box of 10)	10	0				Ultrasound Foetal Transducer - comp w/ Bionet - Uterine Contractions		Ultrasound Foetal Transducer - comp w/ Bionet - UC	Bionet "
"6017760	ELD-PH5-90S-I		ELD-PH5-90S-I	https://www.medten.com/product/1771	Replacement	Disposable	Philips	ECG Leadwires	Accessories	ECG Leadwire	Disposable ECG Leadwire	Replacement: (Box of 10)	ECG Leadwire"," (Box of 10)	10	0				Ultrasound Foetal Transducer - comp w/ Bionet - Uterine Contractions		Ultrasound Foetal Transducer - comp w/ Bionet - UC	Bionet "
"6017232	EL-DT3-90G-I		EL-DT3-90G-I	https://www.medten.com/product/1773	Replacement	Reusable	Datascope	ECG Leadwires	Accessories	Mindray ECG Leadwire	Reusable Mindray ECG Leadwire	Replacement: 3 lead"," Datascope"," Grabber"," 0.9m "," IEC"," Reusable	Mindray ECG Leadwire"," 3 lead"," Datascope"," Grabber"," 0.9m "," IEC"," Reusable	1	6				Ultrasound Foetal Transducer - comp w/ Bionet - Uterine Contractions		Ultrasound Foetal Transducer - comp w/ Bionet - UC	Bionet "
"6017234	EL-DT3-90S-I		EL-DT3-90S-I	https://www.medten.com/product/1775	Replacement	Reusable	Datascope	ECG Leadwires	Accessories	Mindray ECG Leadwire	Reusable Mindray ECG Leadwire	Replacement: 3 lead"," Datascope"," Snap"," 0.9m "," IEC"," Reusable	Mindray ECG Leadwire"," 3 lead"," Datascope"," Snap"," 0.9m "," IEC"," Reusable	1	6				Ultrasound Foetal Transducer - comp w/ Bionet - Uterine Contractions		Ultrasound Foetal Transducer - comp w/ Bionet - UC	Bionet "
"6017438	EL-DT5-90G-I		EL-DT5-90G-I	https://www.medten.com/product/1777	Replacement	Reusable	Datascope	ECG Leadwires	Accessories	Mindray ECG Leadwire	Reusable Mindray ECG Leadwire	Replacement: 5 lead"," Datascope"," Grabber"," 0.9m "," IEC"," Reusable	Mindray ECG Leadwire"," 5 lead"," Datascope"," Grabber"," 0.9m "," IEC"," Reusable	1	6				Ultrasound Foetal Transducer - comp w/ Bionet - Uterine Contractions		Ultrasound Foetal Transducer - comp w/ Bionet - UC	Bionet "
"6017440	EL-DT5-90S-I		EL-DT5-90S-I	https://www.medten.com/product/1779	Replacement	Reusable	Datascope	ECG Leadwires	Accessories	Mindray ECG Leadwire	Reusable Mindray ECG Leadwire	Replacement: 5 lead"," Datascope"," Snap"," 0.9m "," IEC"," Reusable	Mindray ECG Leadwire"," 5 lead"," Datascope"," Snap"," 0.9m "," IEC"," Reusable	1	6				Ultrasound Foetal Transducer - comp w/ Bionet - Uterine Contractions		Ultrasound Foetal Transducer - comp w/ Bionet - UC	Bionet "
"6017771	ELD-TPH5-90G-A		ELD-TPH5-90G-A	https://www.medten.com/product/1780	Replacement	Disposable	Philips	ECG Leadwires	Accessories	Philips ECG Leadwire 989803173151	Disposable Philips ECG Leadwire 989803173151	Replacement: (Box of 10)	Philips ECG Leadwire 989803173151"," (Box of 10)	10	0				Ultrasound Foetal Transducer - comp w/ Bionet - Uterine Contractions		Ultrasound Foetal Transducer - comp w/ Bionet - UC	Bionet "
"6017772	ELD-TPH5-90G-I		ELD-TPH5-90G-I	https://www.medten.com/product/1781	Replacement	Disposable	Philips	ECG Leadwires	Accessories	Philips ECG Leadwire	Disposable Philips ECG Leadwire	Replacement: Disposable (Box of 10)	Philips ECG Leadwire"," Disposable (Box of 10)	10	0				Ultrasound Foetal Transducer - comp w/ Bionet - Uterine Contractions		Ultrasound Foetal Transducer - comp w/ Bionet - UC	Bionet "
"6017176	EL-DX3-90G-I		EL-DX3-90G-I	https://www.medten.com/product/1783	Replacement	Reusable	Datex Ohmeda	ECG Leadwires	Accessories	Datex Ohmeda/GE ECG Leadwire 545315-HEL	Reusable Datex Ohmeda/GE ECG Leadwire 545315-HEL	Replacement: 3 lead"," Datex 300 series"," Grabber"," 0.9m "," IEC	Datex Ohmeda/GE ECG Leadwire 545315-HEL"," 3 lead"," Datex 300 series"," Grabber"," 0.9m "," IEC	1	6				Ultrasound Foetal Transducer - comp w/ Bionet - Uterine Contractions		Ultrasound Foetal Transducer - comp w/ Bionet - UC	Bionet "
"6017178	EL-DX3-90S-I		EL-DX3-90S-I	https://www.medten.com/product/1785	Replacement	Reusable	Datex Ohmeda	ECG Leadwires	Accessories	Datex Ohmeda ECG Leadwire	Reusable Datex Ohmeda ECG Leadwire	Replacement: 3 lead"," Datex 300 series"," Snap"," 0.9m "," IEC"," Reusable	Datex Ohmeda ECG Leadwire"," 3 lead"," Datex 300 series"," Snap"," 0.9m "," IEC"," Reusable	1	6				Ultrasound Foetal Transducer - comp w/ Bionet - Uterine Contractions		Ultrasound Foetal Transducer - comp w/ Bionet - UC	Bionet "
"6017394	EL-DX5-90G-I		EL-DX5-90G-I	https://www.medten.com/product/1787	Replacement	Reusable	Datex Ohmeda	ECG Leadwires	Accessories	Datex Ohmeda/GE ECG Leadwire 545316	Reusable Datex Ohmeda/GE ECG Leadwire 545316	Replacement: 5 lead"," Datex 300 series"," Grabber"," 0.9m "," IEC	Datex Ohmeda/GE ECG Leadwire 545316"," 5 lead"," Datex 300 series"," Grabber"," 0.9m "," IEC	1	6				Ultrasound Foetal Transducer - comp w/ Bionet - Uterine Contractions		Ultrasound Foetal Transducer - comp w/ Bionet - UC	Bionet "
"6017396	EL-DX5-90S-I		EL-DX5-90S-I	https://www.medten.com/product/1789	Replacement	Reusable	Datex Ohmeda	ECG Leadwires	Accessories	Datex Ohmeda ECG Leadwire	Reusable Datex Ohmeda ECG Leadwire	Replacement: 5 lead"," Datex 300 series"," Snap"," 0.9m "," IEC"," Reusable	Datex Ohmeda ECG Leadwire"," 5 lead"," Datex 300 series"," Snap"," 0.9m "," IEC"," Reusable	1	6				Ultrasound Foetal Transducer - comp w/ Bionet - Uterine Contractions		Ultrasound Foetal Transducer - comp w/ Bionet - UC	Bionet "
"6017180	EL-DXS3-90G-I		EL-DXS3-90G-I	https://www.medten.com/product/1791	Replacement	Reusable	Datex Ohmeda	ECG Leadwires	Accessories	Datex Ohmeda ECG Leadwire	Reusable Datex Ohmeda ECG Leadwire	Replacement: 3 lead"," Datex 300 series"," Grabber"," 0.9m "," IEC"," Reusable	Datex Ohmeda ECG Leadwire"," 3 lead"," Datex 300 series"," Grabber"," 0.9m "," IEC"," Reusable	1	6				Ultrasound Foetal Transducer - comp w/ Bionet - Uterine Contractions		Ultrasound Foetal Transducer - comp w/ Bionet - UC	Bionet "
"6017182	EL-DXS3-90S-I		EL-DXS3-90S-I	https://www.medten.com/product/1793	Replacement	Reusable	Datex Ohmeda	ECG Leadwires	Accessories	ECG Leadwire	Reusable ECG Leadwire	Replacement: 3 lead"," Datex 300 series"," Snap"," 0.9m "," IEC"," Reusable	ECG Leadwire"," 3 lead"," Datex 300 series"," Snap"," 0.9m "," IEC"," Reusable	1	6				Ultrasound Foetal Transducer - comp w/ Bionet - Uterine Contractions		Ultrasound Foetal Transducer - comp w/ Bionet - UC	Bionet "
"6017398	EL-DXS5-90G-I		EL-DXS5-90G-I	https://www.medten.com/product/1795	Replacement	Reusable	Datex Ohmeda	ECG Leadwires	Accessories	ECG Leadwire	Reusable ECG Leadwire	Replacement: 5 lead"," Datex 300 series"," Grabber"," 0.9m "," IEC"," Reusable	ECG Leadwire"," 5 lead"," Datex 300 series"," Grabber"," 0.9m "," IEC"," Reusable	1	6				Ultrasound Foetal Transducer - comp w/ Bionet - Uterine Contractions		Ultrasound Foetal Transducer - comp w/ Bionet - UC	Bionet "
"6017400	EL-DXS5-90S-I		EL-DXS5-90S-I	https://www.medten.com/product/1797	Replacement	Reusable	Datex Ohmeda	ECG Leadwires	Accessories	ECG Leadwire	Reusable ECG Leadwire	Replacement: 5 lead"," Safety Din"," Snap"," 0.9m "," IEC"," Reusable	ECG Leadwire"," 5 lead"," Safety Din"," Snap"," 0.9m "," IEC"," Reusable	1	6				Ultrasound Foetal Transducer - comp w/ Bionet - Uterine Contractions		Ultrasound Foetal Transducer - comp w/ Bionet - UC	Bionet "
"6016109	EC-3022G-I		EC-3022G-I	https://www.medten.com/product/1806	Replacement	Reusable	Corometrics	One-Piece ECG Cables	Accessories	GE Corometrics One-Piece ECG Cable	Reusable GE Corometrics One-Piece ECG Cable	Replacement: 3 lead"," Grabber"," 2.5m+1.5m"," IEC"," Reusable	GE Corometrics One-Piece ECG Cable"," 3 lead"," Grabber"," 2.5m+1.5m"," IEC"," Reusable	1	12				Ultrasound Foetal Transducer - comp w/ Bionet - Uterine Contractions		Ultrasound Foetal Transducer - comp w/ Bionet - UC	Bionet "
"6016111	EC-3022S-I		EC-3022S-I	https://www.medten.com/product/1808	Replacement	Reusable	Corometrics	One-Piece ECG Cables	Accessories	GE Corometrics One-Piece ECG Cable	Reusable GE Corometrics One-Piece ECG Cable	Replacement: 3 lead"," Snap"," 2.5m+1.5m"," IEC"," Reusable	GE Corometrics One-Piece ECG Cable"," 3 lead"," Snap"," 2.5m+1.5m"," IEC"," Reusable	1	12				Ultrasound Foetal Transducer - comp w/ Bionet - Uterine Contractions		Ultrasound Foetal Transducer - comp w/ Bionet - UC	Bionet "
"6016113	EC-3023G-I		EC-3023G-I	https://www.medten.com/product/1810	Replacement	Reusable	Logiq	One-Piece ECG Cables	Accessories	Logiq-GE Healthcare One-Piece ECG Cable	Reusable Logiq-GE Healthcare One-Piece ECG Cable	Replacement: 3 lead"," Grabber"," 2.5m+1.5m"," IEC"," Reusable	Logiq-GE Healthcare One-Piece ECG Cable"," 3 lead"," Grabber"," 2.5m+1.5m"," IEC"," Reusable	1	12				Ultrasound Foetal Transducer - comp w/ Bionet - Uterine Contractions		Ultrasound Foetal Transducer - comp w/ Bionet - UC	Bionet "
"6016115	EC-3023S-I		EC-3023S-I	https://www.medten.com/product/1812	Replacement	Reusable	Logiq	One-Piece ECG Cables	Accessories	Logiq-GE Healthcare One-Piece ECG Cable	Reusable Logiq-GE Healthcare One-Piece ECG Cable	Replacement: 3 lead"," Snap"," 2.5m+1.5m"," IEC"," Reusable	Logiq-GE Healthcare One-Piece ECG Cable"," 3 lead"," Snap"," 2.5m+1.5m"," IEC"," Reusable	1	12				Ultrasound Foetal Transducer - comp w/ Bionet - Uterine Contractions		Ultrasound Foetal Transducer - comp w/ Bionet - UC	Bionet "
"6016117	EC-3024G-I		EC-3024G-I	https://www.medten.com/product/1814	Replacement	Reusable	Vivid	One-Piece ECG Cables	Accessories	Vivid-GE Healthcare One-Piece ECG Cable	Reusable Vivid-GE Healthcare One-Piece ECG Cable	Replacement: 3 lead"," Grabber"," 2.5m+1.5m"," IEC"," Reusable	Vivid-GE Healthcare One-Piece ECG Cable"," 3 lead"," Grabber"," 2.5m+1.5m"," IEC"," Reusable	1	12				Ultrasound Foetal Transducer - comp w/ Bionet - Uterine Contractions		Ultrasound Foetal Transducer - comp w/ Bionet - UC	Bionet "
"6016119	EC-3024S-I		EC-3024S-I	https://www.medten.com/product/1816	Replacement	Reusable	Vivid	One-Piece ECG Cables	Accessories	Vivid-GE Healthcare One-Piece ECG Cable	Reusable Vivid-GE Healthcare One-Piece ECG Cable	Replacement: 3 lead"," Snap"," 2.5m+1.5m"," IEC"," Reusable	Vivid-GE Healthcare One-Piece ECG Cable"," 3 lead"," Snap"," 2.5m+1.5m"," IEC"," Reusable	1	12				Ultrasound Foetal Transducer - comp w/ Bionet - Uterine Contractions		Ultrasound Foetal Transducer - comp w/ Bionet - UC	Bionet "
"6016121	EC-3025G-I		EC-3025G-I	https://www.medten.com/product/1818	Replacement	Reusable	Marquette	One-Piece ECG Cables	Accessories	Marquette One-Piece ECG Cable	Reusable Marquette One-Piece ECG Cable	Replacement: 3 lead"," Grabber"," 2.5m+1.5m"," IEC"," Reusable	Marquette One-Piece ECG Cable"," 3 lead"," Grabber"," 2.5m+1.5m"," IEC"," Reusable	1	12				Ultrasound Foetal Transducer - comp w/ Bionet - Uterine Contractions		Ultrasound Foetal Transducer - comp w/ Bionet - UC	Bionet "
"6016123	EC-3025S-I		EC-3025S-I	https://www.medten.com/product/1820	Replacement	Reusable	Marquette	One-Piece ECG Cables	Accessories	Marquette One-Piece ECG Cable	Reusable Marquette One-Piece ECG Cable	Replacement: 3 lead"," Snap"," 2.5m+1.5m"," IEC"," Reusable	Marquette One-Piece ECG Cable"," 3 lead"," Snap"," 2.5m+1.5m"," IEC"," Reusable	1	12				Ultrasound Foetal Transducer - comp w/ Bionet - Uterine Contractions		Ultrasound Foetal Transducer - comp w/ Bionet - UC	Bionet "
"6016125	EC-3026G-I		EC-3026G-I	https://www.medten.com/product/1822	Replacement	Reusable	Siemens	One-Piece ECG Cables	Accessories	Siemens/Draeger One-Piece ECG Cable	Reusable Siemens/Draeger One-Piece ECG Cable	Replacement: 3 lead"," Grabber"," 2.5m+1.5m"," IEC"," Reusable	Siemens/Draeger One-Piece ECG Cable"," 3 lead"," Grabber"," 2.5m+1.5m"," IEC"," Reusable	1	12				Ultrasound Foetal Transducer - comp w/ Bionet - Uterine Contractions		Ultrasound Foetal Transducer - comp w/ Bionet - UC	Bionet "
"6016127	EC-3026S-I		EC-3026S-I	https://www.medten.com/product/1824	Replacement	Reusable	Siemens	One-Piece ECG Cables	Accessories	Siemens One-Piece ECG Cable	Reusable Siemens One-Piece ECG Cable	Replacement: 3 lead"," Snap"," 2.5m+1.5m"," IEC"," Reusable	Siemens One-Piece ECG Cable"," 3 lead"," Snap"," 2.5m+1.5m"," IEC"," Reusable	1	12				Ultrasound Foetal Transducer - comp w/ Bionet - Uterine Contractions		Ultrasound Foetal Transducer - comp w/ Bionet - UC	Bionet "
"6016129	EC-3027G-I		EC-3027G-I	https://www.medten.com/product/1826	Replacement	Reusable	Draeger	One-Piece ECG Cables	Accessories	Draeger One-Piece ECG Cable	Reusable Draeger One-Piece ECG Cable	Replacement: 3 lead"," Grabber"," 2.5m+1.5m"," IEC"," Reusable	Draeger One-Piece ECG Cable"," 3 lead"," Grabber"," 2.5m+1.5m"," IEC"," Reusable	1	12				Ultrasound Foetal Transducer - comp w/ Bionet - Uterine Contractions		Ultrasound Foetal Transducer - comp w/ Bionet - UC	Bionet "
"6016131	EC-3027S-I		EC-3027S-I	https://www.medten.com/product/1828	Replacement	Reusable	Draeger	One-Piece ECG Cables	Accessories	Draeger One-Piece ECG Cable	Reusable Draeger One-Piece ECG Cable	Replacement: 3 lead"," Snap"," 2.5m+1.5m"," IEC"," Reusable	Draeger One-Piece ECG Cable"," 3 lead"," Snap"," 2.5m+1.5m"," IEC"," Reusable	1	12				Ultrasound Foetal Transducer - comp w/ Bionet - Uterine Contractions		Ultrasound Foetal Transducer - comp w/ Bionet - UC	Bionet "
"6016133	EC-3028G-I		EC-3028G-I	https://www.medten.com/product/1830	Replacement	Reusable	Draeger	One-Piece ECG Cables	Accessories	Draeger One-Piece ECG Cable	Reusable Draeger One-Piece ECG Cable	Replacement: 3 lead"," Grabber"," 2.5m+1.5m"," IEC"," Reusable	Draeger One-Piece ECG Cable"," 3 lead"," Grabber"," 2.5m+1.5m"," IEC"," Reusable	1	12				Ultrasound Foetal Transducer - comp w/ Bionet - Uterine Contractions		Ultrasound Foetal Transducer - comp w/ Bionet - UC	Bionet "
"6016135	EC-3028S-I		EC-3028S-I	https://www.medten.com/product/1832	Replacement	Reusable	Draeger	One-Piece ECG Cables	Accessories	Draeger One-Piece ECG Cable	Reusable Draeger One-Piece ECG Cable	Replacement: 3 lead"," Snap"," 2.5m+1.5m"," IEC"," Reusable	Draeger One-Piece ECG Cable"," 3 lead"," Snap"," 2.5m+1.5m"," IEC"," Reusable	1	12				Ultrasound Foetal Transducer - comp w/ Bionet - Uterine Contractions		Ultrasound Foetal Transducer - comp w/ Bionet - UC	Bionet "
"6016137	EC-3029RG-I		EC-3029RG-I	https://www.medten.com/product/1834	Replacement	Reusable	Kontron	One-Piece ECG Cables	Accessories	Kontron One-Piece ECG Cable	Reusable Kontron One-Piece ECG Cable	Replacement: 3 lead"," Grabber"," 2.5m+1.5m"," With Resistance"," IEC"," Reusable	Kontron One-Piece ECG Cable"," 3 lead"," Grabber"," 2.5m+1.5m"," With Resistance"," IEC"," Reusable	1	12				Ultrasound Foetal Transducer - comp w/ Bionet - Uterine Contractions		Ultrasound Foetal Transducer - comp w/ Bionet - UC	Bionet "
"6016139	EC-3029RS-I		EC-3029RS-I	https://www.medten.com/product/1836	Replacement	Reusable	Kontron	One-Piece ECG Cables	Accessories	Kontron One-Piece ECG Cable	Reusable Kontron One-Piece ECG Cable	Replacement: 3 lead"," Snap"," 2.5m+1.5m"," With Resistance"," IEC"," Reusable	Kontron One-Piece ECG Cable"," 3 lead"," Snap"," 2.5m+1.5m"," With Resistance"," IEC"," Reusable	1	12				Ultrasound Foetal Transducer - comp w/ Bionet - Uterine Contractions		Ultrasound Foetal Transducer - comp w/ Bionet - UC	Bionet "
"6016141	EC-3030G-I		EC-3030G-I	https://www.medten.com/product/1838	Replacement	Reusable	Kontron	One-Piece ECG Cables	Accessories	Kontron One-Piece ECG Cable	Reusable Kontron One-Piece ECG Cable	Replacement: 3 lead"," Grabber"," 2.5m+1.5m"," IEC"," Reusable	Kontron One-Piece ECG Cable"," 3 lead"," Grabber"," 2.5m+1.5m"," IEC"," Reusable	1	12				Ultrasound Foetal Transducer - comp w/ Bionet - Uterine Contractions		Ultrasound Foetal Transducer - comp w/ Bionet - UC	Bionet "
"6016143	EC-3030S-I		EC-3030S-I	https://www.medten.com/product/1840	Replacement	Reusable	Kontron	One-Piece ECG Cables	Accessories	Kontron One-Piece ECG Cable	Reusable Kontron One-Piece ECG Cable	Replacement: 3 lead"," Snap"," 2.5m+1.5m"," IEC"," Reusable	Kontron One-Piece ECG Cable"," 3 lead"," Snap"," 2.5m+1.5m"," IEC"," Reusable	1	12				Ultrasound Foetal Transducer - comp w/ Bionet - Uterine Contractions		Ultrasound Foetal Transducer - comp w/ Bionet - UC	Bionet "
"6016149	EC-3031RG-I		EC-3031RG-I	https://www.medten.com/product/1844	Replacement	Reusable	Fukuda Denshi	One-Piece ECG Cables	Accessories	Fukuda Denshi One-Piece ECG Cable	Reusable Fukuda Denshi One-Piece ECG Cable	Replacement: 3 lead"," Grabber"," 2.5m+1.5m"," With Resistance"," IEC"," Reusable	Fukuda Denshi One-Piece ECG Cable"," 3 lead"," Grabber"," 2.5m+1.5m"," With Resistance"," IEC"," Reusable	1	12				Ultrasound Foetal Transducer - comp w/ Bionet - Uterine Contractions		Ultrasound Foetal Transducer - comp w/ Bionet - UC	Bionet "
"6016151	EC-3031RS-I		EC-3031RS-I	https://www.medten.com/product/1846	Replacement	Reusable	Fukuda Denshi	One-Piece ECG Cables	Accessories	Fukuda Denshi One-Piece ECG Cable	Reusable Fukuda Denshi One-Piece ECG Cable	Replacement: 3 lead"," Snap"," 2.5m+1.5m"," With Resistance"," IEC"," Reusable	Fukuda Denshi One-Piece ECG Cable"," 3 lead"," Snap"," 2.5m+1.5m"," With Resistance"," IEC"," Reusable	1	12				Ultrasound Foetal Transducer - comp w/ Bionet - Uterine Contractions		Ultrasound Foetal Transducer - comp w/ Bionet - UC	Bionet "
"6016153	EC-3032G-I		EC-3032G-I	https://www.medten.com/product/1850	Replacement	Reusable	Fukuda Denshi	One-Piece ECG Cables	Accessories	Fukuda Denshi One-Piece ECG Cable	Reusable Fukuda Denshi One-Piece ECG Cable	Replacement: 3 lead"," Grabber"," 2.5m+1.5m"," IEC"," Reusable	Fukuda Denshi One-Piece ECG Cable"," 3 lead"," Grabber"," 2.5m+1.5m"," IEC"," Reusable	1	12				Ultrasound Foetal Transducer - comp w/ Bionet - Uterine Contractions		Ultrasound Foetal Transducer - comp w/ Bionet - UC	Bionet "
"6016155	EC-3032S-I		EC-3032S-I	https://www.medten.com/product/1852	Replacement	Reusable	Fukuda Denshi	One-Piece ECG Cables	Accessories	Fukuda Denshi One-Piece ECG Cable	Reusable Fukuda Denshi One-Piece ECG Cable	Replacement: 3 lead"," Snap"," 2.5m+1.5m"," IEC"," Reusable	Fukuda Denshi One-Piece ECG Cable"," 3 lead"," Snap"," 2.5m+1.5m"," IEC"," Reusable	1	12				Ultrasound Foetal Transducer - comp w/ Bionet - Uterine Contractions		Ultrasound Foetal Transducer - comp w/ Bionet - UC	Bionet "
"6016157	EC-3033G-I		EC-3033G-I	https://www.medten.com/product/1854	Replacement	Reusable	MEK	One-Piece ECG Cables	Accessories	MEK One-Piece ECG Cable	Reusable MEK One-Piece ECG Cable	Replacement: 3 lead"," Grabber"," 2.5m+1.5m"," IEC"," Reusable	MEK One-Piece ECG Cable"," 3 lead"," Grabber"," 2.5m+1.5m"," IEC"," Reusable	1	12				Ultrasound Foetal Transducer - comp w/ Bionet - Uterine Contractions		Ultrasound Foetal Transducer - comp w/ Bionet - UC	Bionet "
"6016159	EC-3033S-I		EC-3033S-I	https://www.medten.com/product/1856	Replacement	Reusable	MEK	One-Piece ECG Cables	Accessories	MEK One-Piece ECG Cable	Reusable MEK One-Piece ECG Cable	Replacement: 3 lead"," Snap"," 2.5m+1.5m"," IEC"," Reusable	MEK One-Piece ECG Cable"," 3 lead"," Snap"," 2.5m+1.5m"," IEC"," Reusable	1	12				Ultrasound Foetal Transducer - comp w/ Bionet - Uterine Contractions		Ultrasound Foetal Transducer - comp w/ Bionet - UC	Bionet "
"6016161	EC-3034G-I		EC-3034G-I	https://www.medten.com/product/1858	Replacement	Reusable	MEK	One-Piece ECG Cables	Accessories	MEK One-Piece ECG Cable	Reusable MEK One-Piece ECG Cable	Replacement: 3 lead"," Grabber"," 2.5m+1.5m"," IEC"," Reusable	MEK One-Piece ECG Cable"," 3 lead"," Grabber"," 2.5m+1.5m"," IEC"," Reusable	1	12				Ultrasound Foetal Transducer - comp w/ Bionet - Uterine Contractions		Ultrasound Foetal Transducer - comp w/ Bionet - UC	Bionet "
"6016163	EC-3034S-I		EC-3034S-I	https://www.medten.com/product/1860	Replacement	Reusable	MEK	One-Piece ECG Cables	Accessories	MEK One-Piece ECG Cable	Reusable MEK One-Piece ECG Cable	Replacement: 3 lead"," Snap"," 2.5m+1.5m"," IEC"," Reusable	MEK One-Piece ECG Cable"," 3 lead"," Snap"," 2.5m+1.5m"," IEC"," Reusable	1	12				Ultrasound Foetal Transducer - comp w/ Bionet - Uterine Contractions		Ultrasound Foetal Transducer - comp w/ Bionet - UC	Bionet "
"6016165	EC-3035G-I		EC-3035G-I	https://www.medten.com/product/1862	Replacement	Reusable	Colin	One-Piece ECG Cables	Accessories	Colin One-Piece ECG Cable	Reusable Colin One-Piece ECG Cable	Replacement: 3 lead"," Grabber"," 2.5m+1.5m"," IEC"," Reusable	Colin One-Piece ECG Cable"," 3 lead"," Grabber"," 2.5m+1.5m"," IEC"," Reusable	1	12				Ultrasound Foetal Transducer - comp w/ Bionet - Uterine Contractions		Ultrasound Foetal Transducer - comp w/ Bionet - UC	Bionet "
"6016167	EC-3035S-I		EC-3035S-I	https://www.medten.com/product/1864	Replacement	Reusable	Colin	One-Piece ECG Cables	Accessories	Colin One-Piece ECG Cable	Reusable Colin One-Piece ECG Cable	Replacement: 3 lead"," Snap"," 2.5m+1.5m"," IEC"," Reusable	Colin One-Piece ECG Cable"," 3 lead"," Snap"," 2.5m+1.5m"," IEC"," Reusable	1	12				Ultrasound Foetal Transducer - comp w/ Bionet - Uterine Contractions		Ultrasound Foetal Transducer - comp w/ Bionet - UC	Bionet "
"6016169	EC-3036G-I		EC-3036G-I	https://www.medten.com/product/1866	Replacement	Reusable	Colin	One-Piece ECG Cables	Accessories	Colin One-Piece ECG Cable	Reusable Colin One-Piece ECG Cable	Replacement: 3 lead"," Grabber"," 2.5m+1.5m"," IEC"," Reusable	Colin One-Piece ECG Cable"," 3 lead"," Grabber"," 2.5m+1.5m"," IEC"," Reusable	1	12				Ultrasound Foetal Transducer - comp w/ Bionet - Uterine Contractions		Ultrasound Foetal Transducer - comp w/ Bionet - UC	Bionet "
"6016171	EC-3036S-I		EC-3036S-I	https://www.medten.com/product/1868	Replacement	Reusable	Colin	One-Piece ECG Cables	Accessories	Colin One-Piece ECG Cable	Reusable Colin One-Piece ECG Cable	Replacement: 3 lead"," Snap"," 2.5m+1.5m"," IEC"," Reusable	Colin One-Piece ECG Cable"," 3 lead"," Snap"," 2.5m+1.5m"," IEC"," Reusable	1	12				Ultrasound Foetal Transducer - comp w/ Bionet - Uterine Contractions		Ultrasound Foetal Transducer - comp w/ Bionet - UC	Bionet "
"6016173	EC-3039RG-I		EC-3039RG-I	https://www.medten.com/product/1870	Replacement	Reusable	Medtronic	One-Piece ECG Cables	Accessories	Physio-Control One-Piece ECG Cable	Reusable Physio-Control One-Piece ECG Cable	Replacement: 3 lead"," Grabber"," 2.5m+1.5m"," With Resistance"," IEC"," Reusable	Physio-Control One-Piece ECG Cable"," 3 lead"," Grabber"," 2.5m+1.5m"," With Resistance"," IEC"," Reusable	1	12				Ultrasound Foetal Transducer - comp w/ Bionet - Uterine Contractions		Ultrasound Foetal Transducer - comp w/ Bionet - UC	Bionet "
"6016175	EC-3039RS-I		EC-3039RS-I	https://www.medten.com/product/1872	Replacement	Reusable	Physio-Control	One-Piece ECG Cables	Accessories	Physio-Control One-Piece ECG Cable 11110-000030	Reusable Physio-Control One-Piece ECG Cable 11110-000030	Replacement: 3 lead"," Snap"," 2.5m+0.9m"," With Resistance"," IEC"," Reusable	Physio-Control One-Piece ECG Cable 11110-000030"," 3 lead"," Snap"," 2.5m+0.9m"," With Resistance"," IEC"," Reusable	1	12				Ultrasound Foetal Transducer - comp w/ Bionet - Uterine Contractions		Ultrasound Foetal Transducer - comp w/ Bionet - UC	Bionet "
"6016177	EC-3040G-I		EC-3040G-I	https://www.medten.com/product/1874	Replacement	Reusable	Schiller	One-Piece ECG Cables	Accessories	Schiller One-Piece ECG Cable	Reusable Schiller One-Piece ECG Cable	Replacement: 3 lead"," Grabber"," 2.5m+1.5m"," IEC"," Reusable	Schiller One-Piece ECG Cable"," 3 lead"," Grabber"," 2.5m+1.5m"," IEC"," Reusable	1	12				Ultrasound Foetal Transducer - comp w/ Bionet - Uterine Contractions		Ultrasound Foetal Transducer - comp w/ Bionet - UC	Bionet "
"6016179	EC-3040S-I		EC-3040S-I	https://www.medten.com/product/1876	Replacement	Reusable	Schiller	One-Piece ECG Cables	Accessories	Schiller One-Piece ECG Cable	Reusable Schiller One-Piece ECG Cable	Replacement: 3 lead"," Snap"," 2.5m+1.5m"," IEC"," Reusable	Schiller One-Piece ECG Cable"," 3 lead"," Snap"," 2.5m+1.5m"," IEC"," Reusable	1	12				Ultrasound Foetal Transducer - comp w/ Bionet - Uterine Contractions		Ultrasound Foetal Transducer - comp w/ Bionet - UC	Bionet "
"6016181	EC-3041RG-I		EC-3041RG-I	https://www.medten.com/product/1878	Replacement	Reusable	Schiller	One-Piece ECG Cables	Accessories	Schiller One-Piece ECG Cable	Reusable Schiller One-Piece ECG Cable	Replacement: 3 lead"," Grabber"," 2.5m+1.5m"," With Resistance"," IEC"," Reusable	Schiller One-Piece ECG Cable"," 3 lead"," Grabber"," 2.5m+1.5m"," With Resistance"," IEC"," Reusable	1	12				Ultrasound Foetal Transducer - comp w/ Bionet - Uterine Contractions		Ultrasound Foetal Transducer - comp w/ Bionet - UC	Bionet "
"6016183	EC-3041RS-I		EC-3041RS-I	https://www.medten.com/product/1880	Replacement	Reusable	Schiller	One-Piece ECG Cables	Accessories	Schiller One-Piece ECG Cable	Reusable Schiller One-Piece ECG Cable	Replacement: 3 lead"," Snap"," 2.5m+1.5m"," With Resistance"," IEC"," Reusable	Schiller One-Piece ECG Cable"," 3 lead"," Snap"," 2.5m+1.5m"," With Resistance"," IEC"," Reusable	1	12				Ultrasound Foetal Transducer - comp w/ Bionet - Uterine Contractions		Ultrasound Foetal Transducer - comp w/ Bionet - UC	Bionet "
"6016185	EC-3042G-I		EC-3042G-I	https://www.medten.com/product/1882	Replacement	Reusable	Creative	One-Piece ECG Cables	Accessories	Creative One-Piece ECG Cable	Reusable Creative One-Piece ECG Cable	Replacement: 3 lead"," Grabber"," 2.5m+1.5m"," IEC"," Reusable	Creative One-Piece ECG Cable"," 3 lead"," Grabber"," 2.5m+1.5m"," IEC"," Reusable	1	12				Ultrasound Foetal Transducer - comp w/ Bionet - Uterine Contractions		Ultrasound Foetal Transducer - comp w/ Bionet - UC	Bionet "
"6016187	EC-3042S-I		EC-3042S-I	https://www.medten.com/product/1884	Replacement	Reusable	Creative	One-Piece ECG Cables	Accessories	Creative One-Piece ECG Cable	Reusable Creative One-Piece ECG Cable	Replacement: 3 lead"," Snap"," 2.5m+1.5m"," IEC"," Reusable	Creative One-Piece ECG Cable"," 3 lead"," Snap"," 2.5m+1.5m"," IEC"," Reusable	1	12				Ultrasound Foetal Transducer - comp w/ Bionet - Uterine Contractions		Ultrasound Foetal Transducer - comp w/ Bionet - UC	Bionet "
"6016189	EC-3043G-I		EC-3043G-I	https://www.medten.com/product/1886	Replacement	Reusable	M&B	One-Piece ECG Cables	Accessories	M&B One-Piece ECG Cable	Reusable M&B One-Piece ECG Cable	Replacement: 3 lead"," Grabber"," 2.5m+1.5m"," IEC"," Reusable	M&B One-Piece ECG Cable"," 3 lead"," Grabber"," 2.5m+1.5m"," IEC"," Reusable	1	12				Ultrasound Foetal Transducer - comp w/ Bionet - Uterine Contractions		Ultrasound Foetal Transducer - comp w/ Bionet - UC	Bionet "
"6016191	EC-3043S-I		EC-3043S-I	https://www.medten.com/product/1888	Replacement	Reusable	M&B	One-Piece ECG Cables	Accessories	M&B One-Piece ECG Cable	Reusable M&B One-Piece ECG Cable	Replacement: 3 lead"," Snap"," 2.5m+1.5m"," IEC"," Reusable	M&B One-Piece ECG Cable"," 3 lead"," Snap"," 2.5m+1.5m"," IEC"," Reusable	1	12				Ultrasound Foetal Transducer - comp w/ Bionet - Uterine Contractions		Ultrasound Foetal Transducer - comp w/ Bionet - UC	Bionet "
"6016193	EC-3044RG-I		EC-3044RG-I	https://www.medten.com/product/1890	Replacement	Reusable	Bionet	One-Piece ECG Cables	Accessories	Bionet One-Piece ECG Cable	Reusable Bionet One-Piece ECG Cable	Replacement: 3 lead"," Grabber"," 2.5m+1.5m"," With Resistance"," IEC"," Reusable	Bionet One-Piece ECG Cable"," 3 lead"," Grabber"," 2.5m+1.5m"," With Resistance"," IEC"," Reusable	1	12				Ultrasound Foetal Transducer - comp w/ Bionet - Uterine Contractions		Ultrasound Foetal Transducer - comp w/ Bionet - UC	Bionet "
"6016195	EC-3044RS-I		EC-3044RS-I	https://www.medten.com/product/1892	Replacement	Reusable	Bionet	One-Piece ECG Cables	Accessories	Bionet One-Piece ECG Cable	Reusable Bionet One-Piece ECG Cable	Replacement: 3 lead"," Snap"," 2.5m+1.5m"," With Resistance"," IEC"," Reusable	Bionet One-Piece ECG Cable"," 3 lead"," Snap"," 2.5m+1.5m"," With Resistance"," IEC"," Reusable	1	12				Ultrasound Foetal Transducer - comp w/ Bionet - Uterine Contractions		Ultrasound Foetal Transducer - comp w/ Bionet - UC	Bionet "
"6016201	EC-3047G-I		EC-3047G-I	https://www.medten.com/product/1894	Replacement	Reusable	CAS Med	One-Piece ECG Cables	Accessories	CAS Med One-Piece ECG Cable	Reusable CAS Med One-Piece ECG Cable	Replacement: 3 lead"," Grabber"," 2.5m+1.5m"," IEC"," Reusable	CAS Med One-Piece ECG Cable"," 3 lead"," Grabber"," 2.5m+1.5m"," IEC"," Reusable	1	12				Ultrasound Foetal Transducer - comp w/ Bionet - Uterine Contractions		Ultrasound Foetal Transducer - comp w/ Bionet - UC	Bionet "
"6016203	EC-3047S-I		EC-3047S-I	https://www.medten.com/product/1896	Replacement	Reusable	CAS Med	One-Piece ECG Cables	Accessories	CAS Med One-Piece ECG Cable	Reusable CAS Med One-Piece ECG Cable	Replacement: 3 lead"," Snap"," 2.5m+1.5m"," IEC"," Reusable	CAS Med One-Piece ECG Cable"," 3 lead"," Snap"," 2.5m+1.5m"," IEC"," Reusable	1	12				Ultrasound Foetal Transducer - comp w/ Bionet - Uterine Contractions		Ultrasound Foetal Transducer - comp w/ Bionet - UC	Bionet "
"6016205	EC-3048G-I		EC-3048G-I	https://www.medten.com/product/1898	Replacement	Reusable	CAS Med	One-Piece ECG Cables	Accessories	CAS Med One-Piece ECG Cable	Reusable CAS Med One-Piece ECG Cable	Replacement: 3 lead"," Grabber"," 2.5m+1.5m"," IEC"," Reusable	CAS Med One-Piece ECG Cable"," 3 lead"," Grabber"," 2.5m+1.5m"," IEC"," Reusable	1	12				Ultrasound Foetal Transducer - comp w/ Bionet - Uterine Contractions		Ultrasound Foetal Transducer - comp w/ Bionet - UC	Bionet "
"6016207	EC-3048S-I		EC-3048S-I	https://www.medten.com/product/1900	Replacement	Reusable	CAS Med	One-Piece ECG Cables	Accessories	CAS Med One-Piece ECG Cable	Reusable CAS Med One-Piece ECG Cable	Replacement: 3 lead"," Snap"," 2.5m+1.5m"," IEC"," Reusable	CAS Med One-Piece ECG Cable"," 3 lead"," Snap"," 2.5m+1.5m"," IEC"," Reusable	1	12				Ultrasound Foetal Transducer - comp w/ Bionet - Uterine Contractions		Ultrasound Foetal Transducer - comp w/ Bionet - UC	Bionet "
"6016213	EC-3049RG-I		EC-3049RG-I	https://www.medten.com/product/1904	Replacement	Reusable	Emtel	One-Piece ECG Cables	Accessories	Emtel One-Piece ECG Cable	Reusable Emtel One-Piece ECG Cable	Replacement: 3 lead"," Grabber"," 2.5m+1.5m"," With Resistance"," IEC"," Reusable	Emtel One-Piece ECG Cable"," 3 lead"," Grabber"," 2.5m+1.5m"," With Resistance"," IEC"," Reusable	1	12				Ultrasound Foetal Transducer - comp w/ Bionet - Uterine Contractions		Ultrasound Foetal Transducer - comp w/ Bionet - UC	Bionet "
"6016215	EC-3049RS-I		EC-3049RS-I	https://www.medten.com/product/1906	Replacement	Reusable	Emtel	One-Piece ECG Cables	Accessories	Emtel One-Piece ECG Cable	Reusable Emtel One-Piece ECG Cable	Replacement: 3 lead"," Snap"," 2.5m+1.5m"," With Resistance"," IEC"," Reusable	Emtel One-Piece ECG Cable"," 3 lead"," Snap"," 2.5m+1.5m"," With Resistance"," IEC"," Reusable	1	12				Ultrasound Foetal Transducer - comp w/ Bionet - Uterine Contractions		Ultrasound Foetal Transducer - comp w/ Bionet - UC	Bionet "
"6016221	EC-3051RG-I		EC-3051RG-I	https://www.medten.com/product/1914	Replacement	Reusable	Mennen Medical	One-Piece ECG Cables	Accessories	Mennen Medical One-Piece ECG Cable	Reusable Mennen Medical One-Piece ECG Cable	Replacement: 3 lead"," Grabber"," 2.5m+1.5m"," With Resistance"," IEC"," Reusable	Mennen Medical One-Piece ECG Cable"," 3 lead"," Grabber"," 2.5m+1.5m"," With Resistance"," IEC"," Reusable	1	12				Ultrasound Foetal Transducer - comp w/ Bionet - Uterine Contractions		Ultrasound Foetal Transducer - comp w/ Bionet - UC	Bionet "
"6016223	EC-3051RS-I		EC-3051RS-I	https://www.medten.com/product/1916	Replacement	Reusable	Mennen Medical	One-Piece ECG Cables	Accessories	Mennen Medical One-Piece ECG Cable	Reusable Mennen Medical One-Piece ECG Cable	Replacement: 3 lead"," Snap"," 2.5m+1.5m"," With Resistance"," IEC"," Reusable	Mennen Medical One-Piece ECG Cable"," 3 lead"," Snap"," 2.5m+1.5m"," With Resistance"," IEC"," Reusable	1	12				Ultrasound Foetal Transducer - comp w/ Bionet - Uterine Contractions		Ultrasound Foetal Transducer - comp w/ Bionet - UC	Bionet "
"	ET-3002-AA-I		ET-3002-AA-I	https://www.medten.com/product/1926	Replacement	Reusable		ECG Trunk Cables	Accessories	AAMI ECG Trunk Cable	Reusable AAMI ECG Trunk Cable	Replacement: 3 lead"," 2.5m"," AA Twin-Pin"," IEC"," Reusable	AAMI ECG Trunk Cable"," 3 lead"," 2.5m"," AA Twin-Pin"," IEC"," Reusable	1	12				Ultrasound Foetal Transducer - comp w/ Bionet - Uterine Contractions		Ultrasound Foetal Transducer - comp w/ Bionet - UC	Bionet "
"6016689	ET-3002-D-I		ET-3002-D-I	https://www.medten.com/product/1927	Replacement	Reusable	Draeger	ECG Trunk Cables	Accessories	AAMI ECG Trunk Cable	Reusable AAMI ECG Trunk Cable	Replacement: 3 lead"," 2.5m"," Din Safety"," IEC"," Reusable	AAMI ECG Trunk Cable"," 3 lead"," 2.5m"," Din Safety"," IEC"," Reusable	1	12				Ultrasound Foetal Transducer - comp w/ Bionet - Uterine Contractions		Ultrasound Foetal Transducer - comp w/ Bionet - UC	Bionet "
"6016693	ET-3003R-D-I		ET-3003R-D-I	https://www.medten.com/product/1933	Replacement	Reusable	AAMI	ECG Trunk Cables	Accessories	AAMI ECG Trunk Cable	Reusable AAMI ECG Trunk Cable	Replacement: 3 lead"," 2.5m"," Din Safety"," With Resistance"," IEC"," Reusable	AAMI ECG Trunk Cable"," 3 lead"," 2.5m"," Din Safety"," With Resistance"," IEC"," Reusable	1	12				Ultrasound Foetal Transducer - comp w/ Bionet - Uterine Contractions		Ultrasound Foetal Transducer - comp w/ Bionet - UC	Bionet "
"6016697	ET-3005R-D-I		ET-3005R-D-I	https://www.medten.com/product/1935	Replacement	Reusable	Philips	ECG Trunk Cables	Accessories	Philips ECG Trunk Cable	Reusable Philips ECG Trunk Cable	Replacement: 3 lead"," 2.5m"," Din Safety"," With Resistance"," IEC"," Reusable	Philips ECG Trunk Cable"," 3 lead"," 2.5m"," Din Safety"," With Resistance"," IEC"," Reusable	1	12				Ultrasound Foetal Transducer - comp w/ Bionet - Uterine Contractions		Ultrasound Foetal Transducer - comp w/ Bionet - UC	Bionet "
"6016699	ET-3006R-D-I		ET-3006R-D-I	https://www.medten.com/product/1937	Replacement	Reusable	Philips	ECG Trunk Cables	Accessories	Philips ECG Trunk Cable	Reusable Philips ECG Trunk Cable	Replacement: 3 lead"," 2.5m"," Din Safety"," With Resistance"," IEC"," Reusable	Philips ECG Trunk Cable"," 3 lead"," 2.5m"," Din Safety"," With Resistance"," IEC"," Reusable	1	12				Ultrasound Foetal Transducer - comp w/ Bionet - Uterine Contractions		Ultrasound Foetal Transducer - comp w/ Bionet - UC	Bionet "
"6016607	ET-3006R-PH-I		ET-3006R-PH-I	https://www.medten.com/product/1939	Replacement	Reusable	Philips	ECG Trunk Cables	Accessories	Philips ECG Trunk Cable	Reusable Philips ECG Trunk Cable	Replacement: 3 lead"," 2.5m"," IntelliVue"," With Resistance"," IEC"," Reusable	Philips ECG Trunk Cable"," 3 lead"," 2.5m"," IntelliVue"," With Resistance"," IEC"," Reusable	1	12				Ultrasound Foetal Transducer - comp w/ Bionet - Uterine Contractions		Ultrasound Foetal Transducer - comp w/ Bionet - UC	Bionet "
"6016701	ET-3007R-D-I		ET-3007R-D-I	https://www.medten.com/product/1941	Replacement	Reusable	Spacelabs	ECG Trunk Cables	Accessories	Spacelabs ECG Trunk Cable 700-0008-13	Reusable Spacelabs ECG Trunk Cable 700-0008-13	Replacement: 3 lead"," 2.5m"," Din Safety"," With Resistance"," IEC"," Reusable	Spacelabs ECG Trunk Cable 700-0008-13"," 3 lead"," 2.5m"," Din Safety"," With Resistance"," IEC"," Reusable	1	12				Ultrasound Foetal Transducer - comp w/ Bionet - Uterine Contractions		Ultrasound Foetal Transducer - comp w/ Bionet - UC	Bionet "
"6016703	ET-3008R-D-I		ET-3008R-D-I	https://www.medten.com/product/1943	Replacement	Reusable	Datex Ohmeda	ECG Trunk Cables	Accessories	Datex Ohmeda ECG Trunk Cable	Reusable Datex Ohmeda ECG Trunk Cable	Replacement: 3 lead"," 2.5m"," Din Safety"," With Resistance"," IEC"," Reusable	Datex Ohmeda ECG Trunk Cable"," 3 lead"," 2.5m"," Din Safety"," With Resistance"," IEC"," Reusable	1	12				Ultrasound Foetal Transducer - comp w/ Bionet - Uterine Contractions		Ultrasound Foetal Transducer - comp w/ Bionet - UC	Bionet "
"	ET-3008R-MQ-I		ET-3008R-MQ-I	https://www.medten.com/product/1944	Replacement	Reusable	Datex Ohmeda	ECG Trunk Cables	Accessories	Datex Ohmeda ECG Trunk Cable M1080032	Reusable Datex Ohmeda ECG Trunk Cable M1080032	Replacement: 3 lead"," 2.5m"," Multi-Link"," With Resistance"," IEC"," Reusable	Datex Ohmeda ECG Trunk Cable M1080032"," 3 lead"," 2.5m"," Multi-Link"," With Resistance"," IEC"," Reusable	1	12				Ultrasound Foetal Transducer - comp w/ Bionet - Uterine Contractions		Ultrasound Foetal Transducer - comp w/ Bionet - UC	Bionet "
"6017978	EKC10-NKA-S-I		EKC10-NKA-S-I	https://www.medten.com/product/1945	Replacement	Reusable	Nihon Kohden	One-Piece ECG Cables	Accessories	Nihon Kohden One-Piece ECG Cable	Reusable Nihon Kohden One-Piece ECG Cable	Replacement: 10 lead"," Snap"," 2.2m+mixed 0.9m/1.3m"," IEC"," Reusable	Nihon Kohden One-Piece ECG Cable"," 10 lead"," Snap"," 2.2m+mixed 0.9m/1.3m"," IEC"," Reusable	1	12				Ultrasound Foetal Transducer - comp w/ Bionet - Uterine Contractions		Ultrasound Foetal Transducer - comp w/ Bionet - UC	Bionet "
"6017260	EL-LQ3-90G-I		EL-LQ3-90G-I	https://www.medten.com/product/1971	Replacement	Reusable	Marquette	ECG Leadwires	Accessories	Logiq-GE Healthcare ECG Leadwire	Reusable Logiq-GE Healthcare ECG Leadwire	Replacement: 3 lead"," Logiq"," Grabber"," 0.9m "," IEC"," Reusable	Logiq-GE Healthcare ECG Leadwire"," 3 lead"," Logiq"," Grabber"," 0.9m "," IEC"," Reusable	1	6				Ultrasound Foetal Transducer - comp w/ Bionet - Uterine Contractions		Ultrasound Foetal Transducer - comp w/ Bionet - UC	Bionet "
"6018094	EKC10R(06)-WA-B-I		EKC10R(06)-WA-B-I	https://www.medten.com/product/1976	Replacement	Reusable	Welch Allyn	One-Piece ECG Cables	Accessories	Welch Allyn One-Piece ECG Cable	Reusable Welch Allyn One-Piece ECG Cable	Replacement: 10 lead"," 4mm banana"," 2.2m+mixed 0.9m/1.3m"," With Resistance"," IEC"," Reusable	Welch Allyn One-Piece ECG Cable"," 10 lead"," 4mm banana"," 2.2m+mixed 0.9m/1.3m"," With Resistance"," IEC"," Reusable	1	12				Ultrasound Foetal Transducer - comp w/ Bionet - Uterine Contractions		Ultrasound Foetal Transducer - comp w/ Bionet - UC	Bionet "
"6017961	EKC10R(06)-WA-G-I		EKC10R(06)-WA-G-I	https://www.medten.com/product/1977	Replacement	Reusable	Welch Allyn	One-Piece ECG Cables	Accessories	Welch Allyn One-Piece ECG Cable	Reusable Welch Allyn One-Piece ECG Cable	Replacement: 10 lead"," Grabber"," 2.2m+mixed 0.9m/1.3m"," With Resistance"," IEC"," Reusable	Welch Allyn One-Piece ECG Cable"," 10 lead"," Grabber"," 2.2m+mixed 0.9m/1.3m"," With Resistance"," IEC"," Reusable	1	12				Ultrasound Foetal Transducer - comp w/ Bionet - Uterine Contractions		Ultrasound Foetal Transducer - comp w/ Bionet - UC	Bionet "
"6018028	EKC10R(06)-WA-S-I		EKC10R(06)-WA-S-I	https://www.medten.com/product/1978	Replacement	Reusable	Welch Allyn	One-Piece ECG Cables	Accessories	Welch Allyn One-Piece ECG Cable	Reusable Welch Allyn One-Piece ECG Cable	Replacement: 10 lead"," Snap"," 2.2m+mixed 0.9m/1.3m"," With Resistance"," IEC"," Reusable	Welch Allyn One-Piece ECG Cable"," 10 lead"," Snap"," 2.2m+mixed 0.9m/1.3m"," With Resistance"," IEC"," Reusable	1	12				Ultrasound Foetal Transducer - comp w/ Bionet - Uterine Contractions		Ultrasound Foetal Transducer - comp w/ Bionet - UC	Bionet "
"6017963	EKC10R(44)-SHA-G-I		EKC10R(44)-SHA-G-I	https://www.medten.com/product/1979	Replacement	Reusable	Schiller	One-Piece ECG Cables	Accessories	Schiller One-Piece ECG Cable	Reusable Schiller One-Piece ECG Cable	Replacement: 10 lead"," Grabber"," 2.2m+mixed 0.9m/1.3m"," With Resistance"," IEC"," Reusable	Schiller One-Piece ECG Cable"," 10 lead"," Grabber"," 2.2m+mixed 0.9m/1.3m"," With Resistance"," IEC"," Reusable	1	12				Ultrasound Foetal Transducer - comp w/ Bionet - Uterine Contractions		Ultrasound Foetal Transducer - comp w/ Bionet - UC	Bionet "
"6018070	EKC10R-BKB-B-I		EKC10R-BKB-B-I	https://www.medten.com/product/1991	Replacement	Reusable	Burdick	One-Piece ECG Cables	Accessories	Burdick One-Piece ECG Cable	Reusable Burdick One-Piece ECG Cable	Replacement: 10 lead"," 4mm banana"," 2.2m+mixed 0.9m/1.3m"," With Resistance"," IEC"," Reusable	Burdick One-Piece ECG Cable"," 10 lead"," 4mm banana"," 2.2m+mixed 0.9m/1.3m"," With Resistance"," IEC"," Reusable	1	12				Ultrasound Foetal Transducer - comp w/ Bionet - Uterine Contractions		Ultrasound Foetal Transducer - comp w/ Bionet - UC	Bionet "
"6017937	EKC10R-BKB-G-I		EKC10R-BKB-G-I	https://www.medten.com/product/1993	Replacement	Reusable	Burdick	One-Piece ECG Cables	Accessories	Burdick One-Piece ECG Cable	Reusable Burdick One-Piece ECG Cable	Replacement: 10 lead"," Grabber"," 2.2m+mixed 0.9m/1.3m"," With Resistance"," IEC"," Reusable	Burdick One-Piece ECG Cable"," 10 lead"," Grabber"," 2.2m+mixed 0.9m/1.3m"," With Resistance"," IEC"," Reusable	1	12				Ultrasound Foetal Transducer - comp w/ Bionet - Uterine Contractions		Ultrasound Foetal Transducer - comp w/ Bionet - UC	Bionet "
"6018136	EKC10R-BKB-N-I		EKC10R-BKB-N-I	https://www.medten.com/product/1995	Replacement	Reusable	Burdick	One-Piece ECG Cables	Accessories	Burdick One-Piece ECG Cable	Reusable Burdick One-Piece ECG Cable	Replacement: 10 lead"," 3mm needle"," 2.2m+mixed 0.9m/1.3m"," With Resistance"," IEC"," Reusable	Burdick One-Piece ECG Cable"," 10 lead"," 3mm needle"," 2.2m+mixed 0.9m/1.3m"," With Resistance"," IEC"," Reusable	1	12				Ultrasound Foetal Transducer - comp w/ Bionet - Uterine Contractions		Ultrasound Foetal Transducer - comp w/ Bionet - UC	Bionet "
"6018004	EKC10R-BKB-S-I		EKC10R-BKB-S-I	https://www.medten.com/product/1997	Replacement	Reusable	Burdick	One-Piece ECG Cables	Accessories	Burdick One-Piece ECG Cable	Reusable Burdick One-Piece ECG Cable	Replacement: 10 lead"," Snap"," 2.2m+mixed 0.9m/1.3m"," With Resistance"," IEC"," Reusable	Burdick One-Piece ECG Cable"," 10 lead"," Snap"," 2.2m+mixed 0.9m/1.3m"," With Resistance"," IEC"," Reusable	1	12				Ultrasound Foetal Transducer - comp w/ Bionet - Uterine Contractions		Ultrasound Foetal Transducer - comp w/ Bionet - UC	Bionet "
"6017939	EKC10R-BKC-G-I		EKC10R-BKC-G-I	https://www.medten.com/product/2001	Replacement	Reusable	Burdick	One-Piece ECG Cables	Accessories	Burdick One-Piece ECG Cable	Reusable Burdick One-Piece ECG Cable	Replacement: 10 lead"," Grabber"," 2.2m+mixed 0.9m/1.3m"," With Resistance"," IEC"," Reusable	Burdick One-Piece ECG Cable"," 10 lead"," Grabber"," 2.2m+mixed 0.9m/1.3m"," With Resistance"," IEC"," Reusable	1	12				Ultrasound Foetal Transducer - comp w/ Bionet - Uterine Contractions		Ultrasound Foetal Transducer - comp w/ Bionet - UC	Bionet "
"6018138	EKC10R-BKC-N-I		EKC10R-BKC-N-I	https://www.medten.com/product/2003	Replacement	Reusable	Burdick	One-Piece ECG Cables	Accessories	Burdick One-Piece ECG Cable	Reusable Burdick One-Piece ECG Cable	Replacement: 10 lead"," 3mm needle"," 2.2m+mixed 0.9m/1.3m"," With Resistance"," IEC"," Reusable	Burdick One-Piece ECG Cable"," 10 lead"," 3mm needle"," 2.2m+mixed 0.9m/1.3m"," With Resistance"," IEC"," Reusable	1	12				Ultrasound Foetal Transducer - comp w/ Bionet - Uterine Contractions		Ultrasound Foetal Transducer - comp w/ Bionet - UC	Bionet "
"6016225	EC-3052RG-I		EC-3052RG-I	https://www.medten.com/product/2005	Replacement	Reusable	Biolight	One-Piece ECG Cables	Accessories	Biolight One-Piece ECG Cable	Reusable Biolight One-Piece ECG Cable	Replacement: 3 lead"," Grabber"," 2.5m+1.5m"," With Resistance"," IEC"," Reusable	Biolight One-Piece ECG Cable"," 3 lead"," Grabber"," 2.5m+1.5m"," With Resistance"," IEC"," Reusable	1	12				Ultrasound Foetal Transducer - comp w/ Bionet - Uterine Contractions		Ultrasound Foetal Transducer - comp w/ Bionet - UC	Bionet "
"6018006	EKC10R-BKC-S-I		EKC10R-BKC-S-I	https://www.medten.com/product/2007	Replacement	Reusable	Burdick	One-Piece ECG Cables	Accessories	Burdick One-Piece ECG Cable	Reusable Burdick One-Piece ECG Cable	Replacement: 10 lead"," Snap"," 2.2m+mixed 0.9m/1.3m"," With Resistance"," IEC"," Reusable	Burdick One-Piece ECG Cable"," 10 lead"," Snap"," 2.2m+mixed 0.9m/1.3m"," With Resistance"," IEC"," Reusable	1	12				Ultrasound Foetal Transducer - comp w/ Bionet - Uterine Contractions		Ultrasound Foetal Transducer - comp w/ Bionet - UC	Bionet "
"6018086	EKC10R-DLA-B-I		EKC10R-DLA-B-I	https://www.medten.com/product/2009	Replacement	Reusable	Dixtal	One-Piece ECG Cables	Accessories	Dixtal One-Piece ECG Cable	Reusable Dixtal One-Piece ECG Cable	Replacement: 10 lead"," 4mm banana"," 2.2m+mixed 0.9m/1.3m"," With Resistance"," IEC"," Reusable	Dixtal One-Piece ECG Cable"," 10 lead"," 4mm banana"," 2.2m+mixed 0.9m/1.3m"," With Resistance"," IEC"," Reusable	1	12				Ultrasound Foetal Transducer - comp w/ Bionet - Uterine Contractions		Ultrasound Foetal Transducer - comp w/ Bionet - UC	Bionet "
"6017952	EKC10R-DLA-G-A		EKC10R-DLA-G-A	https://www.medten.com/product/2010	Replacement	Reusable	Dixtal	One-Piece ECG Cables	Accessories	Dixtal One-Piece ECG Cable	Reusable Dixtal One-Piece ECG Cable	Replacement: 10 lead"," Grabber"," 2.2m+mixed 0.9m/1.3m"," With Resistance"," IEC"," Reusable	Dixtal One-Piece ECG Cable"," 10 lead"," Grabber"," 2.2m+mixed 0.9m/1.3m"," With Resistance"," IEC"," Reusable	1	12				Ultrasound Foetal Transducer - comp w/ Bionet - Uterine Contractions		Ultrasound Foetal Transducer - comp w/ Bionet - UC	Bionet "
"6017953	EKC10R-DLA-G-I		EKC10R-DLA-G-I	https://www.medten.com/product/2011	Replacement	Reusable	Dixtal	One-Piece ECG Cables	Accessories	Dixtal One-Piece ECG Cable	Reusable Dixtal One-Piece ECG Cable	Replacement: 10 lead"," Grabber"," 2.2m+mixed 0.9m/1.3m"," With Resistance"," IEC"," Reusable	Dixtal One-Piece ECG Cable"," 10 lead"," Grabber"," 2.2m+mixed 0.9m/1.3m"," With Resistance"," IEC"," Reusable	1	12				Ultrasound Foetal Transducer - comp w/ Bionet - Uterine Contractions		Ultrasound Foetal Transducer - comp w/ Bionet - UC	Bionet "
"6016227	EC-3052RS-I		EC-3052RS-I	https://www.medten.com/product/2013	Replacement	Reusable	Biolight	One-Piece ECG Cables	Accessories	Biolight One-Piece ECG Cable	Reusable Biolight One-Piece ECG Cable	Replacement: 3 lead"," Snap"," 2.5m+1.5m"," With Resistance"," IEC"," Reusable	Biolight One-Piece ECG Cable"," 3 lead"," Snap"," 2.5m+1.5m"," With Resistance"," IEC"," Reusable	1	12				Ultrasound Foetal Transducer - comp w/ Bionet - Uterine Contractions		Ultrasound Foetal Transducer - comp w/ Bionet - UC	Bionet "
"6018152	EKC10R-DLA-N-I		EKC10R-DLA-N-I	https://www.medten.com/product/2015	Replacement	Reusable	Dixtal	One-Piece ECG Cables	Accessories	Dixtal One-Piece ECG Cable	Reusable Dixtal One-Piece ECG Cable	Replacement: 10 lead"," 3mm needle"," 2.2m+mixed 0.9m/1.3m"," With Resistance"," IEC"," Reusable	Dixtal One-Piece ECG Cable"," 10 lead"," 3mm needle"," 2.2m+mixed 0.9m/1.3m"," With Resistance"," IEC"," Reusable	1	12				Ultrasound Foetal Transducer - comp w/ Bionet - Uterine Contractions		Ultrasound Foetal Transducer - comp w/ Bionet - UC	Bionet "
"6018020	EKC10R-DLA-S-I		EKC10R-DLA-S-I	https://www.medten.com/product/2017	Replacement	Reusable	Dixtal	One-Piece ECG Cables	Accessories	Dixtal One-Piece ECG Cable	Reusable Dixtal One-Piece ECG Cable	Replacement: 10 lead"," Snap"," 2.5m+1.5m"," With Resistance"," IEC"," Reusable	Dixtal One-Piece ECG Cable"," 10 lead"," Snap"," 2.5m+1.5m"," With Resistance"," IEC"," Reusable	1	12				Ultrasound Foetal Transducer - comp w/ Bionet - Uterine Contractions		Ultrasound Foetal Transducer - comp w/ Bionet - UC	Bionet "
"6016229	EC-3053RG-I		EC-3053RG-I	https://www.medten.com/product/2018	Replacement	Reusable	Biolight	One-Piece ECG Cables	Accessories	Biolight One-Piece ECG Cable	Reusable Biolight One-Piece ECG Cable	Replacement: 3 lead"," Grabber"," 2.5m+1.5m"," With Resistance"," IEC"," Reusable	Biolight One-Piece ECG Cable"," 3 lead"," Grabber"," 2.5m+1.5m"," With Resistance"," IEC"," Reusable	1	12				Ultrasound Foetal Transducer - comp w/ Bionet - Uterine Contractions		Ultrasound Foetal Transducer - comp w/ Bionet - UC	Bionet "
"6016231	EC-3053RS-I		EC-3053RS-I	https://www.medten.com/product/2021	Replacement	Reusable	Sinohero	One-Piece ECG Cables	Accessories	Sinohero One-Piece ECG Cable	Reusable Sinohero One-Piece ECG Cable	Replacement: 3 lead"," Snap"," 2.5m+1.5m"," With Resistance"," IEC"," Reusable	Sinohero One-Piece ECG Cable"," 3 lead"," Snap"," 2.5m+1.5m"," With Resistance"," IEC"," Reusable	1	12				Ultrasound Foetal Transducer - comp w/ Bionet - Uterine Contractions		Ultrasound Foetal Transducer - comp w/ Bionet - UC	Bionet "
"6018088	EKC10R-DLB-B-I		EKC10R-DLB-B-I	https://www.medten.com/product/2022	Replacement	Reusable	Dixtal	One-Piece ECG Cables	Accessories	Dixtal One-Piece ECG Cable	Reusable Dixtal One-Piece ECG Cable	Replacement: 10 lead"," 4mm banana"," 2.2m+mixed 0.9m/1.3m"," With Resistance"," IEC"," Reusable	Dixtal One-Piece ECG Cable"," 10 lead"," 4mm banana"," 2.2m+mixed 0.9m/1.3m"," With Resistance"," IEC"," Reusable	1	12				Ultrasound Foetal Transducer - comp w/ Bionet - Uterine Contractions		Ultrasound Foetal Transducer - comp w/ Bionet - UC	Bionet "
"6017955	EKC10R-DLB-G-I		EKC10R-DLB-G-I	https://www.medten.com/product/2024	Replacement	Reusable	Dixtal	One-Piece ECG Cables	Accessories	Dixtal One-Piece ECG Cable	Reusable Dixtal One-Piece ECG Cable	Replacement: 10 lead"," Grabber"," 2.2m+mixed 0.9m/1.3m"," With Resistance"," IEC"," Reusable	Dixtal One-Piece ECG Cable"," 10 lead"," Grabber"," 2.2m+mixed 0.9m/1.3m"," With Resistance"," IEC"," Reusable	1	12				Ultrasound Foetal Transducer - comp w/ Bionet - Uterine Contractions		Ultrasound Foetal Transducer - comp w/ Bionet - UC	Bionet "
"6016233	EC-3055G-I		EC-3055G-I	https://www.medten.com/product/2026	Replacement	Reusable	Biosys	One-Piece ECG Cables	Accessories	Biosys One-Piece ECG Cable	Reusable Biosys One-Piece ECG Cable	Replacement: 3 lead"," Grabber"," 2.5m+1.5m"," IEC"," Reusable	Biosys One-Piece ECG Cable"," 3 lead"," Grabber"," 2.5m+1.5m"," IEC"," Reusable	1	12				Ultrasound Foetal Transducer - comp w/ Bionet - Uterine Contractions		Ultrasound Foetal Transducer - comp w/ Bionet - UC	Bionet "
"6018154	EKC10R-DLB-N-I		EKC10R-DLB-N-I	https://www.medten.com/product/2028	Replacement	Reusable	Dixtal	One-Piece ECG Cables	Accessories	Dixtal One-Piece ECG Cable	Reusable Dixtal One-Piece ECG Cable	Replacement: 10 lead"," 3mm needle"," 2.2m+mixed 0.9m/1.3m"," With Resistance"," IEC"," Reusable	Dixtal One-Piece ECG Cable"," 10 lead"," 3mm needle"," 2.2m+mixed 0.9m/1.3m"," With Resistance"," IEC"," Reusable	1	12				Ultrasound Foetal Transducer - comp w/ Bionet - Uterine Contractions		Ultrasound Foetal Transducer - comp w/ Bionet - UC	Bionet "
"6016235	EC-3055S-I		EC-3055S-I	https://www.medten.com/product/2031	Replacement	Reusable	Biosys	One-Piece ECG Cables	Accessories	Biosys One-Piece ECG Cable	Reusable Biosys One-Piece ECG Cable	Replacement: 3 lead"," Snap"," 2.5m+1.5m"," IEC"," Reusable	Biosys One-Piece ECG Cable"," 3 lead"," Snap"," 2.5m+1.5m"," IEC"," Reusable	1	12				Ultrasound Foetal Transducer - comp w/ Bionet - Uterine Contractions		Ultrasound Foetal Transducer - comp w/ Bionet - UC	Bionet "
"6016237	EC-3056G-I		EC-3056G-I	https://www.medten.com/product/2033	Replacement	Reusable	Comen	One-Piece ECG Cables	Accessories	Comen One-Piece ECG Cable	Reusable Comen One-Piece ECG Cable	Replacement: 3 lead"," Grabber"," 2.2m+mixed 0.9m/1.3m"," IEC"," Reusable	Comen One-Piece ECG Cable"," 3 lead"," Grabber"," 2.2m+mixed 0.9m/1.3m"," IEC"," Reusable	1	12				Ultrasound Foetal Transducer - comp w/ Bionet - Uterine Contractions		Ultrasound Foetal Transducer - comp w/ Bionet - UC	Bionet "
"6018022	EKC10R-DLB-S-I		EKC10R-DLB-S-I	https://www.medten.com/product/2034	Replacement	Reusable	Dixtal	One-Piece ECG Cables	Accessories	Dixtal One-Piece ECG Cable	Reusable Dixtal One-Piece ECG Cable	Replacement: 10 lead"," Snap"," 2.2m+mixed 0.9m/1.3m"," With Resistance"," IEC"," Reusable	Dixtal One-Piece ECG Cable"," 10 lead"," Snap"," 2.2m+mixed 0.9m/1.3m"," With Resistance"," IEC"," Reusable	1	12				Ultrasound Foetal Transducer - comp w/ Bionet - Uterine Contractions		Ultrasound Foetal Transducer - comp w/ Bionet - UC	Bionet "
"6016705	ET-3009-D-I		ET-3009-D-I	https://www.medten.com/product/2036	Replacement	Reusable	Datex Ohmeda	ECG Trunk Cables	Accessories	Datex Ohmeda ECG Trunk Cable	Reusable Datex Ohmeda ECG Trunk Cable	Replacement: 3 lead"," 2.5m"," Din Safety"," IEC"," Reusable	Datex Ohmeda ECG Trunk Cable"," 3 lead"," 2.5m"," Din Safety"," IEC"," Reusable	1	12				Ultrasound Foetal Transducer - comp w/ Bionet - Uterine Contractions		Ultrasound Foetal Transducer - comp w/ Bionet - UC	Bionet "
"6018146	EKC10R-ED-N-I		EKC10R-ED-N-I	https://www.medten.com/product/2038	Replacement	Reusable	Edan	One-Piece ECG Cables	Accessories	Edan One-Piece ECG Cable	Reusable Edan One-Piece ECG Cable	Replacement: 10 lead"," 3mm needle"," 2.2m+mixed 0.9m/1.3m"," With Resistance"," IEC"," Reusable	Edan One-Piece ECG Cable"," 10 lead"," 3mm needle"," 2.2m+mixed 0.9m/1.3m"," With Resistance"," IEC"," Reusable	1	12				Ultrasound Foetal Transducer - comp w/ Bionet - Uterine Contractions		Ultrasound Foetal Transducer - comp w/ Bionet - UC	Bionet "
"6013184	BPD-14WD-WD05P		BPD-14WD-WD05P	https://www.medten.com/product/2039	Replacement	Disposable	Welch Allyn	NIBP Cuffs	Accessories	Welch Allyn/Stryker NIBP Cuff 5082-104-2	Disposable Welch Allyn/Stryker NIBP Cuff 5082-104-2	Replacement: Neonate #4 (7-13cm)"," Double Tube"," Non-woven fiber"," Male Slip (05)"," Disposable (Box of 10)	Welch Allyn/Stryker NIBP Cuff 5082-104-2"," Neonate #4 (7-13cm)"," Double Tube"," Non-woven fiber"," Male Slip (05)"," Disposable (Box of 10)	10	0				Ultrasound Foetal Transducer - comp w/ Bionet - Uterine Contractions		Ultrasound Foetal Transducer - comp w/ Bionet - UC	Bionet "
"6012383	SS-040-AE10		SS-040-AE10	https://www.medten.com/product/2040	Replacement	Reusable	Nonin	SpO2 Sensors	Accessories	Nonin SpO2 Sensor 8000Q2	Reusable Nonin SpO2 Sensor 8000Q2	Replacement: Adult"," Ear clip"," 1.0m"," Nonin"," Reusable	Nonin SpO2 Sensor 8000Q2"," Adult"," Ear clip"," 1.0m"," Nonin"," Reusable	1	12				Ultrasound Foetal Transducer - comp w/ Bionet - Uterine Contractions		Ultrasound Foetal Transducer - comp w/ Bionet - UC	Bionet "
"6017262	EL-LQ3-90S-I		EL-LQ3-90S-I	https://www.medten.com/product/2042	Replacement	Reusable	Marquette	ECG Leadwires	Accessories	Logiq-GE Healthcare ECG Leadwire	Reusable Logiq-GE Healthcare ECG Leadwire	Replacement: 3 lead"," Logiq"," Snap"," 0.9m "," IEC"," Reusable	Logiq-GE Healthcare ECG Leadwire"," 3 lead"," Logiq"," Snap"," 0.9m "," IEC"," Reusable	1	6				Ultrasound Foetal Transducer - comp w/ Bionet - Uterine Contractions		Ultrasound Foetal Transducer - comp w/ Bionet - UC	Bionet "
"6016239	EC-3056S-I		EC-3056S-I	https://www.medten.com/product/2044	Replacement	Reusable	Comen	One-Piece ECG Cables	Accessories	Comen One-Piece ECG Cable	Reusable Comen One-Piece ECG Cable	Replacement: 3 lead"," Snap"," 2.5m+1.5m"," IEC"," Reusable	Comen One-Piece ECG Cable"," 3 lead"," Snap"," 2.5m+1.5m"," IEC"," Reusable	1	12				Ultrasound Foetal Transducer - comp w/ Bionet - Uterine Contractions		Ultrasound Foetal Transducer - comp w/ Bionet - UC	Bionet "
"6016241	EC-3057G-I		EC-3057G-I	https://www.medten.com/product/2046	Replacement	Reusable	Comen	One-Piece ECG Cables	Accessories	Comen One-Piece ECG Cable 040-000911-00(w/o R)	Reusable Comen One-Piece ECG Cable 040-000911-00(w/o R)	Replacement: 3 lead"," Grabber"," 2.5m+1.5m"," IEC"," Reusable	Comen One-Piece ECG Cable 040-000911-00(w/o R)"," 3 lead"," Grabber"," 2.5m+1.5m"," IEC"," Reusable	1	12				Ultrasound Foetal Transducer - comp w/ Bionet - Uterine Contractions		Ultrasound Foetal Transducer - comp w/ Bionet - UC	Bionet "
"6016243	EC-3057S-I		EC-3057S-I	https://www.medten.com/product/2048	Replacement	Reusable	Comen	One-Piece ECG Cables	Accessories	Comen One-Piece ECG Cable	Reusable Comen One-Piece ECG Cable	Replacement: 3 lead"," Snap"," 2.5m+1.5m"," IEC"," Reusable	Comen One-Piece ECG Cable"," 3 lead"," Snap"," 2.5m+1.5m"," IEC"," Reusable	1	12				Ultrasound Foetal Transducer - comp w/ Bionet - Uterine Contractions		Ultrasound Foetal Transducer - comp w/ Bionet - UC	Bionet "
"6013179	BPD-14WS-W34		BPD-14WS-W34	https://www.medten.com/product/2049	Replacement	Disposable	Marquette	NIBP Cuffs	Accessories	Marquette/GE NIBP Cuff SFT-N4-1B	Disposable Marquette/GE NIBP Cuff SFT-N4-1B	Replacement: Neonate #4 (7-13cm)"," Non-woven fiber"," GE Neo Snap (34)"," Disposable (Box of 10)	Marquette/GE NIBP Cuff SFT-N4-1B"," Neonate #4 (7-13cm)"," Non-woven fiber"," GE Neo Snap (34)"," Disposable (Box of 10)	10	0				Ultrasound Foetal Transducer - comp w/ Bionet - Uterine Contractions		Ultrasound Foetal Transducer - comp w/ Bionet - UC	Bionet "
"6013131	BPD-14WS-W36		BPD-14WS-W36	https://www.medten.com/product/2050	Replacement	Disposable	Philips	NIBP Cuffs	Accessories	Philips NIBP Cuff M1872S	Disposable Philips NIBP Cuff M1872S	Replacement: Neonate #4 (7-13cm)"," Non-woven fiber"," Philips Neonate (Box of 10)	Philips NIBP Cuff M1872S"," Neonate #4 (7-13cm)"," Non-woven fiber"," Philips Neonate (Box of 10)	10	0				Ultrasound Foetal Transducer - comp w/ Bionet - Uterine Contractions		Ultrasound Foetal Transducer - comp w/ Bionet - UC	Bionet "
"6013185	BPD-15WD-WD05P		BPD-15WD-WD05P	https://www.medten.com/product/2055	Replacement	Disposable	Welch Allyn	NIBP Cuffs	Accessories	Welch Allyn/Stryker NIBP Cuff 5082-105-2	Disposable Welch Allyn/Stryker NIBP Cuff 5082-105-2	Replacement: Neonate #5 (8-15cm)"," Double Tube"," Non-woven fiber"," Male Slip (Box of 10)	Welch Allyn/Stryker NIBP Cuff 5082-105-2"," Neonate #5 (8-15cm)"," Double Tube"," Non-woven fiber"," Male Slip (Box of 10)	10	0				Ultrasound Foetal Transducer - comp w/ Bionet - Uterine Contractions		Ultrasound Foetal Transducer - comp w/ Bionet - UC	Bionet "
"6013127	BPD-15WS-W05P		BPD-15WS-W05P	https://www.medten.com/product/2056	Replacement	Disposable		NIBP Cuffs	Accessories	NIBP Cuff	Disposable NIBP Cuff	Replacement: Non-woven fiber (Box of 10)	NIBP Cuff"," Non-woven fiber (Box of 10)	10	0				Ultrasound Foetal Transducer - comp w/ Bionet - Uterine Contractions		Ultrasound Foetal Transducer - comp w/ Bionet - UC	Bionet "
"6013180	BPD-15WS-W34		BPD-15WS-W34	https://www.medten.com/product/2057	Replacement	Disposable	Marquette	NIBP Cuffs	Accessories	Marquette/GE NIBP Cuff SFT-N5-1B	Disposable Marquette/GE NIBP Cuff SFT-N5-1B	Replacement: Neonate #5 (8-15cm)"," Non-woven fiber"," GE Neo Snap (34)"," Disposable (Box of 10)	Marquette/GE NIBP Cuff SFT-N5-1B"," Neonate #5 (8-15cm)"," Non-woven fiber"," GE Neo Snap (34)"," Disposable (Box of 10)	10	0				Ultrasound Foetal Transducer - comp w/ Bionet - Uterine Contractions		Ultrasound Foetal Transducer - comp w/ Bionet - UC	Bionet "
"6011480	SS-016-PF30		SS-016-PF30	https://www.medten.com/product/2058	Replacement	Reusable	GE Healthcare	SpO2 Sensors	Accessories	GE Healthcare SpO2 Sensor TS-SP3-GE	Reusable GE Healthcare SpO2 Sensor TS-SP3-GE	Replacement: Pediatric"," Finger clip"," 3.0m"," GE-Trusignal	GE Healthcare SpO2 Sensor TS-SP3-GE"," Pediatric"," Finger clip"," 3.0m"," GE-Trusignal	1	12				Ultrasound Foetal Transducer - comp w/ Bionet - Uterine Contractions		Ultrasound Foetal Transducer - comp w/ Bionet - UC	Bionet "
"6012130	SS-016-NW30		SS-016-NW30	https://www.medten.com/product/2059	Replacement	Reusable	Datex Ohmeda	SpO2 Sensors	Accessories	GE Healthcare SpO2 Sensor	Reusable GE Healthcare SpO2 Sensor	Replacement: Neonate"," Wrap"," 3.0m"," GE-Trusignal"," Reusable	GE Healthcare SpO2 Sensor"," Neonate"," Wrap"," 3.0m"," GE-Trusignal"," Reusable	1	12				Ultrasound Foetal Transducer - comp w/ Bionet - Uterine Contractions		Ultrasound Foetal Transducer - comp w/ Bionet - UC	Bionet "
"6012558	SS-016-MY30		SS-016-MY30	https://www.medten.com/product/2060	Replacement	Reusable	Datex Ohmeda	SpO2 Sensors	Accessories	GE Healthcare SpO2 Sensor	Reusable GE Healthcare SpO2 Sensor	Replacement: All Sizes"," Multi-Y"," 3.0m"," GE-Trusignal"," Reusable	GE Healthcare SpO2 Sensor"," All Sizes"," Multi-Y"," 3.0m"," GE-Trusignal"," Reusable	1	12				Ultrasound Foetal Transducer - comp w/ Bionet - Uterine Contractions		Ultrasound Foetal Transducer - comp w/ Bionet - UC	Bionet "
"6013132	BPD-15WS-W36		BPD-15WS-W36	https://www.medten.com/product/2063	Replacement	Disposable	Philips	NIBP Cuffs	Accessories	Philips NIBP Cuff M1873S	Disposable Philips NIBP Cuff M1873S	Replacement: Neonate #5 (8-15cm)"," Non-woven fiber"," Philips Neonate (Box of 10)	Philips NIBP Cuff M1873S"," Neonate #5 (8-15cm)"," Non-woven fiber"," Philips Neonate (Box of 10)	10	0				Ultrasound Foetal Transducer - comp w/ Bionet - Uterine Contractions		Ultrasound Foetal Transducer - comp w/ Bionet - UC	Bionet "
"6016245	EC-3058RG-I		EC-3058RG-I	https://www.medten.com/product/2065	Replacement	Reusable	Infinium	One-Piece ECG Cables	Accessories	Infinium One-Piece ECG Cable	Reusable Infinium One-Piece ECG Cable	Replacement: 3 lead"," Grabber"," 2.5m+1.5m"," With Resistance"," IEC"," Reusable	Infinium One-Piece ECG Cable"," 3 lead"," Grabber"," 2.5m+1.5m"," With Resistance"," IEC"," Reusable	1	12				Ultrasound Foetal Transducer - comp w/ Bionet - Uterine Contractions		Ultrasound Foetal Transducer - comp w/ Bionet - UC	Bionet "
"6016247	EC-3058RS-I		EC-3058RS-I	https://www.medten.com/product/2067	Replacement	Reusable	Infinium	One-Piece ECG Cables	Accessories	Infinium One-Piece ECG Cable	Reusable Infinium One-Piece ECG Cable	Replacement: 3 lead"," Snap"," 2.5m+1.5m"," With Resistance"," IEC"," Reusable	Infinium One-Piece ECG Cable"," 3 lead"," Snap"," 2.5m+1.5m"," With Resistance"," IEC"," Reusable	1	12				Ultrasound Foetal Transducer - comp w/ Bionet - Uterine Contractions		Ultrasound Foetal Transducer - comp w/ Bionet - UC	Bionet "
"6016249	EC-3062G-I		EC-3062G-I	https://www.medten.com/product/2069	Replacement	Reusable	Sonoscape	One-Piece ECG Cables	Accessories	Sonoscape One-Piece ECG Cable	Reusable Sonoscape One-Piece ECG Cable	Replacement: 3 lead"," Grabber"," 2.5m+1.5m"," IEC"," Reusable	Sonoscape One-Piece ECG Cable"," 3 lead"," Grabber"," 2.5m+1.5m"," IEC"," Reusable	1	12				Ultrasound Foetal Transducer - comp w/ Bionet - Uterine Contractions		Ultrasound Foetal Transducer - comp w/ Bionet - UC	Bionet "
"6016623	ET-3009-DX-I		ET-3009-DX-I	https://www.medten.com/product/2075	Replacement	Reusable	Datex Ohmeda	ECG Trunk Cables	Accessories	Datex Ohmeda ECG Trunk Cable	Reusable Datex Ohmeda ECG Trunk Cable	Replacement: 3 lead"," 2.5m"," Datex 300 series"," IEC"," Reusable	Datex Ohmeda ECG Trunk Cable"," 3 lead"," 2.5m"," Datex 300 series"," IEC"," Reusable	1	12				Ultrasound Foetal Transducer - comp w/ Bionet - Uterine Contractions		Ultrasound Foetal Transducer - comp w/ Bionet - UC	Bionet "
"6012560	SS-018-MY10		SS-018-MY10	https://www.medten.com/product/2076	Replacement	Reusable	GE Healthcare	SpO2 Sensors	Accessories	GE Healthcare SpO2 Sensor TS-W-D	Reusable GE Healthcare SpO2 Sensor TS-W-D	Replacement: All Sizes"," Multi-Y"," 1.0m"," GE-Trusignal	GE Healthcare SpO2 Sensor TS-W-D"," All Sizes"," Multi-Y"," 1.0m"," GE-Trusignal	1	12				Ultrasound Foetal Transducer - comp w/ Bionet - Uterine Contractions		Ultrasound Foetal Transducer - comp w/ Bionet - UC	Bionet "
"6017654	EL-MDBV6-90G-I		EL-MDBV6-90G-I	https://www.medten.com/product/2080	Replacement	Reusable	Physio-Control	ECG Leadwires	Accessories	Physio-Control ECG Leadwire	Reusable Physio-Control ECG Leadwire	Replacement: 6 lead"," Medtronic"," Grabber"," 0.9m "," IEC"," Chest lead"," Reusable	Physio-Control ECG Leadwire"," 6 lead"," Medtronic"," Grabber"," 0.9m "," IEC"," Chest lead"," Reusable	1	6				Ultrasound Foetal Transducer - comp w/ Bionet - Uterine Contractions		Ultrasound Foetal Transducer - comp w/ Bionet - UC	Bionet "
"6017656	EL-MDBV6-90S-I		EL-MDBV6-90S-I	https://www.medten.com/product/2082	Replacement	Reusable	Physio-Control	ECG Leadwires	Accessories	Physio-Control ECG Leadwire 11111-000023	Reusable Physio-Control ECG Leadwire 11111-000023	Replacement: 6 lead"," Medtronic"," Snap"," 0.9m "," IEC"," Chest lead"," Reusable	Physio-Control ECG Leadwire 11111-000023"," 6 lead"," Medtronic"," Snap"," 0.9m "," IEC"," Chest lead"," Reusable	1	6				Ultrasound Foetal Transducer - comp w/ Bionet - Uterine Contractions		Ultrasound Foetal Transducer - comp w/ Bionet - UC	Bionet "
"6017244	EL-MN3-90G-I		EL-MN3-90G-I	https://www.medten.com/product/2085	Replacement	Reusable	Mennen Medical	ECG Leadwires	Accessories	Mennen Medical ECG Leadwire	Reusable Mennen Medical ECG Leadwire	Replacement: 3 lead"," Mennen"," Grabber"," 0.9m "," IEC"," Reusable	Mennen Medical ECG Leadwire"," 3 lead"," Mennen"," Grabber"," 0.9m "," IEC"," Reusable	1	6				Ultrasound Foetal Transducer - comp w/ Bionet - Uterine Contractions		Ultrasound Foetal Transducer - comp w/ Bionet - UC	Bionet "
"6017246	EL-MN3-90S-I		EL-MN3-90S-I	https://www.medten.com/product/2087	Replacement	Reusable	Mennen Medical	ECG Leadwires	Accessories	Mennen Medical ECG Leadwire	Reusable Mennen Medical ECG Leadwire	Replacement: 3 lead"," Mennen"," Snap"," 0.9m "," IEC"," Reusable	Mennen Medical ECG Leadwire"," 3 lead"," Mennen"," Snap"," 0.9m "," IEC"," Reusable	1	6				Ultrasound Foetal Transducer - comp w/ Bionet - Uterine Contractions		Ultrasound Foetal Transducer - comp w/ Bionet - UC	Bionet "
"6011599	SS-099D-PF10		SS-099D-PF10	https://www.medten.com/product/2088	Replacement	Reusable	Dolphin	SpO2 Sensors	Accessories	Dolphin SpO2 Sensor	Reusable Dolphin SpO2 Sensor	Replacement: Pediatric"," Finger clip"," 1.0m"," Digital "," Reusable	Dolphin SpO2 Sensor"," Pediatric"," Finger clip"," 1.0m"," Digital "," Reusable	1	12				Ultrasound Foetal Transducer - comp w/ Bionet - Uterine Contractions		Ultrasound Foetal Transducer - comp w/ Bionet - UC	Bionet "
"6011817	SS-099D-PS10		SS-099D-PS10	https://www.medten.com/product/2089	Replacement	Reusable	Dolphin	SpO2 Sensors	Accessories	Dolphin SpO2 Sensor	Reusable Dolphin SpO2 Sensor	Replacement: Pediatric"," Soft rubber"," 1.0m"," Digital "," Reusable	Dolphin SpO2 Sensor"," Pediatric"," Soft rubber"," 1.0m"," Digital "," Reusable	1	12				Ultrasound Foetal Transducer - comp w/ Bionet - Uterine Contractions		Ultrasound Foetal Transducer - comp w/ Bionet - UC	Bionet "
"6012249	SS-099D-NW10		SS-099D-NW10	https://www.medten.com/product/2090	Replacement	Reusable	Dolphin	SpO2 Sensors	Accessories	Dolphin SpO2 Sensor	Reusable Dolphin SpO2 Sensor	Replacement: Neonate"," Wrap"," 1.0m"," Digital "," Reusable	Dolphin SpO2 Sensor"," Neonate"," Wrap"," 1.0m"," Digital "," Reusable	1	12				Ultrasound Foetal Transducer - comp w/ Bionet - Uterine Contractions		Ultrasound Foetal Transducer - comp w/ Bionet - UC	Bionet "
"6012677	SS-099D-MY10		SS-099D-MY10	https://www.medten.com/product/2091	Replacement	Reusable	Dolphin	SpO2 Sensors	Accessories	Dolphin SpO2 Sensor	Reusable Dolphin SpO2 Sensor	Replacement: All Sizes"," Multi-Y"," 1.0m"," Digital "," Reusable	Dolphin SpO2 Sensor"," All Sizes"," Multi-Y"," 1.0m"," Digital "," Reusable	1	12				Ultrasound Foetal Transducer - comp w/ Bionet - Uterine Contractions		Ultrasound Foetal Transducer - comp w/ Bionet - UC	Bionet "
"6010595	SA-028RB-24LS		SA-028RB-24LS	https://www.medten.com/product/2092	Replacement	Reusable	Draeger	SpO2 Adapter Cables	Accessories	Draeger SpO2 Adapter Cable MS17522	Reusable Draeger SpO2 Adapter Cable MS17522	Replacement: 2.4m"," use with Masimo-LNCS sensor	Draeger SpO2 Adapter Cable MS17522"," 2.4m"," use with Masimo-LNCS sensor	1	12				Ultrasound Foetal Transducer - comp w/ Bionet - Uterine Contractions		Ultrasound Foetal Transducer - comp w/ Bionet - UC	Bionet "
"6012323	SS-002-AE10		SS-002-AE10	https://www.medten.com/product/2093	Replacement	Reusable	Nellcor	SpO2 Sensors	Accessories	Nellcor SpO2 Sensor	Reusable Nellcor SpO2 Sensor	Replacement: Adult"," Ear clip"," 1.0m"," Nellcor"," Reusable	Nellcor SpO2 Sensor"," Adult"," Ear clip"," 1.0m"," Nellcor"," Reusable	1	12				Ultrasound Foetal Transducer - comp w/ Bionet - Uterine Contractions		Ultrasound Foetal Transducer - comp w/ Bionet - UC	Bionet "
"6012324	SS-002-AE30		SS-002-AE30	https://www.medten.com/product/2094	Replacement	Reusable	Nellcor	SpO2 Sensors	Accessories	Nellcor SpO2 Sensor	Reusable Nellcor SpO2 Sensor	Replacement: Adult"," Ear clip"," 3.0m"," Nellcor"," Reusable	Nellcor SpO2 Sensor"," Adult"," Ear clip"," 3.0m"," Nellcor"," Reusable	1	12				Ultrasound Foetal Transducer - comp w/ Bionet - Uterine Contractions		Ultrasound Foetal Transducer - comp w/ Bionet - UC	Bionet "
"6011006	SS-002-AF10		SS-002-AF10	https://www.medten.com/product/2095	Replacement	Reusable	Nellcor	SpO2 Sensors	Accessories	Nellcor SpO2 Sensor	Reusable Nellcor SpO2 Sensor	Replacement: Adult"," Finger clip"," 1.0m"," Nellcor"," Reusable	Nellcor SpO2 Sensor"," Adult"," Finger clip"," 1.0m"," Nellcor"," Reusable	1	12				Ultrasound Foetal Transducer - comp w/ Bionet - Uterine Contractions		Ultrasound Foetal Transducer - comp w/ Bionet - UC	Bionet "
"6011241	SS-002-AS10		SS-002-AS10	https://www.medten.com/product/2096	Replacement	Reusable	Nellcor	SpO2 Sensors	Accessories	Nellcor SpO2 Sensor	Reusable Nellcor SpO2 Sensor	Replacement: Adult"," Soft rubber"," 1.0m"," Nellcor"," Reusable	Nellcor SpO2 Sensor"," Adult"," Soft rubber"," 1.0m"," Nellcor"," Reusable	1	12				Ultrasound Foetal Transducer - comp w/ Bionet - Uterine Contractions		Ultrasound Foetal Transducer - comp w/ Bionet - UC	Bionet "
"6012537	SS-002-MY10		SS-002-MY10	https://www.medten.com/product/2097	Replacement	Reusable	Nellcor	SpO2 Sensors	Accessories	Nellcor SpO2 Sensor	Reusable Nellcor SpO2 Sensor	Replacement: All Sizes"," Multi-Y"," 1.0m"," Nellcor"," Reusable	Nellcor SpO2 Sensor"," All Sizes"," Multi-Y"," 1.0m"," Nellcor"," Reusable	1	12				Ultrasound Foetal Transducer - comp w/ Bionet - Uterine Contractions		Ultrasound Foetal Transducer - comp w/ Bionet - UC	Bionet "
"6012109	SS-002-NW10		SS-002-NW10	https://www.medten.com/product/2098	Replacement	Reusable	Nellcor	SpO2 Sensors	Accessories	Nellcor SpO2 Sensor	Reusable Nellcor SpO2 Sensor	Replacement: Neonate"," Wrap"," 1.0m"," Nellcor"," Reusable	Nellcor SpO2 Sensor"," Neonate"," Wrap"," 1.0m"," Nellcor"," Reusable	1	12				Ultrasound Foetal Transducer - comp w/ Bionet - Uterine Contractions		Ultrasound Foetal Transducer - comp w/ Bionet - UC	Bionet "
"6011459	SS-002-PF10		SS-002-PF10	https://www.medten.com/product/2099	Replacement	Reusable	Nellcor	SpO2 Sensors	Accessories	Nellcor SpO2 Sensor	Reusable Nellcor SpO2 Sensor	Replacement: Pediatric"," Finger clip"," 1.0m"," Nellcor"," Reusable	Nellcor SpO2 Sensor"," Pediatric"," Finger clip"," 1.0m"," Nellcor"," Reusable	1	12				Ultrasound Foetal Transducer - comp w/ Bionet - Uterine Contractions		Ultrasound Foetal Transducer - comp w/ Bionet - UC	Bionet "
"6016251	EC-3062S-I		EC-3062S-I	https://www.medten.com/product/2101	Replacement	Reusable	Sonoscape	One-Piece ECG Cables	Accessories	Sonoscape One-Piece ECG Cable	Reusable Sonoscape One-Piece ECG Cable	Replacement: 3 lead"," Snap"," 2.5m+1.5m"," IEC"," Reusable	Sonoscape One-Piece ECG Cable"," 3 lead"," Snap"," 2.5m+1.5m"," IEC"," Reusable	1	12				Ultrasound Foetal Transducer - comp w/ Bionet - Uterine Contractions		Ultrasound Foetal Transducer - comp w/ Bionet - UC	Bionet "
"6016257	EC-3064G-I		EC-3064G-I	https://www.medten.com/product/2103	Replacement	Reusable	Charmcare	One-Piece ECG Cables	Accessories	Charmcare One-Piece ECG Cable	Reusable Charmcare One-Piece ECG Cable	Replacement: 3 lead"," Grabber"," 2.5m+1.5m"," IEC"," Reusable	Charmcare One-Piece ECG Cable"," 3 lead"," Grabber"," 2.5m+1.5m"," IEC"," Reusable	1	12				Ultrasound Foetal Transducer - comp w/ Bionet - Uterine Contractions		Ultrasound Foetal Transducer - comp w/ Bionet - UC	Bionet "
"6016259	EC-3064S-I		EC-3064S-I	https://www.medten.com/product/2105	Replacement	Reusable	Charmcare	One-Piece ECG Cables	Accessories	Charmcare One-Piece ECG Cable	Reusable Charmcare One-Piece ECG Cable	Replacement: 3 lead"," Snap"," 2.5m+1.5m"," IEC"," Reusable	Charmcare One-Piece ECG Cable"," 3 lead"," Snap"," 2.5m+1.5m"," IEC"," Reusable	1	12				Ultrasound Foetal Transducer - comp w/ Bionet - Uterine Contractions		Ultrasound Foetal Transducer - comp w/ Bionet - UC	Bionet "
"6016261	EC-3066G-I		EC-3066G-I	https://www.medten.com/product/2107	Replacement	Reusable	Lohmeier	One-Piece ECG Cables	Accessories	Lohmeier One-Piece ECG Cable	Reusable Lohmeier One-Piece ECG Cable	Replacement: 3 lead"," Grabber"," 2.5m+1.5m"," IEC"," Reusable	Lohmeier One-Piece ECG Cable"," 3 lead"," Grabber"," 2.5m+1.5m"," IEC"," Reusable	1	12				Ultrasound Foetal Transducer - comp w/ Bionet - Uterine Contractions		Ultrasound Foetal Transducer - comp w/ Bionet - UC	Bionet "
"6013194	BPD-20WD-W1011		BPD-20WD-W1011	https://www.medten.com/product/2108	Replacement	Disposable	DINAMAP	NIBP Cuffs	Accessories	DINAMAP/Critikon/GE NIBP Cuff 24501	Disposable DINAMAP/Critikon/GE NIBP Cuff 24501	Replacement: Infant (8-13cm)"," Double Tube"," Non-woven fiber (Box of 10)	DINAMAP/Critikon/GE NIBP Cuff 24501"," Infant (8-13cm)"," Double Tube"," Non-woven fiber (Box of 10)	10	0				Ultrasound Foetal Transducer - comp w/ Bionet - Uterine Contractions		Ultrasound Foetal Transducer - comp w/ Bionet - UC	Bionet "
"6013186	BPD-20WD-WD08		BPD-20WD-WD08	https://www.medten.com/product/2109	Replacement	Disposable	DINAMAP	NIBP Cuffs	Accessories	DINAMAP/Critikon/GE NIBP Cuff 2500	Disposable DINAMAP/Critikon/GE NIBP Cuff 2500	Replacement: Infant (8-13cm)"," Double Tube"," Non-woven fiber"," Male Screw (Box of 10)	DINAMAP/Critikon/GE NIBP Cuff 2500"," Infant (8-13cm)"," Double Tube"," Non-woven fiber"," Male Screw (Box of 10)	10	0				Ultrasound Foetal Transducer - comp w/ Bionet - Uterine Contractions		Ultrasound Foetal Transducer - comp w/ Bionet - UC	Bionet "
"6011677	SS-002-PS10		SS-002-PS10	https://www.medten.com/product/2110	Replacement	Reusable	Nellcor	SpO2 Sensors	Accessories	Nellcor SpO2 Sensor	Reusable Nellcor SpO2 Sensor	Replacement: Pediatric"," Soft rubber"," 1.0m"," Nellcor"," Reusable	Nellcor SpO2 Sensor"," Pediatric"," Soft rubber"," 1.0m"," Nellcor"," Reusable	1	12				Ultrasound Foetal Transducer - comp w/ Bionet - Uterine Contractions		Ultrasound Foetal Transducer - comp w/ Bionet - UC	Bionet "
"6013202	BPD-20WD-WD11		BPD-20WD-WD11	https://www.medten.com/product/2111	Replacement	Disposable	DINAMAP	NIBP Cuffs	Accessories	DINAMAP/Critikon/GE NIBP Cuff 2401	Disposable DINAMAP/Critikon/GE NIBP Cuff 2401	Replacement: Infant (8-13cm)"," Double Tube"," Non-woven fiber"," Female Submin (Box of 10)	DINAMAP/Critikon/GE NIBP Cuff 2401"," Infant (8-13cm)"," Double Tube"," Non-woven fiber"," Female Submin (Box of 10)	10	0				Ultrasound Foetal Transducer - comp w/ Bionet - Uterine Contractions		Ultrasound Foetal Transducer - comp w/ Bionet - UC	Bionet "
"6010598	SA-028RB-24ML		SA-028RB-24ML	https://www.medten.com/product/2112	Replacement	Reusable	Draeger	SpO2 Adapter Cables	Accessories	Siemens SpO2 Adapter Cable	Reusable Siemens SpO2 Adapter Cable	Replacement: 2.4m"," use with Masimo M LNCS sensor"," Reusable	Siemens SpO2 Adapter Cable"," 2.4m"," use with Masimo M LNCS sensor"," Reusable	1	12				Ultrasound Foetal Transducer - comp w/ Bionet - Uterine Contractions		Ultrasound Foetal Transducer - comp w/ Bionet - UC	Bionet "
"6011895	SS-005RB-IS10		SS-005RB-IS10	https://www.medten.com/product/2114	Replacement	Reusable	Masimo	SpO2 Sensors	Accessories	Masimo SpO2 Sensor	Reusable Masimo SpO2 Sensor	Replacement: Infant"," Soft rubber"," 1.0m"," Masimo-LNCS	Masimo SpO2 Sensor"," Infant"," Soft rubber"," 1.0m"," Masimo-LNCS	1	12				Ultrasound Foetal Transducer - comp w/ Bionet - Uterine Contractions		Ultrasound Foetal Transducer - comp w/ Bionet - UC	Bionet "
"	SS-005RB-VC10		SS-005RB-VC10	https://www.medten.com/product/2115	Replacement	Reusable		Vital Signs Monitoring	Accessories	Masimo SpO2 Sensor	Reusable Masimo SpO2 Sensor	Replacement: Vet"," 1.0m"," Masimo-LNCS"," Reusable"," Masimo-LNCS"," Rectal Sensor	Masimo SpO2 Sensor"," Vet"," 1.0m"," Masimo-LNCS"," Reusable"," Masimo-LNCS"," Rectal Sensor	1	12				Ultrasound Foetal Transducer - comp w/ Bionet - Uterine Contractions		Ultrasound Foetal Transducer - comp w/ Bionet - UC	Bionet "
"	SS-005RB-VT10		SS-005RB-VT10	https://www.medten.com/product/2116	Replacement	Reusable		Vital Signs Monitoring	Accessories	Masimo SpO2 Sensor 3527	Reusable Masimo SpO2 Sensor 3527	Replacement: Vet"," 1.0m"," Masimo-LNCS"," Reusable	Masimo SpO2 Sensor 3527"," Vet"," 1.0m"," Masimo-LNCS"," Reusable	1	12				Ultrasound Foetal Transducer - comp w/ Bionet - Uterine Contractions		Ultrasound Foetal Transducer - comp w/ Bionet - UC	Bionet "
"6011247	SS-006RB-AS10		SS-006RB-AS10	https://www.medten.com/product/2118	Replacement	Reusable	Masimo	SpO2 Sensors	Accessories	Masimo SpO2 Sensor 1269	Reusable Masimo SpO2 Sensor 1269	Replacement: Adult"," Soft rubber"," 1.0m"," Masimo-LNOP"," Reusable	Masimo SpO2 Sensor 1269"," Adult"," Soft rubber"," 1.0m"," Masimo-LNOP"," Reusable	1	12				Ultrasound Foetal Transducer - comp w/ Bionet - Uterine Contractions		Ultrasound Foetal Transducer - comp w/ Bionet - UC	Bionet "
"6012115	SS-006RB-NW10		SS-006RB-NW10	https://www.medten.com/product/2119	Replacement	Reusable	Masimo	SpO2 Sensors	Accessories	Masimo SpO2 Sensor LNOP YI	Reusable Masimo SpO2 Sensor LNOP YI	Replacement"," (please add OEM description here)	Masimo SpO2 Sensor LNOP YIReplacement"," (please add OEM description here)	0	12				Ultrasound Foetal Transducer - comp w/ Bionet - Uterine Contractions		Ultrasound Foetal Transducer - comp w/ Bionet - UC	Bionet "
"6011683	SS-006RB-PS10		SS-006RB-PS10	https://www.medten.com/product/2122	Replacement	Reusable	Masimo	SpO2 Sensors	Accessories	Masimo SpO2 Sensor 1276	Reusable Masimo SpO2 Sensor 1276	Replacement: Pediatric"," Soft rubber"," 1.0m"," Masimo-LNOP"," Reusable	Masimo SpO2 Sensor 1276"," Pediatric"," Soft rubber"," 1.0m"," Masimo-LNOP"," Reusable	1	12				Ultrasound Foetal Transducer - comp w/ Bionet - Uterine Contractions		Ultrasound Foetal Transducer - comp w/ Bionet - UC	Bionet "
"	SS-006RB-VC10		SS-006RB-VC10	https://www.medten.com/product/2123	Replacement	Reusable	Masimo	Vital Signs Monitoring	Accessories	Masimo SpO2 Sensor	Reusable Masimo SpO2 Sensor	Replacement: Vet"," 1.0m"," Masimo-LNOP"," Reusable"," Masimo-LNOP"," 1.0m"," Rectal Sensor	Masimo SpO2 Sensor"," Vet"," 1.0m"," Masimo-LNOP"," Reusable"," Masimo-LNOP"," 1.0m"," Rectal Sensor	1	12				Ultrasound Foetal Transducer - comp w/ Bionet - Uterine Contractions		Ultrasound Foetal Transducer - comp w/ Bionet - UC	Bionet "
"6012116	SS-007RB-NW10		SS-007RB-NW10	https://www.medten.com/product/2124	Replacement	Reusable	Masimo	SpO2 Sensors	Accessories	Masimo SpO2 Sensor 2505 (M-LNCS Y-I)	Reusable Masimo SpO2 Sensor 2505 (M-LNCS Y-I)	Replacement: Neonate"," Wrap"," 1.0m"," Masimo M LNCS	Masimo SpO2 Sensor 2505 (M-LNCS Y-I)"," Neonate"," Wrap"," 1.0m"," Masimo M LNCS	1	12				Ultrasound Foetal Transducer - comp w/ Bionet - Uterine Contractions		Ultrasound Foetal Transducer - comp w/ Bionet - UC	Bionet "
"6011684	SS-007RB-PS10		SS-007RB-PS10	https://www.medten.com/product/2125	Replacement	Reusable	Masimo	SpO2 Sensors	Accessories	Masimo SpO2 Sensor M-LNCS DCIP	Reusable Masimo SpO2 Sensor M-LNCS DCIP	Replacement: Pediatric"," Soft rubber"," 1.0m"," Masimo M LNCS"," Reusable	Masimo SpO2 Sensor M-LNCS DCIP"," Pediatric"," Soft rubber"," 1.0m"," Masimo M LNCS"," Reusable	1	12				Ultrasound Foetal Transducer - comp w/ Bionet - Uterine Contractions		Ultrasound Foetal Transducer - comp w/ Bionet - UC	Bionet "
"6012332	SS-008RB-AE30		SS-008RB-AE30	https://www.medten.com/product/2126	Replacement	Reusable	Masimo	SpO2 Sensors	Accessories	Masimo SpO2 Sensor	Reusable Masimo SpO2 Sensor	Replacement: Adult"," Ear clip"," 3.0m"," Masimo "," Reusable	Masimo SpO2 Sensor"," Adult"," Ear clip"," 3.0m"," Masimo "," Reusable	1	12				Ultrasound Foetal Transducer - comp w/ Bionet - Uterine Contractions		Ultrasound Foetal Transducer - comp w/ Bionet - UC	Bionet "
"6012530	SS-009RB-AE10		SS-009RB-AE10	https://www.medten.com/product/2127	Replacement	Reusable	Masimo	SpO2 Sensors	Accessories	Masimo SpO2 Sensor	Reusable Masimo SpO2 Sensor	Replacement: Adult"," Ear clip"," 1.0m"," Masimo "," Reusable	Masimo SpO2 Sensor"," Adult"," Ear clip"," 1.0m"," Masimo "," Reusable	1	12				Ultrasound Foetal Transducer - comp w/ Bionet - Uterine Contractions		Ultrasound Foetal Transducer - comp w/ Bionet - UC	Bionet "
"6018062	EKC10R-FDB-B-I		EKC10R-FDB-B-I	https://www.medten.com/product/2129	Replacement	Reusable	Fukuda Denshi	One-Piece ECG Cables	Accessories	Fukuda Denshi One-Piece ECG Cable	Reusable Fukuda Denshi One-Piece ECG Cable	Replacement: 10 lead"," 4mm banana"," 2.2m+mixed 0.9m/1.3m"," With Resistance"," IEC"," Reusable	Fukuda Denshi One-Piece ECG Cable"," 10 lead"," 4mm banana"," 2.2m+mixed 0.9m/1.3m"," With Resistance"," IEC"," Reusable	1	12				Ultrasound Foetal Transducer - comp w/ Bionet - Uterine Contractions		Ultrasound Foetal Transducer - comp w/ Bionet - UC	Bionet "
"6013149	BPD-20WS-W10		BPD-20WS-W10	https://www.medten.com/product/2130	Replacement	Disposable	Nihon Kohden	NIBP Cuffs	Accessories	Nihon Kohden NIBP Cuff YP-840T	Disposable Nihon Kohden NIBP Cuff YP-840T	Replacement: Infant (8-13cm)"," Non-woven fiber"," Male Submin (Box of 10)	Nihon Kohden NIBP Cuff YP-840T"," Infant (8-13cm)"," Non-woven fiber"," Male Submin (Box of 10)	10	0				Ultrasound Foetal Transducer - comp w/ Bionet - Uterine Contractions		Ultrasound Foetal Transducer - comp w/ Bionet - UC	Bionet "
"6013157	BPD-20WS-W11		BPD-20WS-W11	https://www.medten.com/product/2131	Replacement	Disposable	Welch Allyn	NIBP Cuffs	Accessories	Welch Allyn/Stryker NIBP Cuff 39026	Disposable Welch Allyn/Stryker NIBP Cuff 39026	Replacement: Infant (8-13cm)"," Non-woven fiber"," Female Submin (Box of 10)	Welch Allyn/Stryker NIBP Cuff 39026"," Infant (8-13cm)"," Non-woven fiber"," Female Submin (Box of 10)	10	0				Ultrasound Foetal Transducer - comp w/ Bionet - Uterine Contractions		Ultrasound Foetal Transducer - comp w/ Bionet - UC	Bionet "
"6013195	BPD-30WD-W1011		BPD-30WD-W1011	https://www.medten.com/product/2132	Replacement	Disposable	DINAMAP	NIBP Cuffs	Accessories	DINAMAP/Critikon/GE NIBP Cuff 2451	Disposable DINAMAP/Critikon/GE NIBP Cuff 2451	Replacement: Pediatric (13.8-21.5cm)"," Double Tube"," Non-woven fiber"," Mated Pair Submins (1011)"," Disposable (Box of 10)	DINAMAP/Critikon/GE NIBP Cuff 2451"," Pediatric (13.8-21.5cm)"," Double Tube"," Non-woven fiber"," Mated Pair Submins (1011)"," Disposable (Box of 10)	10	0				Ultrasound Foetal Transducer - comp w/ Bionet - Uterine Contractions		Ultrasound Foetal Transducer - comp w/ Bionet - UC	Bionet "
"6013187	BPD-30WD-WD08		BPD-30WD-WD08	https://www.medten.com/product/2133	Replacement	Disposable	DINAMAP	NIBP Cuffs	Accessories	DINAMAP/Critikon/GE NIBP Cuff 2501	Disposable DINAMAP/Critikon/GE NIBP Cuff 2501	Replacement: Pediatric (13.8-21.5cm)"," Double Tube"," Non-woven fiber"," Male Screw (08)"," Disposable (Box of 10)	DINAMAP/Critikon/GE NIBP Cuff 2501"," Pediatric (13.8-21.5cm)"," Double Tube"," Non-woven fiber"," Male Screw (08)"," Disposable (Box of 10)	10	0				Ultrasound Foetal Transducer - comp w/ Bionet - Uterine Contractions		Ultrasound Foetal Transducer - comp w/ Bionet - UC	Bionet "
"6013203	BPD-30WD-WD11		BPD-30WD-WD11	https://www.medten.com/product/2134	Replacement	Disposable	DINAMAP	NIBP Cuffs	Accessories	DINAMAP/Critikon/GE NIBP Cuff 2402	Disposable DINAMAP/Critikon/GE NIBP Cuff 2402	Replacement: Pediatric (13.8-21.5cm)"," Double Tube"," Non-woven fiber"," Female Submin (11)"," Disposable (Box of 10)	DINAMAP/Critikon/GE NIBP Cuff 2402"," Pediatric (13.8-21.5cm)"," Double Tube"," Non-woven fiber"," Female Submin (11)"," Disposable (Box of 10)	10	0				Ultrasound Foetal Transducer - comp w/ Bionet - Uterine Contractions		Ultrasound Foetal Transducer - comp w/ Bionet - UC	Bionet "
"6012333	SS-009RB-AE30		SS-009RB-AE30	https://www.medten.com/product/2136	Replacement	Reusable	Masimo	SpO2 Sensors	Accessories	Masimo SpO2 Sensor	Reusable Masimo SpO2 Sensor	Replacement: Adult"," Ear clip"," 3.0m"," Masimo "," Reusable	Masimo SpO2 Sensor"," Adult"," Ear clip"," 3.0m"," Masimo "," Reusable	1	12				Ultrasound Foetal Transducer - comp w/ Bionet - Uterine Contractions		Ultrasound Foetal Transducer - comp w/ Bionet - UC	Bionet "
"6011210	SS-009RB-AF10		SS-009RB-AF10	https://www.medten.com/product/2138	Replacement	Reusable	Masimo	SpO2 Sensors	Accessories	Masimo SpO2 Sensor 2053 (Red DCI-DC3)	Reusable Masimo SpO2 Sensor 2053 (Red DCI-DC3)	Replacement: Adult"," Finger clip"," 1.0m"," Masimo	Masimo SpO2 Sensor 2053 (Red DCI-DC3)"," Adult"," Finger clip"," 1.0m"," Masimo	1	12				Ultrasound Foetal Transducer - comp w/ Bionet - Uterine Contractions		Ultrasound Foetal Transducer - comp w/ Bionet - UC	Bionet "
"6011447	SS-009RB-AS10		SS-009RB-AS10	https://www.medten.com/product/2140	Replacement	Reusable	Masimo	SpO2 Sensors	Accessories	Masimo SpO2 Sensor 2643(Red DBI-dc3)	Reusable Masimo SpO2 Sensor 2643(Red DBI-dc3)	Replacement: Adult"," Soft Rubber"," 1.0m"," Masimo	Masimo SpO2 Sensor 2643(Red DBI-dc3)"," Adult"," Soft Rubber"," 1.0m"," Masimo	1	12				Ultrasound Foetal Transducer - comp w/ Bionet - Uterine Contractions		Ultrasound Foetal Transducer - comp w/ Bionet - UC	Bionet "
"6013150	BPD-30WS-W10		BPD-30WS-W10	https://www.medten.com/product/2141	Replacement	Disposable	Nihon Kohden	NIBP Cuffs	Accessories	Nihon Kohden NIBP Cuff YP-841T	Disposable Nihon Kohden NIBP Cuff YP-841T	Replacement: Pediatric (13.8-21.5cm)"," Non-woven fiber"," Male Submin (10)"," Disposable (Box of 10)	Nihon Kohden NIBP Cuff YP-841T"," Pediatric (13.8-21.5cm)"," Non-woven fiber"," Male Submin (10)"," Disposable (Box of 10)	10	0				Ultrasound Foetal Transducer - comp w/ Bionet - Uterine Contractions		Ultrasound Foetal Transducer - comp w/ Bionet - UC	Bionet "
"6017450	EL-MN5-90G-I		EL-MN5-90G-I	https://www.medten.com/product/2143	Replacement	Reusable	Mennen Medical	ECG Leadwires	Accessories	Mennen Medical ECG Leadwire	Reusable Mennen Medical ECG Leadwire	Replacement: 5 lead"," Mennen"," Grabber"," 0.9m "," IEC"," Reusable	Mennen Medical ECG Leadwire"," 5 lead"," Mennen"," Grabber"," 0.9m "," IEC"," Reusable	1	6				Ultrasound Foetal Transducer - comp w/ Bionet - Uterine Contractions		Ultrasound Foetal Transducer - comp w/ Bionet - UC	Bionet "
"6017452	EL-MN5-90S-I		EL-MN5-90S-I	https://www.medten.com/product/2145	Replacement	Reusable	Mennen Medical	ECG Leadwires	Accessories	Mennen Medical ECG Leadwire	Reusable Mennen Medical ECG Leadwire	Replacement: 5 lead"," Mennen"," Snap"," 0.9m "," IEC"," Reusable	Mennen Medical ECG Leadwire"," 5 lead"," Mennen"," Snap"," 0.9m "," IEC"," Reusable	1	6				Ultrasound Foetal Transducer - comp w/ Bionet - Uterine Contractions		Ultrasound Foetal Transducer - comp w/ Bionet - UC	Bionet "
"6013158	BPD-30WS-W11		BPD-30WS-W11	https://www.medten.com/product/2146	Replacement	Disposable	Welch Allyn	NIBP Cuffs	Accessories	Welch Allyn/Stryker NIBP Cuff 39007	Disposable Welch Allyn/Stryker NIBP Cuff 39007	Replacement: Pediatric (13.8-21.5cm)"," Non-woven fiber"," Female Submin (11)"," Disposable (Box of 10)	Welch Allyn/Stryker NIBP Cuff 39007"," Pediatric (13.8-21.5cm)"," Non-woven fiber"," Female Submin (11)"," Disposable (Box of 10)	10	0				Ultrasound Foetal Transducer - comp w/ Bionet - Uterine Contractions		Ultrasound Foetal Transducer - comp w/ Bionet - UC	Bionet "
"6017929	EKC10R-FDB-G-I		EKC10R-FDB-G-I	https://www.medten.com/product/2148	Replacement	Reusable	Fukuda Denshi	One-Piece ECG Cables	Accessories	Fukuda Denshi One-Piece ECG Cable	Reusable Fukuda Denshi One-Piece ECG Cable	Replacement: 10 lead"," Grabber"," 2.2m+mixed 0.9m/1.3m"," With Resistance"," IEC"," Reusable	Fukuda Denshi One-Piece ECG Cable"," 10 lead"," Grabber"," 2.2m+mixed 0.9m/1.3m"," With Resistance"," IEC"," Reusable	1	12				Ultrasound Foetal Transducer - comp w/ Bionet - Uterine Contractions		Ultrasound Foetal Transducer - comp w/ Bionet - UC	Bionet "
"6013196	BPD-40WD-W1011		BPD-40WD-W1011	https://www.medten.com/product/2149	Replacement	Disposable	DINAMAP	NIBP Cuffs	Accessories	DINAMAP/Critikon/GE NIBP Cuff 2452	Disposable DINAMAP/Critikon/GE NIBP Cuff 2452	Replacement: Small adult (20.5-28.5cm)"," Double Tube"," Non-woven fiber"," Mated Pair Submins (1011)"," Disposable (Box of 10)	DINAMAP/Critikon/GE NIBP Cuff 2452"," Small adult (20.5-28.5cm)"," Double Tube"," Non-woven fiber"," Mated Pair Submins (1011)"," Disposable (Box of 10)	10	0				Ultrasound Foetal Transducer - comp w/ Bionet - Uterine Contractions		Ultrasound Foetal Transducer - comp w/ Bionet - UC	Bionet "
"6013204	BPD-40WD-WD11		BPD-40WD-WD11	https://www.medten.com/product/2150	Replacement	Disposable	DINAMAP	NIBP Cuffs	Accessories	DINAMAP/Critikon/GE NIBP Cuff 2403	Disposable DINAMAP/Critikon/GE NIBP Cuff 2403	Replacement: Small adult (20.5-28.5cm)"," Double Tube"," Non-woven fiber"," Female Submin (11)"," Disposable (Box of 10)	DINAMAP/Critikon/GE NIBP Cuff 2403"," Small adult (20.5-28.5cm)"," Double Tube"," Non-woven fiber"," Female Submin (11)"," Disposable (Box of 10)	10	0				Ultrasound Foetal Transducer - comp w/ Bionet - Uterine Contractions		Ultrasound Foetal Transducer - comp w/ Bionet - UC	Bionet "
"6013167	BPD-40WS-W03P		BPD-40WS-W03P	https://www.medten.com/product/2151	Replacement	Disposable		NIBP Cuffs	Accessories	NIBP Cuff	Disposable NIBP Cuff	Replacement: Small adult (20.5-28.5cm)"," Non-woven fiber"," Male Luer Lock (03)"," Disposable (Box of 10)	NIBP Cuff"," Small adult (20.5-28.5cm)"," Non-woven fiber"," Male Luer Lock (03)"," Disposable (Box of 10)	10	0				Ultrasound Foetal Transducer - comp w/ Bionet - Uterine Contractions		Ultrasound Foetal Transducer - comp w/ Bionet - UC	Bionet "
"	SS-001-VC10		SS-001-VC10	https://www.medten.com/product/2153	Replacement	Reusable	Nellcor	Vital Signs Monitoring	Accessories	Vet SpO2	Reusable Vet SpO2	Replacement: Vet"," 1.0m"," Nellcor - OxiSmart	Vet SpO2"," Vet"," 1.0m"," Nellcor - OxiSmart	1	12				Ultrasound Foetal Transducer - comp w/ Bionet - Uterine Contractions		Ultrasound Foetal Transducer - comp w/ Bionet - UC	Bionet "
"	SS-040-VC10		SS-040-VC10	https://www.medten.com/product/2154	Replacement	Reusable	Nonin	Vital Signs Monitoring	Accessories	Nonin SpO2 Sensor	Reusable Nonin SpO2 Sensor	Replacement: Vet"," Vet Rectal "," 1.0m"," Nonin"," Reusable	Nonin SpO2 Sensor"," Vet"," Vet Rectal "," 1.0m"," Nonin"," Reusable	1	12				Ultrasound Foetal Transducer - comp w/ Bionet - Uterine Contractions		Ultrasound Foetal Transducer - comp w/ Bionet - UC	Bionet "
"6011444	SS-009RB-AS36		SS-009RB-AS36	https://www.medten.com/product/2155	Replacement	Reusable	Masimo	SpO2 Sensors	Accessories	Masimo SpO2 Sensor 2644(Red DBI-DC12)	Reusable Masimo SpO2 Sensor 2644(Red DBI-DC12)	Replacement: Adult"," Soft rubber"," 3.6m"," Masimo "," Reusable	Masimo SpO2 Sensor 2644(Red DBI-DC12)"," Adult"," Soft rubber"," 3.6m"," Masimo "," Reusable	1	12				Ultrasound Foetal Transducer - comp w/ Bionet - Uterine Contractions		Ultrasound Foetal Transducer - comp w/ Bionet - UC	Bionet "
"6012741	SS-009RB-MY10		SS-009RB-MY10	https://www.medten.com/product/2156	Replacement	Reusable	Masimo	SpO2 Sensors	Accessories	Masimo SpO2 Sensor	Reusable Masimo SpO2 Sensor	Replacement: All Sizes"," Multi-Y"," 1.0m"," Masimo "," Reusable	Masimo SpO2 Sensor"," All Sizes"," Multi-Y"," 1.0m"," Masimo "," Reusable	1	12				Ultrasound Foetal Transducer - comp w/ Bionet - Uterine Contractions		Ultrasound Foetal Transducer - comp w/ Bionet - UC	Bionet "
"6012547	SS-009RB-MY30		SS-009RB-MY30	https://www.medten.com/product/2157	Replacement	Reusable	Masimo	SpO2 Sensors	Accessories	Masimo SpO2 Sensor	Reusable Masimo SpO2 Sensor	Replacement: All Sizes"," Multi-Y"," 3.0m"," Masimo "," Reusable	Masimo SpO2 Sensor"," All Sizes"," Multi-Y"," 3.0m"," Masimo "," Reusable	1	12				Ultrasound Foetal Transducer - comp w/ Bionet - Uterine Contractions		Ultrasound Foetal Transducer - comp w/ Bionet - UC	Bionet "
"6013151	BPD-40WS-W10		BPD-40WS-W10	https://www.medten.com/product/2158	Replacement	Disposable	Nihon Kohden	NIBP Cuffs	Accessories	Nihon Kohden NIBP Cuff YP-842T	Disposable Nihon Kohden NIBP Cuff YP-842T	Replacement: Small adult (17-25cm)"," Non-woven fiber"," Male Submin (Box of 10)	Nihon Kohden NIBP Cuff YP-842T"," Small adult (17-25cm)"," Non-woven fiber"," Male Submin (Box of 10)	10	0				Ultrasound Foetal Transducer - comp w/ Bionet - Uterine Contractions		Ultrasound Foetal Transducer - comp w/ Bionet - UC	Bionet "
"6013159	BPD-40WS-W11		BPD-40WS-W11	https://www.medten.com/product/2159	Replacement	Disposable	Welch Allyn	NIBP Cuffs	Accessories	Welch Allyn/Stryker NIBP Cuff 39238	Disposable Welch Allyn/Stryker NIBP Cuff 39238	Replacement: Small adult (20.5-28.5cm)"," Non-woven fiber"," Female Submin (11)"," Disposable (Box of 10)	Welch Allyn/Stryker NIBP Cuff 39238"," Small adult (20.5-28.5cm)"," Non-woven fiber"," Female Submin (11)"," Disposable (Box of 10)	10	0				Ultrasound Foetal Transducer - comp w/ Bionet - Uterine Contractions		Ultrasound Foetal Transducer - comp w/ Bionet - UC	Bionet "
"6012119	SS-009RB-NW30		SS-009RB-NW30	https://www.medten.com/product/2161	Replacement	Reusable	Masimo	SpO2 Sensors	Accessories	Masimo SpO2 Sensor	Reusable Masimo SpO2 Sensor	Replacement: Neonate"," Wrap"," 3.0m"," Masimo "," Reusable	Masimo SpO2 Sensor"," Neonate"," Wrap"," 3.0m"," Masimo "," Reusable	1	12				Ultrasound Foetal Transducer - comp w/ Bionet - Uterine Contractions		Ultrasound Foetal Transducer - comp w/ Bionet - UC	Bionet "
"6017382	EL-MQ5-90G-I		EL-MQ5-90G-I	https://www.medten.com/product/2164	Replacement	Reusable	Marquette	ECG Leadwires	Accessories	ECG Leadwire	Reusable ECG Leadwire	Replacement: 5 lead"," Multi-Link"," Grabber"," 0.9m "," IEC	ECG Leadwire"," 5 lead"," Multi-Link"," Grabber"," 0.9m "," IEC	1	6				Ultrasound Foetal Transducer - comp w/ Bionet - Uterine Contractions		Ultrasound Foetal Transducer - comp w/ Bionet - UC	Bionet "
"6011667	SS-009RB-PF36		SS-009RB-PF36	https://www.medten.com/product/2169	Replacement	Reusable	Masimo	SpO2 Sensors	Accessories	Masimo SpO2 Sensor DCIP-DC12	Reusable Masimo SpO2 Sensor DCIP-DC12	Replacement: Pediatric"," Finger clip"," 3.6m"," Masimo "," Reusable	Masimo SpO2 Sensor DCIP-DC12"," Pediatric"," Finger clip"," 3.6m"," Masimo "," Reusable	1	12				Ultrasound Foetal Transducer - comp w/ Bionet - Uterine Contractions		Ultrasound Foetal Transducer - comp w/ Bionet - UC	Bionet "
"6011881	SS-009RB-PS10		SS-009RB-PS10	https://www.medten.com/product/2170	Replacement	Reusable	Masimo	SpO2 Sensors	Accessories	Masimo SpO2 Sensor	Reusable Masimo SpO2 Sensor	Replacement: Pediatric"," Soft rubber"," 1.0m"," Masimo "," Reusable	Masimo SpO2 Sensor"," Pediatric"," Soft rubber"," 1.0m"," Masimo "," Reusable	1	12				Ultrasound Foetal Transducer - comp w/ Bionet - Uterine Contractions		Ultrasound Foetal Transducer - comp w/ Bionet - UC	Bionet "
"6011687	SS-009RB-PS30		SS-009RB-PS30	https://www.medten.com/product/2171	Replacement	Reusable	Masimo	SpO2 Sensors	Accessories	Masimo SpO2 Sensor	Reusable Masimo SpO2 Sensor	Replacement: Pediatric"," Soft rubber"," 3.0m"," Masimo "," Reusable	Masimo SpO2 Sensor"," Pediatric"," Soft rubber"," 3.0m"," Masimo "," Reusable	1	12				Ultrasound Foetal Transducer - comp w/ Bionet - Uterine Contractions		Ultrasound Foetal Transducer - comp w/ Bionet - UC	Bionet "
"6013197	BPD-50WD-W1011		BPD-50WD-W1011	https://www.medten.com/product/2173	Replacement	Disposable	DINAMAP	NIBP Cuffs	Accessories	DINAMAP/Critikon/GE NIBP Cuff 2453	Disposable DINAMAP/Critikon/GE NIBP Cuff 2453	Replacement: Adult (23-33cm)"," Double Tube"," Non-woven fiber"," Mated Submin (Box of 10)	DINAMAP/Critikon/GE NIBP Cuff 2453"," Adult (23-33cm)"," Double Tube"," Non-woven fiber"," Mated Submin (Box of 10)	10	0				Ultrasound Foetal Transducer - comp w/ Bionet - Uterine Contractions		Ultrasound Foetal Transducer - comp w/ Bionet - UC	Bionet "
"6016263	EC-3066S-I		EC-3066S-I	https://www.medten.com/product/2174	Replacement	Reusable	Lohmeier	One-Piece ECG Cables	Accessories	Lohmeier One-Piece ECG Cable	Reusable Lohmeier One-Piece ECG Cable	Replacement: 3 lead"," Snap"," 2.5m+1.5m"," IEC"," Reusable	Lohmeier One-Piece ECG Cable"," 3 lead"," Snap"," 2.5m+1.5m"," IEC"," Reusable	1	12				Ultrasound Foetal Transducer - comp w/ Bionet - Uterine Contractions		Ultrasound Foetal Transducer - comp w/ Bionet - UC	Bionet "
"6017384	EL-MQ5-90S-I		EL-MQ5-90S-I	https://www.medten.com/product/2175	Replacement	Reusable	Marquette	ECG Leadwires	Accessories	Marquette/GE ECG Leadwire 411200-004	Reusable Marquette/GE ECG Leadwire 411200-004	Replacement: 5 lead"," Multi-Link"," Snap"," 0.9m "," IEC	Marquette/GE ECG Leadwire 411200-004"," 5 lead"," Multi-Link"," Snap"," 0.9m "," IEC	1	6				Ultrasound Foetal Transducer - comp w/ Bionet - Uterine Contractions		Ultrasound Foetal Transducer - comp w/ Bionet - UC	Bionet "
"6013205	BPD-50WD-WD11		BPD-50WD-WD11	https://www.medten.com/product/2179	Replacement	Disposable	DINAMAP	NIBP Cuffs	Accessories	DINAMAP/Critikon/GE NIBP Cuff 2404	Disposable DINAMAP/Critikon/GE NIBP Cuff 2404	Replacement: Adult (23-33cm)"," Double Tube"," Non-woven fiber"," Female Submin (Box of 10)	DINAMAP/Critikon/GE NIBP Cuff 2404"," Adult (23-33cm)"," Double Tube"," Non-woven fiber"," Female Submin (Box of 10)	10	0				Ultrasound Foetal Transducer - comp w/ Bionet - Uterine Contractions		Ultrasound Foetal Transducer - comp w/ Bionet - UC	Bionet "
"6016707	ET-3010-D-I		ET-3010-D-I	https://www.medten.com/product/2181	Replacement	Reusable	Artema S&W	ECG Trunk Cables	Accessories	Artema S&W ECG Trunk Cable	Reusable Artema S&W ECG Trunk Cable	Replacement: 3 lead"," 2.5m"," Din Safety"," IEC"," Reusable	Artema S&W ECG Trunk Cable"," 3 lead"," 2.5m"," Din Safety"," IEC"," Reusable	1	12				Ultrasound Foetal Transducer - comp w/ Bionet - Uterine Contractions		Ultrasound Foetal Transducer - comp w/ Bionet - UC	Bionet "
"6016265	EC-3067G-I		EC-3067G-I	https://www.medten.com/product/2184	Replacement	Reusable	Huntleigh	One-Piece ECG Cables	Accessories	Huntleigh One-Piece ECG Cable	Reusable Huntleigh One-Piece ECG Cable	Replacement: 3 lead"," Grabber"," 2.5m+1.5m"," IEC"," Reusable	Huntleigh One-Piece ECG Cable"," 3 lead"," Grabber"," 2.5m+1.5m"," IEC"," Reusable	1	12				Ultrasound Foetal Transducer - comp w/ Bionet - Uterine Contractions		Ultrasound Foetal Transducer - comp w/ Bionet - UC	Bionet "
"6016267	EC-3067S-I		EC-3067S-I	https://www.medten.com/product/2186	Replacement	Reusable	Huntleigh	One-Piece ECG Cables	Accessories	Huntleigh One-Piece ECG Cable	Reusable Huntleigh One-Piece ECG Cable	Replacement: 3 lead"," Snap"," 2.5m+1.5m"," IEC"," Reusable	Huntleigh One-Piece ECG Cable"," 3 lead"," Snap"," 2.5m+1.5m"," IEC"," Reusable	1	12				Ultrasound Foetal Transducer - comp w/ Bionet - Uterine Contractions		Ultrasound Foetal Transducer - comp w/ Bionet - UC	Bionet "
"6016269	EC-3072G-I		EC-3072G-I	https://www.medten.com/product/2188	Replacement	Reusable	Cardell	One-Piece ECG Cables	Accessories	Cardell One-Piece ECG Cable	Reusable Cardell One-Piece ECG Cable	Replacement: 3 lead"," Grabber"," 2.5m+1.5m"," IEC"," Reusable	Cardell One-Piece ECG Cable"," 3 lead"," Grabber"," 2.5m+1.5m"," IEC"," Reusable	1	12				Ultrasound Foetal Transducer - comp w/ Bionet - Uterine Contractions		Ultrasound Foetal Transducer - comp w/ Bionet - UC	Bionet "
"6010599	SA-029-24		SA-029-24	https://www.medten.com/product/2189	Replacement	Reusable	Siemens	SpO2 Adapter Cables	Accessories	Siemens SpO2 Adapter Cable M35370	Reusable Siemens SpO2 Adapter Cable M35370	Replacement: 2.4m"," use with Nellcor-Oxismart sensor"," Reusable	Siemens SpO2 Adapter Cable M35370"," 2.4m"," use with Nellcor-Oxismart sensor"," Reusable	1	12				Ultrasound Foetal Transducer - comp w/ Bionet - Uterine Contractions		Ultrasound Foetal Transducer - comp w/ Bionet - UC	Bionet "
"6018128	EKC10R-FDB-N-I		EKC10R-FDB-N-I	https://www.medten.com/product/2193	Replacement	Reusable	Fukuda Denshi	One-Piece ECG Cables	Accessories	Fukuda Denshi One-Piece ECG Cable	Reusable Fukuda Denshi One-Piece ECG Cable	Replacement: 10 lead"," 3mm needle"," 2.2m+mixed 0.9m/1.3m"," With Resistance"," IEC"," Reusable	Fukuda Denshi One-Piece ECG Cable"," 10 lead"," 3mm needle"," 2.2m+mixed 0.9m/1.3m"," With Resistance"," IEC"," Reusable	1	12				Ultrasound Foetal Transducer - comp w/ Bionet - Uterine Contractions		Ultrasound Foetal Transducer - comp w/ Bionet - UC	Bionet "
"6017996	EKC10R-FDB-S-I		EKC10R-FDB-S-I	https://www.medten.com/product/2195	Replacement	Reusable	Fukuda Denshi	One-Piece ECG Cables	Accessories	Fukuda Denshi One-Piece ECG Cable	Reusable Fukuda Denshi One-Piece ECG Cable	Replacement: 10 lead"," Snap"," 2.2m+mixed 0.9m/1.3m"," With Resistance"," IEC"," Reusable	Fukuda Denshi One-Piece ECG Cable"," 10 lead"," Snap"," 2.2m+mixed 0.9m/1.3m"," With Resistance"," IEC"," Reusable	1	12				Ultrasound Foetal Transducer - comp w/ Bionet - Uterine Contractions		Ultrasound Foetal Transducer - comp w/ Bionet - UC	Bionet "
"6018038	EKC10R-HL-B-I		EKC10R-HL-B-I	https://www.medten.com/product/2197	Replacement	Reusable	Hellige	One-Piece ECG Cables	Accessories	Hellige One-Piece ECG Cable	Reusable Hellige One-Piece ECG Cable	Replacement: 10 lead"," 4mm banana"," 2.2m+mixed 0.9m/1.3m"," With Resistance"," IEC"," Reusable	Hellige One-Piece ECG Cable"," 10 lead"," 4mm banana"," 2.2m+mixed 0.9m/1.3m"," With Resistance"," IEC"," Reusable	1	12				Ultrasound Foetal Transducer - comp w/ Bionet - Uterine Contractions		Ultrasound Foetal Transducer - comp w/ Bionet - UC	Bionet "
"6016271	EC-3072S-I		EC-3072S-I	https://www.medten.com/product/2200	Replacement	Reusable	Cardell	One-Piece ECG Cables	Accessories	Cardell One-Piece ECG Cable	Reusable Cardell One-Piece ECG Cable	Replacement: 3 lead"," Snap"," 2.5m+1.5m"," IEC"," Reusable	Cardell One-Piece ECG Cable"," 3 lead"," Snap"," 2.5m+1.5m"," IEC"," Reusable	1	12				Ultrasound Foetal Transducer - comp w/ Bionet - Uterine Contractions		Ultrasound Foetal Transducer - comp w/ Bionet - UC	Bionet "
"6016289	EC-4001G-I		EC-4001G-I	https://www.medten.com/product/2204	Replacement	Reusable	AAMI	One-Piece ECG Cables	Accessories	AAMI One-Piece ECG Cable	Reusable AAMI One-Piece ECG Cable	Replacement: 4 lead"," Grabber"," 2.5m+1.5m"," IEC"," Reusable	AAMI One-Piece ECG Cable"," 4 lead"," Grabber"," 2.5m+1.5m"," IEC"," Reusable	1	12				Ultrasound Foetal Transducer - comp w/ Bionet - Uterine Contractions		Ultrasound Foetal Transducer - comp w/ Bionet - UC	Bionet "
"6016291	EC-4001S-I		EC-4001S-I	https://www.medten.com/product/2210	Replacement	Reusable	AAMI	One-Piece ECG Cables	Accessories	AAMI One-Piece ECG Cable	Reusable AAMI One-Piece ECG Cable	Replacement: 4 lead"," Snap"," 2.5m+1.5m"," IEC"," Reusable	AAMI One-Piece ECG Cable"," 4 lead"," Snap"," 2.5m+1.5m"," IEC"," Reusable	1	12				Ultrasound Foetal Transducer - comp w/ Bionet - Uterine Contractions		Ultrasound Foetal Transducer - comp w/ Bionet - UC	Bionet "
"6016297	EC-4002G-I		EC-4002G-I	https://www.medten.com/product/2212	Replacement	Reusable	AAMI	One-Piece ECG Cables	Accessories	AAMI One-Piece ECG Cable	Reusable AAMI One-Piece ECG Cable	Replacement: 4 lead"," Grabber"," 2.5m+1.5m"," IEC"," Reusable	AAMI One-Piece ECG Cable"," 4 lead"," Grabber"," 2.5m+1.5m"," IEC"," Reusable	1	12				Ultrasound Foetal Transducer - comp w/ Bionet - Uterine Contractions		Ultrasound Foetal Transducer - comp w/ Bionet - UC	Bionet "
"6016299	EC-4002S-I		EC-4002S-I	https://www.medten.com/product/2218	Replacement	Reusable	AAMI	One-Piece ECG Cables	Accessories	AAMI One-Piece ECG Cable	Reusable AAMI One-Piece ECG Cable	Replacement: 4 lead"," Snap"," 2.5m+1.5m"," IEC"," Reusable	AAMI One-Piece ECG Cable"," 4 lead"," Snap"," 2.5m+1.5m"," IEC"," Reusable	1	12				Ultrasound Foetal Transducer - comp w/ Bionet - Uterine Contractions		Ultrasound Foetal Transducer - comp w/ Bionet - UC	Bionet "
"6016309	EC-4054RG-I		EC-4054RG-I	https://www.medten.com/product/2221	Replacement	Reusable	Primedic	One-Piece ECG Cables	Accessories	Primedic One-Piece ECG Cable	Reusable Primedic One-Piece ECG Cable	Replacement: 4 lead"," Grabber"," 2.5m+1.5m"," With Resistance"," IEC"," Reusable	Primedic One-Piece ECG Cable"," 4 lead"," Grabber"," 2.5m+1.5m"," With Resistance"," IEC"," Reusable	1	12				Ultrasound Foetal Transducer - comp w/ Bionet - Uterine Contractions		Ultrasound Foetal Transducer - comp w/ Bionet - UC	Bionet "
"6016311	EC-4054RS-I		EC-4054RS-I	https://www.medten.com/product/2223	Replacement	Reusable	Primedic	One-Piece ECG Cables	Accessories	Primedic One-Piece ECG Cable	Reusable Primedic One-Piece ECG Cable	Replacement: 4 lead"," Snap"," 2.5m+1.5m"," With Resistance"," IEC"," Reusable	Primedic One-Piece ECG Cable"," 4 lead"," Snap"," 2.5m+1.5m"," With Resistance"," IEC"," Reusable	1	12				Ultrasound Foetal Transducer - comp w/ Bionet - Uterine Contractions		Ultrasound Foetal Transducer - comp w/ Bionet - UC	Bionet "
"6016313	EC-4059G-I		EC-4059G-I	https://www.medten.com/product/2225	Replacement	Reusable	Petas	One-Piece ECG Cables	Accessories	Petas One-Piece ECG Cable	Reusable Petas One-Piece ECG Cable	Replacement: 4 lead"," Grabber"," 2.5m+1.5m"," IEC"," Reusable	Petas One-Piece ECG Cable"," 4 lead"," Grabber"," 2.5m+1.5m"," IEC"," Reusable	1	12				Ultrasound Foetal Transducer - comp w/ Bionet - Uterine Contractions		Ultrasound Foetal Transducer - comp w/ Bionet - UC	Bionet "
"6016315	EC-4059S-I		EC-4059S-I	https://www.medten.com/product/2227	Replacement	Reusable	Petas	One-Piece ECG Cables	Accessories	Petas One-Piece ECG Cable	Reusable Petas One-Piece ECG Cable	Replacement: 4 lead"," Snap"," 2.5m+1.5m"," IEC"," Reusable	Petas One-Piece ECG Cable"," 4 lead"," Snap"," 2.5m+1.5m"," IEC"," Reusable	1	12				Ultrasound Foetal Transducer - comp w/ Bionet - Uterine Contractions		Ultrasound Foetal Transducer - comp w/ Bionet - UC	Bionet "
"6010600	SA-033-24		SA-033-24	https://www.medten.com/product/2231	Replacement	Reusable	Dixtal	SpO2 Adapter Cables	Accessories	Dixtal SpO2 Adapter Cable 8853-00	Reusable Dixtal SpO2 Adapter Cable 8853-00	Replacement: 2.4m"," use with Nellcor-Oxismart sensor"," Reusable	Dixtal SpO2 Adapter Cable 8853-00"," 2.4m"," use with Nellcor-Oxismart sensor"," Reusable	1	12				Ultrasound Foetal Transducer - comp w/ Bionet - Uterine Contractions		Ultrasound Foetal Transducer - comp w/ Bionet - UC	Bionet "
"6016333	EC-5002G-I		EC-5002G-I	https://www.medten.com/product/2235	Replacement	Reusable	Draeger	One-Piece ECG Cables	Accessories	AAMI One-Piece ECG Cable	Reusable AAMI One-Piece ECG Cable	Replacement: 5 lead"," Grabber"," 2.5m+1.5m"," IEC"," Reusable	AAMI One-Piece ECG Cable"," 5 lead"," Grabber"," 2.5m+1.5m"," IEC"," Reusable	1	6				Ultrasound Foetal Transducer - comp w/ Bionet - Uterine Contractions		Ultrasound Foetal Transducer - comp w/ Bionet - UC	Bionet "
"6016335	EC-5002S-I		EC-5002S-I	https://www.medten.com/product/2240	Replacement	Reusable	AAMI	One-Piece ECG Cables	Accessories	AAMI One-Piece ECG Cable	Reusable AAMI One-Piece ECG Cable	Replacement: 5 lead"," Snap"," 2.5m+1.5m"," IEC"," Reusable	AAMI One-Piece ECG Cable"," 5 lead"," Snap"," 2.5m+1.5m"," IEC"," Reusable	1	12				Ultrasound Foetal Transducer - comp w/ Bionet - Uterine Contractions		Ultrasound Foetal Transducer - comp w/ Bionet - UC	Bionet "
"6016341	EC-5003RG-I		EC-5003RG-I	https://www.medten.com/product/2242	Replacement	Reusable	AAMI	One-Piece ECG Cables	Accessories	AAMI One-Piece ECG Cable	Reusable AAMI One-Piece ECG Cable	Replacement: 5 lead"," Grabber"," 2.5m+1.5m"," With Resistance"," IEC"," Reusable	AAMI One-Piece ECG Cable"," 5 lead"," Grabber"," 2.5m+1.5m"," With Resistance"," IEC"," Reusable	1	12				Ultrasound Foetal Transducer - comp w/ Bionet - Uterine Contractions		Ultrasound Foetal Transducer - comp w/ Bionet - UC	Bionet "
"6016343	EC-5003RS-I		EC-5003RS-I	https://www.medten.com/product/2244	Replacement	Reusable	AAMI	One-Piece ECG Cables	Accessories	AAMI One-Piece ECG Cable	Reusable AAMI One-Piece ECG Cable	Replacement: 5 lead"," Snap"," 2.5m+1.5m"," With Resistance"," IEC"," Reusable	AAMI One-Piece ECG Cable"," 5 lead"," Snap"," 2.5m+1.5m"," With Resistance"," IEC"," Reusable	1	12				Ultrasound Foetal Transducer - comp w/ Bionet - Uterine Contractions		Ultrasound Foetal Transducer - comp w/ Bionet - UC	Bionet "
"6016345	EC-5004G-I		EC-5004G-I	https://www.medten.com/product/2245	Replacement	Reusable	GE Healthcare	One-Piece ECG Cables	Accessories	Marquette One-Piece ECG Cable 5831401	Reusable Marquette One-Piece ECG Cable 5831401	Replacement: 5 lead"," Grabber"," 2.5m+1.5m"," IEC"," Reusable	Marquette One-Piece ECG Cable 5831401"," 5 lead"," Grabber"," 2.5m+1.5m"," IEC"," Reusable	1	12				Ultrasound Foetal Transducer - comp w/ Bionet - Uterine Contractions		Ultrasound Foetal Transducer - comp w/ Bionet - UC	Bionet "
"6016347	EC-5004S-I		EC-5004S-I	https://www.medten.com/product/2246	Replacement	Reusable	Marquette	One-Piece ECG Cables	Accessories	Marquette One-Piece ECG Cable	Reusable Marquette One-Piece ECG Cable	Replacement: 5 lead"," Snap"," 2.5m+1.5m"," IEC"," Reusable	Marquette One-Piece ECG Cable"," 5 lead"," Snap"," 2.5m+1.5m"," IEC"," Reusable	1	12				Ultrasound Foetal Transducer - comp w/ Bionet - Uterine Contractions		Ultrasound Foetal Transducer - comp w/ Bionet - UC	Bionet "
"6016351	EC-5005RS-I		EC-5005RS-I	https://www.medten.com/product/2247	Replacement	Reusable	Philips	One-Piece ECG Cables	Accessories	Philips One-Piece ECG Cable M1986A	Reusable Philips One-Piece ECG Cable M1986A	Replacement: 5 lead"," Snap"," 2.5m+1.5m"," With Resistance"," IEC"," Reusable	Philips One-Piece ECG Cable M1986A"," 5 lead"," Snap"," 2.5m+1.5m"," With Resistance"," IEC"," Reusable	1	12				Ultrasound Foetal Transducer - comp w/ Bionet - Uterine Contractions		Ultrasound Foetal Transducer - comp w/ Bionet - UC	Bionet "
"6016353	EC-5006RG-I		EC-5006RG-I	https://www.medten.com/product/2249	Replacement	Reusable	Philips	One-Piece ECG Cables	Accessories	Philips One-Piece ECG Cable	Reusable Philips One-Piece ECG Cable	Replacement: 5 lead"," Grabber"," 2.5m+1.5m"," With Resistance"," IEC"," Reusable	Philips One-Piece ECG Cable"," 5 lead"," Grabber"," 2.5m+1.5m"," With Resistance"," IEC"," Reusable	1	12				Ultrasound Foetal Transducer - comp w/ Bionet - Uterine Contractions		Ultrasound Foetal Transducer - comp w/ Bionet - UC	Bionet "
"6016357	EC-5007RG-I		EC-5007RG-I	https://www.medten.com/product/2251	Replacement	Reusable	Spacelabs	One-Piece ECG Cables	Accessories	Spacelabs One-Piece ECG Cable	Reusable Spacelabs One-Piece ECG Cable	Replacement: 5 lead"," Grabber"," 2.5m+1.5m"," With Resistance"," IEC"," Reusable	Spacelabs One-Piece ECG Cable"," 5 lead"," Grabber"," 2.5m+1.5m"," With Resistance"," IEC"," Reusable	1	12				Ultrasound Foetal Transducer - comp w/ Bionet - Uterine Contractions		Ultrasound Foetal Transducer - comp w/ Bionet - UC	Bionet "
"6016361	EC-5008RG-I		EC-5008RG-I	https://www.medten.com/product/2253	Replacement	Reusable	Datex Ohmeda	One-Piece ECG Cables	Accessories	Datex Ohmeda One-Piece ECG Cable	Reusable Datex Ohmeda One-Piece ECG Cable	Replacement: 5 lead"," Grabber"," 2.5m+1.5m"," With Resistance"," IEC"," Reusable	Datex Ohmeda One-Piece ECG Cable"," 5 lead"," Grabber"," 2.5m+1.5m"," With Resistance"," IEC"," Reusable	1	12				Ultrasound Foetal Transducer - comp w/ Bionet - Uterine Contractions		Ultrasound Foetal Transducer - comp w/ Bionet - UC	Bionet "
"6016363	EC-5008RS-I		EC-5008RS-I	https://www.medten.com/product/2255	Replacement	Reusable	Datex Ohmeda	One-Piece ECG Cables	Accessories	Datex Ohmeda One-Piece ECG Cable	Reusable Datex Ohmeda One-Piece ECG Cable	Replacement: 5 lead"," Snap"," 2.5m+1.5m"," With Resistance"," IEC"," Reusable	Datex Ohmeda One-Piece ECG Cable"," 5 lead"," Snap"," 2.5m+1.5m"," With Resistance"," IEC"," Reusable	1	12				Ultrasound Foetal Transducer - comp w/ Bionet - Uterine Contractions		Ultrasound Foetal Transducer - comp w/ Bionet - UC	Bionet "
"6016365	EC-5009G-I		EC-5009G-I	https://www.medten.com/product/2257	Replacement	Reusable	Datex Ohmeda	One-Piece ECG Cables	Accessories	Datex Ohmeda One-Piece ECG Cable	Reusable Datex Ohmeda One-Piece ECG Cable	Replacement: 5 lead"," Grabber"," 2.5m+1.5m"," IEC"," Reusable	Datex Ohmeda One-Piece ECG Cable"," 5 lead"," Grabber"," 2.5m+1.5m"," IEC"," Reusable	1	12				Ultrasound Foetal Transducer - comp w/ Bionet - Uterine Contractions		Ultrasound Foetal Transducer - comp w/ Bionet - UC	Bionet "
"6016367	EC-5009S-I		EC-5009S-I	https://www.medten.com/product/2259	Replacement	Reusable	Datex Ohmeda	One-Piece ECG Cables	Accessories	Datex Ohmeda One-Piece ECG Cable	Reusable Datex Ohmeda One-Piece ECG Cable	Replacement: 5 lead"," Snap"," 2.5m+1.5m"," IEC"," Reusable	Datex Ohmeda One-Piece ECG Cable"," 5 lead"," Snap"," 2.5m+1.5m"," IEC"," Reusable	1	12				Ultrasound Foetal Transducer - comp w/ Bionet - Uterine Contractions		Ultrasound Foetal Transducer - comp w/ Bionet - UC	Bionet "
"6016369	EC-5010G-I		EC-5010G-I	https://www.medten.com/product/2261	Replacement	Reusable	Artema S&W	One-Piece ECG Cables	Accessories	Artema S&W One-Piece ECG Cable	Reusable Artema S&W One-Piece ECG Cable	Replacement: 5 lead"," Grabber"," 2.5m+1.5m"," With Resistance"," IEC"," Reusable	Artema S&W One-Piece ECG Cable"," 5 lead"," Grabber"," 2.5m+1.5m"," With Resistance"," IEC"," Reusable	1	12				Ultrasound Foetal Transducer - comp w/ Bionet - Uterine Contractions		Ultrasound Foetal Transducer - comp w/ Bionet - UC	Bionet "
"6016371	EC-5010S-I		EC-5010S-I	https://www.medten.com/product/2263	Replacement	Reusable	Artema S&W	One-Piece ECG Cables	Accessories	Artema S&W One-Piece ECG Cable	Reusable Artema S&W One-Piece ECG Cable	Replacement: 5 lead"," Snap"," 2.5m+1.5m"," With Resistance"," IEC"," Reusable	Artema S&W One-Piece ECG Cable"," 5 lead"," Snap"," 2.5m+1.5m"," With Resistance"," IEC"," Reusable	1	12				Ultrasound Foetal Transducer - comp w/ Bionet - Uterine Contractions		Ultrasound Foetal Transducer - comp w/ Bionet - UC	Bionet "
"6016373	EC-5011RG-I		EC-5011RG-I	https://www.medten.com/product/2265	Replacement	Reusable	Nihon Kohden	One-Piece ECG Cables	Accessories	Nihon Kohden One-Piece ECG Cable BC-765V	Reusable Nihon Kohden One-Piece ECG Cable BC-765V	Replacement: 5 lead"," Grabber"," 2.5m+1.5m"," With Resistance"," IEC"," Reusable	Nihon Kohden One-Piece ECG Cable BC-765V"," 5 lead"," Grabber"," 2.5m+1.5m"," With Resistance"," IEC"," Reusable	1	12				Ultrasound Foetal Transducer - comp w/ Bionet - Uterine Contractions		Ultrasound Foetal Transducer - comp w/ Bionet - UC	Bionet "
"6016375	EC-5011RS-I		EC-5011RS-I	https://www.medten.com/product/2267	Replacement	Reusable	Nihon Kohden	One-Piece ECG Cables	Accessories	Nihon Kohden One-Piece ECG Cable	Reusable Nihon Kohden One-Piece ECG Cable	Replacement: 5 lead"," Snap"," 2.5m+1.5m"," With Resistance"," IEC"," Reusable	Nihon Kohden One-Piece ECG Cable"," 5 lead"," Snap"," 2.5m+1.5m"," With Resistance"," IEC"," Reusable	1	12				Ultrasound Foetal Transducer - comp w/ Bionet - Uterine Contractions		Ultrasound Foetal Transducer - comp w/ Bionet - UC	Bionet "
"6016381	EC-5012RG-I		EC-5012RG-I	https://www.medten.com/product/2271	Replacement	Reusable	Nihon Kohden	One-Piece ECG Cables	Accessories	Nihon Kohden One-Piece ECG Cable	Reusable Nihon Kohden One-Piece ECG Cable	Replacement: 5 lead"," Grabber"," 2.5m+1.5m"," With Resistance"," IEC"," Reusable	Nihon Kohden One-Piece ECG Cable"," 5 lead"," Grabber"," 2.5m+1.5m"," With Resistance"," IEC"," Reusable	1	12				Ultrasound Foetal Transducer - comp w/ Bionet - Uterine Contractions		Ultrasound Foetal Transducer - comp w/ Bionet - UC	Bionet "
"6016383	EC-5012RS-I		EC-5012RS-I	https://www.medten.com/product/2273	Replacement	Reusable	Nihon Kohden	One-Piece ECG Cables	Accessories	Nihon Kohden One-Piece ECG Cable	Reusable Nihon Kohden One-Piece ECG Cable	Replacement: 5 lead"," Snap"," 2.5m+1.5m"," IEC"," Reusable	Nihon Kohden One-Piece ECG Cable"," 5 lead"," Snap"," 2.5m+1.5m"," IEC"," Reusable	1	12				Ultrasound Foetal Transducer - comp w/ Bionet - Uterine Contractions		Ultrasound Foetal Transducer - comp w/ Bionet - UC	Bionet "
"6016387	EC-5014RS-I		EC-5014RS-I	https://www.medten.com/product/2278	Replacement	Reusable	Nihon Kohden	One-Piece ECG Cables	Accessories	Nihon Kohden One-Piece ECG Cable BC-765V	Reusable Nihon Kohden One-Piece ECG Cable BC-765V	Replacement: 5 lead"," Snap"," 2.5m+1.5m"," With Resistance"," IEC	Nihon Kohden One-Piece ECG Cable BC-765V"," 5 lead"," Snap"," 2.5m+1.5m"," With Resistance"," IEC	1	12				Ultrasound Foetal Transducer - comp w/ Bionet - Uterine Contractions		Ultrasound Foetal Transducer - comp w/ Bionet - UC	Bionet "
"6016397	EC-5018RG-I		EC-5018RG-I	https://www.medten.com/product/2284	Replacement	Reusable	Datascope	One-Piece ECG Cables	Accessories	Datascope One-Piece ECG Cable	Reusable Datascope One-Piece ECG Cable	Replacement: 5 lead"," Grabber"," 2.5m+1.5m"," With Resistance"," IEC"," Reusable	Datascope One-Piece ECG Cable"," 5 lead"," Grabber"," 2.5m+1.5m"," With Resistance"," IEC"," Reusable	1	12				Ultrasound Foetal Transducer - comp w/ Bionet - Uterine Contractions		Ultrasound Foetal Transducer - comp w/ Bionet - UC	Bionet "
"6016399	EC-5018RS-I		EC-5018RS-I	https://www.medten.com/product/2286	Replacement	Reusable	Datascope	One-Piece ECG Cables	Accessories	Datascope One-Piece ECG Cable	Reusable Datascope One-Piece ECG Cable	Replacement: 5 lead"," Snap"," 2.5m+1.5m"," With Resistance"," IEC"," Reusable	Datascope One-Piece ECG Cable"," 5 lead"," Snap"," 2.5m+1.5m"," With Resistance"," IEC"," Reusable	1	12				Ultrasound Foetal Transducer - comp w/ Bionet - Uterine Contractions		Ultrasound Foetal Transducer - comp w/ Bionet - UC	Bionet "
"6016401	EC-5020RG-I		EC-5020RG-I	https://www.medten.com/product/2288	Replacement	Reusable	Welch Allyn	One-Piece ECG Cables	Accessories	Welch Allyn One-Piece ECG Cable	Reusable Welch Allyn One-Piece ECG Cable	Replacement: 5 lead"," Grabber"," 2.5m+1.5m"," With Resistance"," IEC"," Reusable	Welch Allyn One-Piece ECG Cable"," 5 lead"," Grabber"," 2.5m+1.5m"," With Resistance"," IEC"," Reusable	1	12				Ultrasound Foetal Transducer - comp w/ Bionet - Uterine Contractions		Ultrasound Foetal Transducer - comp w/ Bionet - UC	Bionet "
"6016403	EC-5020RS-I		EC-5020RS-I	https://www.medten.com/product/2291	Replacement	Reusable	Welch Allyn	One-Piece ECG Cables	Accessories	Welch Allyn One-Piece ECG Cable	Reusable Welch Allyn One-Piece ECG Cable	Replacement: 5 lead"," Snap"," 2.5m+1.5m"," With Resistance"," IEC"," Reusable	Welch Allyn One-Piece ECG Cable"," 5 lead"," Snap"," 2.5m+1.5m"," With Resistance"," IEC"," Reusable	1	12				Ultrasound Foetal Transducer - comp w/ Bionet - Uterine Contractions		Ultrasound Foetal Transducer - comp w/ Bionet - UC	Bionet "
"6016409	EC-5021RG-I		EC-5021RG-I	https://www.medten.com/product/2296	Replacement	Reusable	Hellige	One-Piece ECG Cables	Accessories	Hellige One-Piece ECG Cable	Reusable Hellige One-Piece ECG Cable	Replacement: 5 lead"," Grabber"," 2.5m+1.5m"," With Resistance"," IEC"," Reusable	Hellige One-Piece ECG Cable"," 5 lead"," Grabber"," 2.5m+1.5m"," With Resistance"," IEC"," Reusable	1	12				Ultrasound Foetal Transducer - comp w/ Bionet - Uterine Contractions		Ultrasound Foetal Transducer - comp w/ Bionet - UC	Bionet "
"6016411	EC-5021RS-I		EC-5021RS-I	https://www.medten.com/product/2298	Replacement	Reusable	Hellige	One-Piece ECG Cables	Accessories	Hellige One-Piece ECG Cable	Reusable Hellige One-Piece ECG Cable	Replacement: 5 lead"," Snap"," 2.5m+1.5m"," With Resistance"," IEC"," Reusable	Hellige One-Piece ECG Cable"," 5 lead"," Snap"," 2.5m+1.5m"," With Resistance"," IEC"," Reusable	1	12				Ultrasound Foetal Transducer - comp w/ Bionet - Uterine Contractions		Ultrasound Foetal Transducer - comp w/ Bionet - UC	Bionet "
"6016413	EC-5025G-I		EC-5025G-I	https://www.medten.com/product/2302	Replacement	Reusable	Marquette	One-Piece ECG Cables	Accessories	GE Healthcare One-Piece ECG Cable	Reusable GE Healthcare One-Piece ECG Cable	Replacement: 5 lead"," Grabber"," 2.5m+1.5m"," IEC"," Reusable	GE Healthcare One-Piece ECG Cable"," 5 lead"," Grabber"," 2.5m+1.5m"," IEC"," Reusable	1	12				Ultrasound Foetal Transducer - comp w/ Bionet - Uterine Contractions		Ultrasound Foetal Transducer - comp w/ Bionet - UC	Bionet "
"6016415	EC-5025S-I		EC-5025S-I	https://www.medten.com/product/2304	Replacement	Reusable	Marquette	One-Piece ECG Cables	Accessories	GE Healthcare One-Piece ECG Cable	Reusable GE Healthcare One-Piece ECG Cable	Replacement: 5 lead"," Snap"," 2.5m+1.5m"," IEC"," Reusable	GE Healthcare One-Piece ECG Cable"," 5 lead"," Snap"," 2.5m+1.5m"," IEC"," Reusable	1	12				Ultrasound Foetal Transducer - comp w/ Bionet - Uterine Contractions		Ultrasound Foetal Transducer - comp w/ Bionet - UC	Bionet "
"6016417	EC-5026G-I		EC-5026G-I	https://www.medten.com/product/2306	Replacement	Reusable	Siemens	One-Piece ECG Cables	Accessories	Siemens One-Piece ECG Cable	Reusable Siemens One-Piece ECG Cable	Replacement: 5 lead"," Grabber"," 2.5m+1.5m"," IEC"," Reusable	Siemens One-Piece ECG Cable"," 5 lead"," Grabber"," 2.5m+1.5m"," IEC"," Reusable	1	12				Ultrasound Foetal Transducer - comp w/ Bionet - Uterine Contractions		Ultrasound Foetal Transducer - comp w/ Bionet - UC	Bionet "
"6016419	EC-5026S-I		EC-5026S-I	https://www.medten.com/product/2308	Replacement	Reusable	Siemens	One-Piece ECG Cables	Accessories	Siemens One-Piece ECG Cable	Reusable Siemens One-Piece ECG Cable	Replacement: 5 lead"," Snap"," 2.5m+1.5m"," IEC"," Reusable	Siemens One-Piece ECG Cable"," 5 lead"," Snap"," 2.5m+1.5m"," IEC"," Reusable	1	12				Ultrasound Foetal Transducer - comp w/ Bionet - Uterine Contractions		Ultrasound Foetal Transducer - comp w/ Bionet - UC	Bionet "
"6016421	EC-5029RG-I		EC-5029RG-I	https://www.medten.com/product/2310	Replacement	Reusable	Kontron	One-Piece ECG Cables	Accessories	Kontron One-Piece ECG Cable	Reusable Kontron One-Piece ECG Cable	Replacement: 5 lead"," Grabber"," 2.5m+1.5m"," With Resistance"," IEC"," Reusable	Kontron One-Piece ECG Cable"," 5 lead"," Grabber"," 2.5m+1.5m"," With Resistance"," IEC"," Reusable	1	12				Ultrasound Foetal Transducer - comp w/ Bionet - Uterine Contractions		Ultrasound Foetal Transducer - comp w/ Bionet - UC	Bionet "
"6016423	EC-5029RS-I		EC-5029RS-I	https://www.medten.com/product/2312	Replacement	Reusable	Kontron	One-Piece ECG Cables	Accessories	Kontron One-Piece ECG Cable	Reusable Kontron One-Piece ECG Cable	Replacement: 5 lead"," Snap"," 2.5m+1.5m"," With Resistance"," IEC"," Reusable	Kontron One-Piece ECG Cable"," 5 lead"," Snap"," 2.5m+1.5m"," With Resistance"," IEC"," Reusable	1	12				Ultrasound Foetal Transducer - comp w/ Bionet - Uterine Contractions		Ultrasound Foetal Transducer - comp w/ Bionet - UC	Bionet "
"6016429	EC-5031RG-I		EC-5031RG-I	https://www.medten.com/product/2316	Replacement	Reusable	Fukuda Denshi	One-Piece ECG Cables	Accessories	Fukuda Denshi One-Piece ECG Cable	Reusable Fukuda Denshi One-Piece ECG Cable	Replacement: 5 lead"," Grabber"," 2.5m+1.5m"," With Resistance"," IEC"," Reusable	Fukuda Denshi One-Piece ECG Cable"," 5 lead"," Grabber"," 2.5m+1.5m"," With Resistance"," IEC"," Reusable	1	12				Ultrasound Foetal Transducer - comp w/ Bionet - Uterine Contractions		Ultrasound Foetal Transducer - comp w/ Bionet - UC	Bionet "
"6016431	EC-5031RS-I		EC-5031RS-I	https://www.medten.com/product/2318	Replacement	Reusable	Fukuda Denshi	One-Piece ECG Cables	Accessories	Fukuda Denshi One-Piece ECG Cable	Reusable Fukuda Denshi One-Piece ECG Cable	Replacement: 5 lead"," Snap"," 2.5m+1.5m"," With Resistance"," IEC"," Reusable	Fukuda Denshi One-Piece ECG Cable"," 5 lead"," Snap"," 2.5m+1.5m"," With Resistance"," IEC"," Reusable	1	12				Ultrasound Foetal Transducer - comp w/ Bionet - Uterine Contractions		Ultrasound Foetal Transducer - comp w/ Bionet - UC	Bionet "
"6016433	EC-5032G-I		EC-5032G-I	https://www.medten.com/product/2322	Replacement	Reusable	Fukuda Denshi	One-Piece ECG Cables	Accessories	Fukuda Denshi One-Piece ECG Cable	Reusable Fukuda Denshi One-Piece ECG Cable	Replacement: 5 lead"," Snap"," 2.5m+1.5m"," IEC"," Reusable	Fukuda Denshi One-Piece ECG Cable"," 5 lead"," Snap"," 2.5m+1.5m"," IEC"," Reusable	1	12				Ultrasound Foetal Transducer - comp w/ Bionet - Uterine Contractions		Ultrasound Foetal Transducer - comp w/ Bionet - UC	Bionet "
"6016435	EC-5032S-I		EC-5032S-I	https://www.medten.com/product/2324	Replacement	Reusable	Fukuda Denshi	One-Piece ECG Cables	Accessories	Fukuda Denshi One-Piece ECG Cable	Reusable Fukuda Denshi One-Piece ECG Cable	Replacement: 5 lead"," Snap"," 2.5m+1.5m"," IEC"," Reusable	Fukuda Denshi One-Piece ECG Cable"," 5 lead"," Snap"," 2.5m+1.5m"," IEC"," Reusable	1	12				Ultrasound Foetal Transducer - comp w/ Bionet - Uterine Contractions		Ultrasound Foetal Transducer - comp w/ Bionet - UC	Bionet "
"6016437	EC-5033G-I		EC-5033G-I	https://www.medten.com/product/2326	Replacement	Reusable	MEK	One-Piece ECG Cables	Accessories	MEK One-Piece ECG Cable	Reusable MEK One-Piece ECG Cable	Replacement: 5 lead"," Grabber"," 2.2m+0.9m"," IEC"," Reusable	MEK One-Piece ECG Cable"," 5 lead"," Grabber"," 2.2m+0.9m"," IEC"," Reusable	1	12				Ultrasound Foetal Transducer - comp w/ Bionet - Uterine Contractions		Ultrasound Foetal Transducer - comp w/ Bionet - UC	Bionet "
"6016439	EC-5033S-I		EC-5033S-I	https://www.medten.com/product/2328	Replacement	Reusable	MEK	One-Piece ECG Cables	Accessories	MEK One-Piece ECG Cable	Reusable MEK One-Piece ECG Cable	Replacement: 5 lead"," Snap"," 2.5m+1.5m"," IEC"," Reusable	MEK One-Piece ECG Cable"," 5 lead"," Snap"," 2.5m+1.5m"," IEC"," Reusable	1	12				Ultrasound Foetal Transducer - comp w/ Bionet - Uterine Contractions		Ultrasound Foetal Transducer - comp w/ Bionet - UC	Bionet "
"6016441	EC-5034G-I		EC-5034G-I	https://www.medten.com/product/2330	Replacement	Reusable	MEK	One-Piece ECG Cables	Accessories	MEK One-Piece ECG Cable	Reusable MEK One-Piece ECG Cable	Replacement: 5 lead"," Grabber"," 2.5m+1.5m"," IEC"," Reusable	MEK One-Piece ECG Cable"," 5 lead"," Grabber"," 2.5m+1.5m"," IEC"," Reusable	1	12				Ultrasound Foetal Transducer - comp w/ Bionet - Uterine Contractions		Ultrasound Foetal Transducer - comp w/ Bionet - UC	Bionet "
"6016443	EC-5034S-I		EC-5034S-I	https://www.medten.com/product/2332	Replacement	Reusable	MEK	One-Piece ECG Cables	Accessories	MEK One-Piece ECG Cable	Reusable MEK One-Piece ECG Cable	Replacement: 5 lead"," Snap"," 2.5m+1.5m"," IEC"," Reusable	MEK One-Piece ECG Cable"," 5 lead"," Snap"," 2.5m+1.5m"," IEC"," Reusable	1	12				Ultrasound Foetal Transducer - comp w/ Bionet - Uterine Contractions		Ultrasound Foetal Transducer - comp w/ Bionet - UC	Bionet "
"6016445	EC-5035G-I		EC-5035G-I	https://www.medten.com/product/2334	Replacement	Reusable	Colin	One-Piece ECG Cables	Accessories	Colin One-Piece ECG Cable	Reusable Colin One-Piece ECG Cable	Replacement: 5 lead"," Grabber"," 2.5m+1.5m"," IEC"," Reusable	Colin One-Piece ECG Cable"," 5 lead"," Grabber"," 2.5m+1.5m"," IEC"," Reusable	1	12				Ultrasound Foetal Transducer - comp w/ Bionet - Uterine Contractions		Ultrasound Foetal Transducer - comp w/ Bionet - UC	Bionet "
"6016447	EC-5035S-I		EC-5035S-I	https://www.medten.com/product/2336	Replacement	Reusable	Colin	One-Piece ECG Cables	Accessories	Colin One-Piece ECG Cable	Reusable Colin One-Piece ECG Cable	Replacement: 5 lead"," Snap"," 2.5m+1.5m"," IEC"," Reusable	Colin One-Piece ECG Cable"," 5 lead"," Snap"," 2.5m+1.5m"," IEC"," Reusable	1	12				Ultrasound Foetal Transducer - comp w/ Bionet - Uterine Contractions		Ultrasound Foetal Transducer - comp w/ Bionet - UC	Bionet "
"6016449	EC-5036G-I		EC-5036G-I	https://www.medten.com/product/2338	Replacement	Reusable	Colin	One-Piece ECG Cables	Accessories	Colin One-Piece ECG Cable	Reusable Colin One-Piece ECG Cable	Replacement: 5 lead"," Grabber"," 2.5m+1.5m"," IEC"," Reusable	Colin One-Piece ECG Cable"," 5 lead"," Grabber"," 2.5m+1.5m"," IEC"," Reusable	1	12				Ultrasound Foetal Transducer - comp w/ Bionet - Uterine Contractions		Ultrasound Foetal Transducer - comp w/ Bionet - UC	Bionet "
"6016451	EC-5036S-I		EC-5036S-I	https://www.medten.com/product/2340	Replacement	Reusable	Colin	One-Piece ECG Cables	Accessories	Colin One-Piece ECG Cable	Reusable Colin One-Piece ECG Cable	Replacement: 5 lead"," Snap"," 2.5m+1.5m"," IEC"," Reusable	Colin One-Piece ECG Cable"," 5 lead"," Snap"," 2.5m+1.5m"," IEC"," Reusable	1	12				Ultrasound Foetal Transducer - comp w/ Bionet - Uterine Contractions		Ultrasound Foetal Transducer - comp w/ Bionet - UC	Bionet "
"6016453	EC-5039RG-I		EC-5039RG-I	https://www.medten.com/product/2342	Replacement	Reusable	Medtronic	One-Piece ECG Cables	Accessories	Physio-Control One-Piece ECG Cable	Reusable Physio-Control One-Piece ECG Cable	Replacement: 5 lead"," Grabber"," 2.5m+1.5m"," With Resistance"," IEC"," Reusable	Physio-Control One-Piece ECG Cable"," 5 lead"," Grabber"," 2.5m+1.5m"," With Resistance"," IEC"," Reusable	1	12				Ultrasound Foetal Transducer - comp w/ Bionet - Uterine Contractions		Ultrasound Foetal Transducer - comp w/ Bionet - UC	Bionet "
"6016455	EC-5039RS-I		EC-5039RS-I	https://www.medten.com/product/2344	Replacement	Reusable	Physio-Control	One-Piece ECG Cables	Accessories	Physio-Control One-Piece ECG Cable 11110-000067	Reusable Physio-Control One-Piece ECG Cable 11110-000067	Replacement: 5 lead"," Snap"," 2.5m+1.5m"," With Resistance"," IEC"," Reusable	Physio-Control One-Piece ECG Cable 11110-000067"," 5 lead"," Snap"," 2.5m+1.5m"," With Resistance"," IEC"," Reusable	1	12				Ultrasound Foetal Transducer - comp w/ Bionet - Uterine Contractions		Ultrasound Foetal Transducer - comp w/ Bionet - UC	Bionet "
"6016457	EC-5042G-I		EC-5042G-I	https://www.medten.com/product/2346	Replacement	Reusable	Creative	One-Piece ECG Cables	Accessories	Creative One-Piece ECG Cable	Reusable Creative One-Piece ECG Cable	Replacement: 5 lead"," Grabber"," 2.5m+1.5m"," IEC"," Reusable	Creative One-Piece ECG Cable"," 5 lead"," Grabber"," 2.5m+1.5m"," IEC"," Reusable	1	12				Ultrasound Foetal Transducer - comp w/ Bionet - Uterine Contractions		Ultrasound Foetal Transducer - comp w/ Bionet - UC	Bionet "
"6016459	EC-5042S-I		EC-5042S-I	https://www.medten.com/product/2348	Replacement	Reusable	Creative	One-Piece ECG Cables	Accessories	Creative One-Piece ECG Cable	Reusable Creative One-Piece ECG Cable	Replacement: 5 lead"," Snap"," 2.5m+1.5m"," IEC"," Reusable	Creative One-Piece ECG Cable"," 5 lead"," Snap"," 2.5m+1.5m"," IEC"," Reusable	1	12				Ultrasound Foetal Transducer - comp w/ Bionet - Uterine Contractions		Ultrasound Foetal Transducer - comp w/ Bionet - UC	Bionet "
"6016461	EC-5043G-I		EC-5043G-I	https://www.medten.com/product/2350	Replacement	Reusable	M&B	One-Piece ECG Cables	Accessories	M&B One-Piece ECG Cable	Reusable M&B One-Piece ECG Cable	Replacement: 5 lead"," Grabber"," 2.5m+1.5m"," IEC"," Reusable	M&B One-Piece ECG Cable"," 5 lead"," Grabber"," 2.5m+1.5m"," IEC"," Reusable	1	12				Ultrasound Foetal Transducer - comp w/ Bionet - Uterine Contractions		Ultrasound Foetal Transducer - comp w/ Bionet - UC	Bionet "
"6016463	EC-5043S-I		EC-5043S-I	https://www.medten.com/product/2352	Replacement	Reusable	M&B	One-Piece ECG Cables	Accessories	M&B One-Piece ECG Cable	Reusable M&B One-Piece ECG Cable	Replacement: 5 lead"," Snap"," 2.5m+1.5m"," IEC"," Reusable	M&B One-Piece ECG Cable"," 5 lead"," Snap"," 2.5m+1.5m"," IEC"," Reusable	1	12				Ultrasound Foetal Transducer - comp w/ Bionet - Uterine Contractions		Ultrasound Foetal Transducer - comp w/ Bionet - UC	Bionet "
"6016465	EC-5044RG-I		EC-5044RG-I	https://www.medten.com/product/2354	Replacement	Reusable	Bionet	One-Piece ECG Cables	Accessories	Bionet One-Piece ECG Cable	Reusable Bionet One-Piece ECG Cable	Replacement: 5 lead"," Grabber"," 2.5m+1.5m"," With Resistance"," IEC"," Reusable	Bionet One-Piece ECG Cable"," 5 lead"," Grabber"," 2.5m+1.5m"," With Resistance"," IEC"," Reusable	1	12				Ultrasound Foetal Transducer - comp w/ Bionet - Uterine Contractions		Ultrasound Foetal Transducer - comp w/ Bionet - UC	Bionet "
"6016467	EC-5044RS-I		EC-5044RS-I	https://www.medten.com/product/2356	Replacement	Reusable	Bionet	One-Piece ECG Cables	Accessories	Bionet One-Piece ECG Cable	Reusable Bionet One-Piece ECG Cable	Replacement: 5 lead"," Snap"," 2.5m+1.5m"," With Resistance"," IEC"," Reusable	Bionet One-Piece ECG Cable"," 5 lead"," Snap"," 2.5m+1.5m"," With Resistance"," IEC"," Reusable	1	12				Ultrasound Foetal Transducer - comp w/ Bionet - Uterine Contractions		Ultrasound Foetal Transducer - comp w/ Bionet - UC	Bionet "
"6016477	EC-5049RG-I		EC-5049RG-I	https://www.medten.com/product/2360	Replacement	Reusable	Emtel	One-Piece ECG Cables	Accessories	Emtel One-Piece ECG Cable	Reusable Emtel One-Piece ECG Cable	Replacement: 5 lead"," Grabber"," 2.5m+1.5m"," With Resistance"," IEC"," Reusable	Emtel One-Piece ECG Cable"," 5 lead"," Grabber"," 2.5m+1.5m"," With Resistance"," IEC"," Reusable	1	12				Ultrasound Foetal Transducer - comp w/ Bionet - Uterine Contractions		Ultrasound Foetal Transducer - comp w/ Bionet - UC	Bionet "
"6016479	EC-5049RS-I		EC-5049RS-I	https://www.medten.com/product/2362	Replacement	Reusable	Emtel	One-Piece ECG Cables	Accessories	Emtel One-Piece ECG Cable	Reusable Emtel One-Piece ECG Cable	Replacement: 5 lead"," Snap"," 2.5m+1.5m"," With Resistance"," IEC"," Reusable	Emtel One-Piece ECG Cable"," 5 lead"," Snap"," 2.5m+1.5m"," With Resistance"," IEC"," Reusable	1	12				Ultrasound Foetal Transducer - comp w/ Bionet - Uterine Contractions		Ultrasound Foetal Transducer - comp w/ Bionet - UC	Bionet "
"6016485	EC-5051RG-I		EC-5051RG-I	https://www.medten.com/product/2370	Replacement	Reusable	Mennen Medical	One-Piece ECG Cables	Accessories	Mennen Medical One-Piece ECG Cable	Reusable Mennen Medical One-Piece ECG Cable	Replacement: 5 lead"," Grabber"," 2.5m+1.5m"," With Resistance"," IEC"," Reusable	Mennen Medical One-Piece ECG Cable"," 5 lead"," Grabber"," 2.5m+1.5m"," With Resistance"," IEC"," Reusable	1	12				Ultrasound Foetal Transducer - comp w/ Bionet - Uterine Contractions		Ultrasound Foetal Transducer - comp w/ Bionet - UC	Bionet "
"6016487	EC-5051RS-I		EC-5051RS-I	https://www.medten.com/product/2372	Replacement	Reusable	Mennen Medical	One-Piece ECG Cables	Accessories	Mennen Medical One-Piece ECG Cable	Reusable Mennen Medical One-Piece ECG Cable	Replacement: 5 lead"," Snap"," 2.5m+1.5m"," With Resistance"," IEC"," Reusable	Mennen Medical One-Piece ECG Cable"," 5 lead"," Snap"," 2.5m+1.5m"," With Resistance"," IEC"," Reusable	1	12				Ultrasound Foetal Transducer - comp w/ Bionet - Uterine Contractions		Ultrasound Foetal Transducer - comp w/ Bionet - UC	Bionet "
"6016489	EC-5052RG-I		EC-5052RG-I	https://www.medten.com/product/2374	Replacement	Reusable	Biolight	One-Piece ECG Cables	Accessories	Biolight One-Piece ECG Cable	Reusable Biolight One-Piece ECG Cable	Replacement: 5 lead"," Grabber"," 2.5m+1.5m"," With Resistance"," IEC"," Reusable	Biolight One-Piece ECG Cable"," 5 lead"," Grabber"," 2.5m+1.5m"," With Resistance"," IEC"," Reusable	1	12				Ultrasound Foetal Transducer - comp w/ Bionet - Uterine Contractions		Ultrasound Foetal Transducer - comp w/ Bionet - UC	Bionet "
"6016491	EC-5052RS-I		EC-5052RS-I	https://www.medten.com/product/2376	Replacement	Reusable	Biolight	One-Piece ECG Cables	Accessories	Biolight One-Piece ECG Cable	Reusable Biolight One-Piece ECG Cable	Replacement: 5 lead"," Snap"," 2.5m+1.5m"," With Resistance"," IEC"," Reusable	Biolight One-Piece ECG Cable"," 5 lead"," Snap"," 2.5m+1.5m"," With Resistance"," IEC"," Reusable	1	12				Ultrasound Foetal Transducer - comp w/ Bionet - Uterine Contractions		Ultrasound Foetal Transducer - comp w/ Bionet - UC	Bionet "
"6016493	EC-5053RG-I		EC-5053RG-I	https://www.medten.com/product/2378	Replacement	Reusable	Biolight	One-Piece ECG Cables	Accessories	Biolight One-Piece ECG Cable 15-031-0002	Reusable Biolight One-Piece ECG Cable 15-031-0002	Replacement: 5 lead"," Grabber"," 2.5m+1.5m"," With Resistance"," IEC"," Reusable	Biolight One-Piece ECG Cable 15-031-0002"," 5 lead"," Grabber"," 2.5m+1.5m"," With Resistance"," IEC"," Reusable	1	12				Ultrasound Foetal Transducer - comp w/ Bionet - Uterine Contractions		Ultrasound Foetal Transducer - comp w/ Bionet - UC	Bionet "
"6016495	EC-5053RS-I		EC-5053RS-I	https://www.medten.com/product/2380	Replacement	Reusable	Biolight	One-Piece ECG Cables	Accessories	Biolight One-Piece ECG Cable	Reusable Biolight One-Piece ECG Cable	Replacement: 5 lead"," Snap"," 2.5m+1.5m"," With Resistance"," IEC"," Reusable	Biolight One-Piece ECG Cable"," 5 lead"," Snap"," 2.5m+1.5m"," With Resistance"," IEC"," Reusable	1	12				Ultrasound Foetal Transducer - comp w/ Bionet - Uterine Contractions		Ultrasound Foetal Transducer - comp w/ Bionet - UC	Bionet "
"6016497	EC-5055G-I		EC-5055G-I	https://www.medten.com/product/2382	Replacement	Reusable	Biosys	One-Piece ECG Cables	Accessories	Biosys One-Piece ECG Cable	Reusable Biosys One-Piece ECG Cable	Replacement: 5 lead"," Grabber"," 2.5m+1.5m"," With Resistance"," IEC"," Reusable	Biosys One-Piece ECG Cable"," 5 lead"," Grabber"," 2.5m+1.5m"," With Resistance"," IEC"," Reusable	1	12				Ultrasound Foetal Transducer - comp w/ Bionet - Uterine Contractions		Ultrasound Foetal Transducer - comp w/ Bionet - UC	Bionet "
"6016499	EC-5055S-I		EC-5055S-I	https://www.medten.com/product/2384	Replacement	Reusable	Biosys	One-Piece ECG Cables	Accessories	Biosys One-Piece ECG Cable	Reusable Biosys One-Piece ECG Cable	Replacement: 5 lead"," Snap"," 2.5m+1.5m"," IEC"," Reusable	Biosys One-Piece ECG Cable"," 5 lead"," Snap"," 2.5m+1.5m"," IEC"," Reusable	1	12				Ultrasound Foetal Transducer - comp w/ Bionet - Uterine Contractions		Ultrasound Foetal Transducer - comp w/ Bionet - UC	Bionet "
"6016501	EC-5057G-I		EC-5057G-I	https://www.medten.com/product/2386	Replacement	Reusable	Comen	One-Piece ECG Cables	Accessories	Comen One-Piece ECG Cable 040-000912-00(w/o R)	Reusable Comen One-Piece ECG Cable 040-000912-00(w/o R)	Replacement: 5 lead"," Grabber"," 2.5m+1.5m"," IEC"," Reusable	Comen One-Piece ECG Cable 040-000912-00(w/o R)"," 5 lead"," Grabber"," 2.5m+1.5m"," IEC"," Reusable	1	6				Ultrasound Foetal Transducer - comp w/ Bionet - Uterine Contractions		Ultrasound Foetal Transducer - comp w/ Bionet - UC	Bionet "
"6016503	EC-5057S-I		EC-5057S-I	https://www.medten.com/product/2388	Replacement	Reusable	Comen	One-Piece ECG Cables	Accessories	Comen One-Piece ECG Cable	Reusable Comen One-Piece ECG Cable	Replacement: 5 lead"," Snap"," 2.5m+1.5m"," IEC"," Reusable	Comen One-Piece ECG Cable"," 5 lead"," Snap"," 2.5m+1.5m"," IEC"," Reusable	1	12				Ultrasound Foetal Transducer - comp w/ Bionet - Uterine Contractions		Ultrasound Foetal Transducer - comp w/ Bionet - UC	Bionet "
"6016505	EC-5058RG-I		EC-5058RG-I	https://www.medten.com/product/2390	Replacement	Reusable	Infinium	One-Piece ECG Cables	Accessories	Infinium One-Piece ECG Cable	Reusable Infinium One-Piece ECG Cable	Replacement: 5 lead"," Grabber"," 2.5m+1.5m"," With Resistance"," IEC"," Reusable	Infinium One-Piece ECG Cable"," 5 lead"," Grabber"," 2.5m+1.5m"," With Resistance"," IEC"," Reusable	1	12				Ultrasound Foetal Transducer - comp w/ Bionet - Uterine Contractions		Ultrasound Foetal Transducer - comp w/ Bionet - UC	Bionet "
"6016507	EC-5058RS-I		EC-5058RS-I	https://www.medten.com/product/2392	Replacement	Reusable	Infinium	One-Piece ECG Cables	Accessories	Infinium One-Piece ECG Cable	Reusable Infinium One-Piece ECG Cable	Replacement: 5 lead"," Snap"," 2.5m+1.5m"," With Resistance"," IEC"," Reusable	Infinium One-Piece ECG Cable"," 5 lead"," Snap"," 2.5m+1.5m"," With Resistance"," IEC"," Reusable	1	12				Ultrasound Foetal Transducer - comp w/ Bionet - Uterine Contractions		Ultrasound Foetal Transducer - comp w/ Bionet - UC	Bionet "
"6016515	EC-5060S-I		EC-5060S-I	https://www.medten.com/product/2393	Replacement	Reusable	Bexen Cardio	One-Piece ECG Cables	Accessories	Bexen Cardio One-Piece ECG Cable	Reusable Bexen Cardio One-Piece ECG Cable	Replacement: 5 lead"," Snap"," 2.5m+1.5m"," IEC"," Reusable	Bexen Cardio One-Piece ECG Cable"," 5 lead"," Snap"," 2.5m+1.5m"," IEC"," Reusable	1	12				Ultrasound Foetal Transducer - comp w/ Bionet - Uterine Contractions		Ultrasound Foetal Transducer - comp w/ Bionet - UC	Bionet "
"6016537	EC-6004G-I		EC-6004G-I	https://www.medten.com/product/2395	Replacement	Reusable	Marquette	One-Piece ECG Cables	Accessories	GE Healthcare One-Piece ECG Cable	Reusable GE Healthcare One-Piece ECG Cable	Replacement: 6 lead"," Grabber"," 2.2m+0.9m"," With Resistance"," IEC"," Reusable	GE Healthcare One-Piece ECG Cable"," 6 lead"," Grabber"," 2.2m+0.9m"," With Resistance"," IEC"," Reusable	1	12				Ultrasound Foetal Transducer - comp w/ Bionet - Uterine Contractions		Ultrasound Foetal Transducer - comp w/ Bionet - UC	Bionet "
"6016625	ET-3010-DX-I		ET-3010-DX-I	https://www.medten.com/product/2398	Replacement	Reusable	Artema S&W	ECG Trunk Cables	Accessories	Artema S&W ECG Trunk Cable	Reusable Artema S&W ECG Trunk Cable	Replacement: 3 lead"," 2.5m"," Datex 300 series"," IEC"," Reusable	Artema S&W ECG Trunk Cable"," 3 lead"," 2.5m"," Datex 300 series"," IEC"," Reusable	1	12				Ultrasound Foetal Transducer - comp w/ Bionet - Uterine Contractions		Ultrasound Foetal Transducer - comp w/ Bionet - UC	Bionet "
"6016709	ET-3011-D-I		ET-3011-D-I	https://www.medten.com/product/2400	Replacement	Reusable	Nihon Kohden	ECG Trunk Cables	Accessories	Nihon Kohden ECG Trunk Cable	Reusable Nihon Kohden ECG Trunk Cable	Replacement: 3 lead"," 2.5m"," Din Safety"," IEC"," Reusable	Nihon Kohden ECG Trunk Cable"," 3 lead"," 2.5m"," Din Safety"," IEC"," Reusable	1	12				Ultrasound Foetal Transducer - comp w/ Bionet - Uterine Contractions		Ultrasound Foetal Transducer - comp w/ Bionet - UC	Bionet "
"6016713	ET-3013-D-I		ET-3013-D-I	https://www.medten.com/product/2404	Replacement	Reusable	Nihon Kohden	ECG Trunk Cables	Accessories	Nihon Kohden ECG Trunk Cable	Reusable Nihon Kohden ECG Trunk Cable	Replacement: 3 lead"," 2.5m"," Din Safety"," With Resistance"," IEC"," Reusable	Nihon Kohden ECG Trunk Cable"," 3 lead"," 2.5m"," Din Safety"," With Resistance"," IEC"," Reusable	1	12				Ultrasound Foetal Transducer - comp w/ Bionet - Uterine Contractions		Ultrasound Foetal Transducer - comp w/ Bionet - UC	Bionet "
"6016715	ET-3014R-D-I		ET-3014R-D-I	https://www.medten.com/product/2406	Replacement	Reusable	Nihon Kohden	ECG Trunk Cables	Accessories	Nihon Kohden ECG Trunk Cable	Reusable Nihon Kohden ECG Trunk Cable	Replacement"," (please add OEM description here)	Nihon Kohden ECG Trunk CableReplacement"," (please add OEM description here)	0	12				Ultrasound Foetal Transducer - comp w/ Bionet - Uterine Contractions		Ultrasound Foetal Transducer - comp w/ Bionet - UC	Bionet "
"6016717	ET-3015R-D-I		ET-3015R-D-I	https://www.medten.com/product/2410	Replacement	Reusable	Nihon Kohden	ECG Trunk Cables	Accessories	Nihon Kohden ECG Trunk Cable	Reusable Nihon Kohden ECG Trunk Cable	Replacement: 3 lead"," 2.5m"," Din Safety"," With Resistance"," IEC"," Reusable	Nihon Kohden ECG Trunk Cable"," 3 lead"," 2.5m"," Din Safety"," With Resistance"," IEC"," Reusable	1	12				Ultrasound Foetal Transducer - comp w/ Bionet - Uterine Contractions		Ultrasound Foetal Transducer - comp w/ Bionet - UC	Bionet "
"6016649	ET-3015R-NKB-I		ET-3015R-NKB-I	https://www.medten.com/product/2413	Replacement	Reusable	Nihon Kohden	ECG Trunk Cables	Accessories	Nihon Kohden ECG Trunk Cable JC-103T	Reusable Nihon Kohden ECG Trunk Cable JC-103T	Replacement: 3 lead"," 2.5m"," Nihon Kohden"," With Resistance"," IEC"," Reusable	Nihon Kohden ECG Trunk Cable JC-103T"," 3 lead"," 2.5m"," Nihon Kohden"," With Resistance"," IEC"," Reusable	1	12				Ultrasound Foetal Transducer - comp w/ Bionet - Uterine Contractions		Ultrasound Foetal Transducer - comp w/ Bionet - UC	Bionet "
"6016719	ET-3016-D-I		ET-3016-D-I	https://www.medten.com/product/2415	Replacement	Reusable	Mindray	ECG Trunk Cables	Accessories	Mindray ECG Trunk Cable	Reusable Mindray ECG Trunk Cable	Replacement: 3 lead"," 2.5m"," Din Safety"," IEC"," Reusable	Mindray ECG Trunk Cable"," 3 lead"," 2.5m"," Din Safety"," IEC"," Reusable	1	12				Ultrasound Foetal Transducer - comp w/ Bionet - Uterine Contractions		Ultrasound Foetal Transducer - comp w/ Bionet - UC	Bionet "
"6016725	ET-3017R-D-I		ET-3017R-D-I	https://www.medten.com/product/2421	Replacement	Reusable	Mindray	ECG Trunk Cables	Accessories	Mindray ECG Trunk Cable	Reusable Mindray ECG Trunk Cable	Replacement: 3 lead"," 2.5m"," Din Safety"," With Resistance"," IEC"," Reusable	Mindray ECG Trunk Cable"," 3 lead"," 2.5m"," Din Safety"," With Resistance"," IEC"," Reusable	1	12				Ultrasound Foetal Transducer - comp w/ Bionet - Uterine Contractions		Ultrasound Foetal Transducer - comp w/ Bionet - UC	Bionet "
"6016667	ET-3017R-MR-I		ET-3017R-MR-I	https://www.medten.com/product/2423	Replacement	Reusable	Mindray	ECG Trunk Cables	Accessories	Mindray ECG Trunk Cable	Reusable Mindray ECG Trunk Cable	Replacement: 3 lead"," 2.5m"," Mindray"," With Resistance"," IEC"," Reusable	Mindray ECG Trunk Cable"," 3 lead"," 2.5m"," Mindray"," With Resistance"," IEC"," Reusable	1	12				Ultrasound Foetal Transducer - comp w/ Bionet - Uterine Contractions		Ultrasound Foetal Transducer - comp w/ Bionet - UC	Bionet "
"6016727	ET-3018R-D-I		ET-3018R-D-I	https://www.medten.com/product/2425	Replacement	Reusable	Datascope	ECG Trunk Cables	Accessories	Mindray ECG Trunk Cable	Reusable Mindray ECG Trunk Cable	Replacement: 3 lead"," 2.5m"," Din Safety"," With Resistance"," IEC"," Reusable	Mindray ECG Trunk Cable"," 3 lead"," 2.5m"," Din Safety"," With Resistance"," IEC"," Reusable	1	12				Ultrasound Foetal Transducer - comp w/ Bionet - Uterine Contractions		Ultrasound Foetal Transducer - comp w/ Bionet - UC	Bionet "
"6016729	ET-3019R-D-I		ET-3019R-D-I	https://www.medten.com/product/2427	Replacement	Reusable	Welch Allyn	ECG Trunk Cables	Accessories	Welch Allyn ECG Trunk Cable	Reusable Welch Allyn ECG Trunk Cable	Replacement: 3 lead"," 2.5m"," Din Safety"," With Resistance"," IEC"," Reusable	Welch Allyn ECG Trunk Cable"," 3 lead"," 2.5m"," Din Safety"," With Resistance"," IEC"," Reusable	1	12				Ultrasound Foetal Transducer - comp w/ Bionet - Uterine Contractions		Ultrasound Foetal Transducer - comp w/ Bionet - UC	Bionet "
"6016731	ET-3020R-D-I		ET-3020R-D-I	https://www.medten.com/product/2429	Replacement	Reusable	Welch Allyn	ECG Trunk Cables	Accessories	Welch Allyn ECG Trunk Cable	Reusable Welch Allyn ECG Trunk Cable	Replacement: 3 lead"," 2.5m"," Din Safety"," With Resistance"," IEC"," Reusable	Welch Allyn ECG Trunk Cable"," 3 lead"," 2.5m"," Din Safety"," With Resistance"," IEC"," Reusable	1	12				Ultrasound Foetal Transducer - comp w/ Bionet - Uterine Contractions		Ultrasound Foetal Transducer - comp w/ Bionet - UC	Bionet "
"6016735	ET-3021R-D-I		ET-3021R-D-I	https://www.medten.com/product/2435	Replacement	Reusable	Hellige	ECG Trunk Cables	Accessories	Hellige ECG Trunk Cable	Reusable Hellige ECG Trunk Cable	Replacement: 3 lead"," 2.5m"," Din Safety"," With Resistance"," IEC"," Reusable	Hellige ECG Trunk Cable"," 3 lead"," 2.5m"," Din Safety"," With Resistance"," IEC"," Reusable	1	12				Ultrasound Foetal Transducer - comp w/ Bionet - Uterine Contractions		Ultrasound Foetal Transducer - comp w/ Bionet - UC	Bionet "
"6016629	ET-3021R-DX-I		ET-3021R-DX-I	https://www.medten.com/product/2437	Replacement	Reusable	Hellige	ECG Trunk Cables	Accessories	Hellige ECG Trunk Cable	Reusable Hellige ECG Trunk Cable	Replacement: 3 lead"," 2.5m"," Datex 300 series"," With Resistance"," IEC"," Reusable	Hellige ECG Trunk Cable"," 3 lead"," 2.5m"," Datex 300 series"," With Resistance"," IEC"," Reusable	1	12				Ultrasound Foetal Transducer - comp w/ Bionet - Uterine Contractions		Ultrasound Foetal Transducer - comp w/ Bionet - UC	Bionet "
"6016609	ET-3022-MQ-I		ET-3022-MQ-I	https://www.medten.com/product/2438	Replacement	Reusable	Corometrics	Fetal Maternal ECG Cables	Accessories	Corometrics ECG Trunk Cable 1554BAO	Reusable Corometrics ECG Trunk Cable 1554BAO	Replacement: 3 lead"," 2.5m"," Multi-Link"," IEC	Corometrics ECG Trunk Cable 1554BAO"," 3 lead"," 2.5m"," Multi-Link"," IEC	1	12				Ultrasound Foetal Transducer - comp w/ Bionet - Uterine Contractions		Ultrasound Foetal Transducer - comp w/ Bionet - UC	Bionet "
"6016613	ET-3024-VD-I		ET-3024-VD-I	https://www.medten.com/product/2442	Replacement	Reusable	Vivid	ECG Trunk Cables	Accessories	Vivid-GE Healthcare ECG Trunk Cable R2424553	Reusable Vivid-GE Healthcare ECG Trunk Cable R2424553	Replacement: 3 lead"," 2.5m"," Vivid"," IEC"," Reusable	Vivid-GE Healthcare ECG Trunk Cable R2424553"," 3 lead"," 2.5m"," Vivid"," IEC"," Reusable	1	12				Ultrasound Foetal Transducer - comp w/ Bionet - Uterine Contractions		Ultrasound Foetal Transducer - comp w/ Bionet - UC	Bionet "
"6016737	ET-3026-D-I		ET-3026-D-I	https://www.medten.com/product/2444	Replacement	Reusable	Siemens	ECG Trunk Cables	Accessories	Siemens ECG Trunk Cable	Reusable Siemens ECG Trunk Cable	Replacement: 3 lead"," 2.5m"," Din Safety"," IEC"," Reusable	Siemens ECG Trunk Cable"," 3 lead"," 2.5m"," Din Safety"," IEC"," Reusable	1	12				Ultrasound Foetal Transducer - comp w/ Bionet - Uterine Contractions		Ultrasound Foetal Transducer - comp w/ Bionet - UC	Bionet "
"6016635	ET-3026-SM-I		ET-3026-SM-I	https://www.medten.com/product/2446	Replacement	Reusable	Siemens	ECG Trunk Cables	Accessories	Siemens ECG Trunk Cable	Reusable Siemens ECG Trunk Cable	Replacement: 3 lead"," 2.5m"," Siemens Dual-Pin"," IEC"," Reusable	Siemens ECG Trunk Cable"," 3 lead"," 2.5m"," Siemens Dual-Pin"," IEC"," Reusable	1	12				Ultrasound Foetal Transducer - comp w/ Bionet - Uterine Contractions		Ultrasound Foetal Transducer - comp w/ Bionet - UC	Bionet "
"6016739	ET-3027-D-I		ET-3027-D-I	https://www.medten.com/product/2448	Replacement	Reusable	Draeger	ECG Trunk Cables	Accessories	Draeger ECG Trunk Cable 5592162	Reusable Draeger ECG Trunk Cable 5592162	Replacement: 3 lead"," 2.5m"," Din Safety"," IEC"," Reusable	Draeger ECG Trunk Cable 5592162"," 3 lead"," 2.5m"," Din Safety"," IEC"," Reusable	1	12				Ultrasound Foetal Transducer - comp w/ Bionet - Uterine Contractions		Ultrasound Foetal Transducer - comp w/ Bionet - UC	Bionet "
"6016637	ET-3027-SM-I		ET-3027-SM-I	https://www.medten.com/product/2450	Replacement	Reusable	Draeger	ECG Trunk Cables	Accessories	Draeger ECG Trunk Cable	Reusable Draeger ECG Trunk Cable	Replacement: 3 lead"," 2.5m"," Siemens Dual-Pin"," IEC"," Reusable	Draeger ECG Trunk Cable"," 3 lead"," 2.5m"," Siemens Dual-Pin"," IEC"," Reusable	1	12				Ultrasound Foetal Transducer - comp w/ Bionet - Uterine Contractions		Ultrasound Foetal Transducer - comp w/ Bionet - UC	Bionet "
"6016741	ET-3028-D-I		ET-3028-D-I	https://www.medten.com/product/2452	Replacement	Reusable	Draeger	ECG Trunk Cables	Accessories	Draeger ECG Trunk Cable	Reusable Draeger ECG Trunk Cable	Replacement: 3 lead"," 2.5m"," Din Safety"," IEC"," Reusable	Draeger ECG Trunk Cable"," 3 lead"," 2.5m"," Din Safety"," IEC"," Reusable	1	12				Ultrasound Foetal Transducer - comp w/ Bionet - Uterine Contractions		Ultrasound Foetal Transducer - comp w/ Bionet - UC	Bionet "
"6016639	ET-3028-SM-I		ET-3028-SM-I	https://www.medten.com/product/2454	Replacement	Reusable	Draeger	ECG Trunk Cables	Accessories	Draeger ECG Trunk Cable	Reusable Draeger ECG Trunk Cable	Replacement: 3 lead"," 2.5m"," Siemens Dual-Pin"," IEC"," Reusable	Draeger ECG Trunk Cable"," 3 lead"," 2.5m"," Siemens Dual-Pin"," IEC"," Reusable	1	12				Ultrasound Foetal Transducer - comp w/ Bionet - Uterine Contractions		Ultrasound Foetal Transducer - comp w/ Bionet - UC	Bionet "
"6016743	ET-3029R-D-I		ET-3029R-D-I	https://www.medten.com/product/2456	Replacement	Reusable	Kontron	ECG Trunk Cables	Accessories	Kontron ECG Trunk Cable	Reusable Kontron ECG Trunk Cable	Replacement: 3 lead"," 2.5m"," Din Safety"," With Resistance"," IEC"," Reusable	Kontron ECG Trunk Cable"," 3 lead"," 2.5m"," Din Safety"," With Resistance"," IEC"," Reusable	1	12				Ultrasound Foetal Transducer - comp w/ Bionet - Uterine Contractions		Ultrasound Foetal Transducer - comp w/ Bionet - UC	Bionet "
"6016745	ET-3030-D-I		ET-3030-D-I	https://www.medten.com/product/2459	Replacement	Reusable	Kontron	ECG Trunk Cables	Accessories	Kontron ECG Trunk Cable	Reusable Kontron ECG Trunk Cable	Replacement: 3 lead"," 2.5m"," Din Safety"," IEC"," Reusable	Kontron ECG Trunk Cable"," 3 lead"," 2.5m"," Din Safety"," IEC"," Reusable	1	12				Ultrasound Foetal Transducer - comp w/ Bionet - Uterine Contractions		Ultrasound Foetal Transducer - comp w/ Bionet - UC	Bionet "
"6016749	ET-3031R-D-I		ET-3031R-D-I	https://www.medten.com/product/2463	Replacement	Reusable	Fukuda Denshi	ECG Trunk Cables	Accessories	Fukuda Denshi ECG Trunk Cable	Reusable Fukuda Denshi ECG Trunk Cable	Replacement: 3 lead"," 2.5m"," Din Safety"," With Resistance"," IEC"," Reusable	Fukuda Denshi ECG Trunk Cable"," 3 lead"," 2.5m"," Din Safety"," With Resistance"," IEC"," Reusable	1	12				Ultrasound Foetal Transducer - comp w/ Bionet - Uterine Contractions		Ultrasound Foetal Transducer - comp w/ Bionet - UC	Bionet "
"6016643	ET-3031R-SM-I		ET-3031R-SM-I	https://www.medten.com/product/2465	Replacement	Reusable	Fukuda Denshi	ECG Trunk Cables	Accessories	Fukuda Denshi ECG Trunk Cable	Reusable Fukuda Denshi ECG Trunk Cable	Replacement: 3 lead"," 2.5m"," Siemens Dual-Pin"," With Resistance"," IEC"," Reusable	Fukuda Denshi ECG Trunk Cable"," 3 lead"," 2.5m"," Siemens Dual-Pin"," With Resistance"," IEC"," Reusable	1	12				Ultrasound Foetal Transducer - comp w/ Bionet - Uterine Contractions		Ultrasound Foetal Transducer - comp w/ Bionet - UC	Bionet "
"6016751	ET-3032-D-I		ET-3032-D-I	https://www.medten.com/product/2469	Replacement	Reusable	Fukuda Denshi	ECG Trunk Cables	Accessories	Fukuda Denshi ECG Trunk Cable	Reusable Fukuda Denshi ECG Trunk Cable	Replacement: 3 lead"," 2.5m"," Din Safety"," IEC"," Reusable	Fukuda Denshi ECG Trunk Cable"," 3 lead"," 2.5m"," Din Safety"," IEC"," Reusable	1	12				Ultrasound Foetal Transducer - comp w/ Bionet - Uterine Contractions		Ultrasound Foetal Transducer - comp w/ Bionet - UC	Bionet "
"6016645	ET-3032-SM-I		ET-3032-SM-I	https://www.medten.com/product/2471	Replacement	Reusable	Fukuda Denshi	ECG Trunk Cables	Accessories	Fukuda Denshi ECG Trunk Cable	Reusable Fukuda Denshi ECG Trunk Cable	Replacement: 3 lead"," 2.5m"," Siemens Dual-Pin"," IEC"," Reusable	Fukuda Denshi ECG Trunk Cable"," 3 lead"," 2.5m"," Siemens Dual-Pin"," IEC"," Reusable	1	12				Ultrasound Foetal Transducer - comp w/ Bionet - Uterine Contractions		Ultrasound Foetal Transducer - comp w/ Bionet - UC	Bionet "
"6016753	ET-3033-D-I		ET-3033-D-I	https://www.medten.com/product/2473	Replacement	Reusable	MEK	ECG Trunk Cables	Accessories	MEK ECG Trunk Cable	Reusable MEK ECG Trunk Cable	Replacement: 3 lead"," 2.5m"," Din Safety"," IEC"," Reusable	MEK ECG Trunk Cable"," 3 lead"," 2.5m"," Din Safety"," IEC"," Reusable	1	12				Ultrasound Foetal Transducer - comp w/ Bionet - Uterine Contractions		Ultrasound Foetal Transducer - comp w/ Bionet - UC	Bionet "
"6016755	ET-3034-D-I		ET-3034-D-I	https://www.medten.com/product/2475	Replacement	Reusable	MEK	ECG Trunk Cables	Accessories	MEK ECG Trunk Cable	Reusable MEK ECG Trunk Cable	Replacement: 3 lead"," 2.5m"," Din Safety"," IEC"," Reusable	MEK ECG Trunk Cable"," 3 lead"," 2.5m"," Din Safety"," IEC"," Reusable	1	12				Ultrasound Foetal Transducer - comp w/ Bionet - Uterine Contractions		Ultrasound Foetal Transducer - comp w/ Bionet - UC	Bionet "
"6016757	ET-3035-D-I		ET-3035-D-I	https://www.medten.com/product/2477	Replacement	Reusable	Colin	ECG Trunk Cables	Accessories	Colin ECG Trunk Cable	Reusable Colin ECG Trunk Cable	Replacement: 3 lead"," 2.5m"," Din Safety"," IEC"," Reusable	Colin ECG Trunk Cable"," 3 lead"," 2.5m"," Din Safety"," IEC"," Reusable	1	12				Ultrasound Foetal Transducer - comp w/ Bionet - Uterine Contractions		Ultrasound Foetal Transducer - comp w/ Bionet - UC	Bionet "
"6016759	ET-3036-D-I		ET-3036-D-I	https://www.medten.com/product/2479	Replacement	Reusable	Colin	ECG Trunk Cables	Accessories	Colin ECG Trunk Cable	Reusable Colin ECG Trunk Cable	Replacement: 3 lead"," 2.5m"," Din Safety"," IEC"," Reusable	Colin ECG Trunk Cable"," 3 lead"," 2.5m"," Din Safety"," IEC"," Reusable	1	12				Ultrasound Foetal Transducer - comp w/ Bionet - Uterine Contractions		Ultrasound Foetal Transducer - comp w/ Bionet - UC	Bionet "
"6016761	ET-3040-D-I		ET-3040-D-I	https://www.medten.com/product/2481	Replacement	Reusable	Schiller	ECG Trunk Cables	Accessories	Schiller ECG Trunk Cable	Reusable Schiller ECG Trunk Cable	Replacement: 3 lead"," 2.5m"," Din Safety"," IEC"," Reusable	Schiller ECG Trunk Cable"," 3 lead"," 2.5m"," Din Safety"," IEC"," Reusable	1	12				Ultrasound Foetal Transducer - comp w/ Bionet - Uterine Contractions		Ultrasound Foetal Transducer - comp w/ Bionet - UC	Bionet "
"6016763	ET-3041R-D-I		ET-3041R-D-I	https://www.medten.com/product/2483	Replacement	Reusable	Schiller	ECG Trunk Cables	Accessories	Schiller ECG Trunk Cable	Reusable Schiller ECG Trunk Cable	Replacement: 3 lead"," 2.5m"," Din Safety"," With Resistance"," IEC"," Reusable	Schiller ECG Trunk Cable"," 3 lead"," 2.5m"," Din Safety"," With Resistance"," IEC"," Reusable	1	12				Ultrasound Foetal Transducer - comp w/ Bionet - Uterine Contractions		Ultrasound Foetal Transducer - comp w/ Bionet - UC	Bionet "
"6016765	ET-3042-D-I		ET-3042-D-I	https://www.medten.com/product/2485	Replacement	Reusable	Creative	ECG Trunk Cables	Accessories	Creative ECG Trunk Cable	Reusable Creative ECG Trunk Cable	Replacement: 3 lead"," 2.5m"," Din Safety"," IEC"," Reusable	Creative ECG Trunk Cable"," 3 lead"," 2.5m"," Din Safety"," IEC"," Reusable	1	12				Ultrasound Foetal Transducer - comp w/ Bionet - Uterine Contractions		Ultrasound Foetal Transducer - comp w/ Bionet - UC	Bionet "
"6016767	ET-3043-D-I		ET-3043-D-I	https://www.medten.com/product/2487	Replacement	Reusable	M&B	ECG Trunk Cables	Accessories	M&B ECG Trunk Cable	Reusable M&B ECG Trunk Cable	Replacement: 3 lead"," 2.5m"," Din Safety"," IEC"," Reusable	M&B ECG Trunk Cable"," 3 lead"," 2.5m"," Din Safety"," IEC"," Reusable	1	12				Ultrasound Foetal Transducer - comp w/ Bionet - Uterine Contractions		Ultrasound Foetal Transducer - comp w/ Bionet - UC	Bionet "
"6016677	ET-3044R-BN-I		ET-3044R-BN-I	https://www.medten.com/product/2489	Replacement	Reusable	Bionet	ECG Trunk Cables	Accessories	Bionet ECG Trunk Cable	Reusable Bionet ECG Trunk Cable	Replacement: 3 lead"," 2.5m"," Bionet"," With Resistance"," IEC"," Reusable	Bionet ECG Trunk Cable"," 3 lead"," 2.5m"," Bionet"," With Resistance"," IEC"," Reusable	1	12				Ultrasound Foetal Transducer - comp w/ Bionet - Uterine Contractions		Ultrasound Foetal Transducer - comp w/ Bionet - UC	Bionet "
"6016769	ET-3044R-D-I		ET-3044R-D-I	https://www.medten.com/product/2491	Replacement	Reusable	Bionet	ECG Trunk Cables	Accessories	Bionet ECG Trunk Cable	Reusable Bionet ECG Trunk Cable	Replacement: 3 lead"," 2.5m"," Din Safety"," With Resistance"," IEC"," Reusable	Bionet ECG Trunk Cable"," 3 lead"," 2.5m"," Din Safety"," With Resistance"," IEC"," Reusable	1	12				Ultrasound Foetal Transducer - comp w/ Bionet - Uterine Contractions		Ultrasound Foetal Transducer - comp w/ Bionet - UC	Bionet "
"6016773	ET-3047-D-I		ET-3047-D-I	https://www.medten.com/product/2493	Replacement	Reusable	CAS Med	ECG Trunk Cables	Accessories	CAS Med ECG Trunk Cable	Reusable CAS Med ECG Trunk Cable	Replacement: 3 lead"," 2.5m"," Din Safety"," IEC"," Reusable	CAS Med ECG Trunk Cable"," 3 lead"," 2.5m"," Din Safety"," IEC"," Reusable	1	12				Ultrasound Foetal Transducer - comp w/ Bionet - Uterine Contractions		Ultrasound Foetal Transducer - comp w/ Bionet - UC	Bionet "
"	OS-08		OS-08	https://www.medten.com/product/2495	Replacement	Reusable		Oxygen Sensors	Accessories	O2 Sensor/cell	Reusable O2 Sensor/cell	'OEM Machines & Sensors	Ultrasound Foetal Transducer - comp w/ Bionet - Uterine Contractions		Ultrasound Foetal Transducer - comp w/ Bionet - UC	Bionet "
"			Ultrasound Foetal Transducer - comp w/ Bionet - Uterine Contractions		Ultrasound Foetal Transducer - comp w/ Bionet - UC	Bionet "
"		Draeger Instruments(I-8000)	Ultrasound Foetal Transducer - comp w/ Bionet - Uterine Contractions		Ultrasound Foetal Transducer - comp w/ Bionet - UC	Bionet "
"		Envitec Cells(OOM104)	Ultrasound Foetal Transducer - comp w/ Bionet - Uterine Contractions		Ultrasound Foetal Transducer - comp w/ Bionet - UC	Bionet "
"		Maxtec(MAX-11i)	Ultrasound Foetal Transducer - comp w/ Bionet - Uterine Contractions		Ultrasound Foetal Transducer - comp w/ Bionet - UC	Bionet "
"	'O2 Sensor/cellOEM Machines & Sensors	Nuova(E-8000)'	'O2 Sensor/cellOEM Machines & Sensors	Ultrasound Foetal Transducer - comp w/ Bionet - Uterine Contractions		Ultrasound Foetal Transducer - comp w/ Bionet - UC	Bionet "
"			Ultrasound Foetal Transducer - comp w/ Bionet - Uterine Contractions		Ultrasound Foetal Transducer - comp w/ Bionet - UC	Bionet "
"		Draeger Instruments(I-8000)	Ultrasound Foetal Transducer - comp w/ Bionet - Uterine Contractions		Ultrasound Foetal Transducer - comp w/ Bionet - UC	Bionet "
"		Envitec Cells(OOM104)	Ultrasound Foetal Transducer - comp w/ Bionet - Uterine Contractions		Ultrasound Foetal Transducer - comp w/ Bionet - UC	Bionet "
"		Maxtec(MAX-11i)	Ultrasound Foetal Transducer - comp w/ Bionet - Uterine Contractions		Ultrasound Foetal Transducer - comp w/ Bionet - UC	Bionet "
"	1	Nuova(E-8000)'	1	12				Ultrasound Foetal Transducer - comp w/ Bionet - Uterine Contractions		Ultrasound Foetal Transducer - comp w/ Bionet - UC	Bionet "
"	OS-16HT		OS-16HT	https://www.medten.com/product/2496	Replacement	Reusable	IT Dr Gramber	Oxygen Sensors	Accessories	O2 Sensor/cell	Reusable O2 Sensor/cell	'OEM Machines & Sensors	Ultrasound Foetal Transducer - comp w/ Bionet - Uterine Contractions		Ultrasound Foetal Transducer - comp w/ Bionet - UC	Bionet "
"			Ultrasound Foetal Transducer - comp w/ Bionet - Uterine Contractions		Ultrasound Foetal Transducer - comp w/ Bionet - UC	Bionet "
"		Maxtec(MAX-16)	Ultrasound Foetal Transducer - comp w/ Bionet - Uterine Contractions		Ultrasound Foetal Transducer - comp w/ Bionet - UC	Bionet "
"	'O2 Sensor/cellOEM Machines & Sensors	Nuova(E-16/HTT)'	'O2 Sensor/cellOEM Machines & Sensors	Ultrasound Foetal Transducer - comp w/ Bionet - Uterine Contractions		Ultrasound Foetal Transducer - comp w/ Bionet - UC	Bionet "
"			Ultrasound Foetal Transducer - comp w/ Bionet - Uterine Contractions		Ultrasound Foetal Transducer - comp w/ Bionet - UC	Bionet "
"		Maxtec(MAX-16)	Ultrasound Foetal Transducer - comp w/ Bionet - Uterine Contractions		Ultrasound Foetal Transducer - comp w/ Bionet - UC	Bionet "
"	1	Nuova(E-16/HTT)'	1	12				Ultrasound Foetal Transducer - comp w/ Bionet - Uterine Contractions		Ultrasound Foetal Transducer - comp w/ Bionet - UC	Bionet "
"	OS-80		OS-80	https://www.medten.com/product/2497	Replacement	Reusable	IT Dr Gramber	Oxygen Sensors	Accessories	O2 Sensor/cell	Reusable O2 Sensor/cell	'OEM Machines & Sensors	Ultrasound Foetal Transducer - comp w/ Bionet - Uterine Contractions		Ultrasound Foetal Transducer - comp w/ Bionet - UC	Bionet "
"			Ultrasound Foetal Transducer - comp w/ Bionet - Uterine Contractions		Ultrasound Foetal Transducer - comp w/ Bionet - UC	Bionet "
"		Envitec Cells(OOM204)	Ultrasound Foetal Transducer - comp w/ Bionet - Uterine Contractions		Ultrasound Foetal Transducer - comp w/ Bionet - UC	Bionet "
"		Nuova(-17/A4)	Ultrasound Foetal Transducer - comp w/ Bionet - Uterine Contractions		Ultrasound Foetal Transducer - comp w/ Bionet - UC	Bionet "
"	'O2 Sensor/cellOEM Machines & Sensors	'	'O2 Sensor/cellOEM Machines & Sensors	Ultrasound Foetal Transducer - comp w/ Bionet - Uterine Contractions		Ultrasound Foetal Transducer - comp w/ Bionet - UC	Bionet "
"			Ultrasound Foetal Transducer - comp w/ Bionet - Uterine Contractions		Ultrasound Foetal Transducer - comp w/ Bionet - UC	Bionet "
"		Envitec Cells(OOM204)	Ultrasound Foetal Transducer - comp w/ Bionet - Uterine Contractions		Ultrasound Foetal Transducer - comp w/ Bionet - UC	Bionet "
"		Nuova(-17/A4)	Ultrasound Foetal Transducer - comp w/ Bionet - Uterine Contractions		Ultrasound Foetal Transducer - comp w/ Bionet - UC	Bionet "
"	1	'	1	0				Ultrasound Foetal Transducer - comp w/ Bionet - Uterine Contractions		Ultrasound Foetal Transducer - comp w/ Bionet - UC	Bionet "
"6013166	BPD-50WS-W03P		BPD-50WS-W03P	https://www.medten.com/product/2498	Replacement	Disposable		NIBP Cuffs	Accessories	NIBP Cuff	Disposable NIBP Cuff	Replacement: Adult (27.5-36.5cm)"," Non-woven fiber"," Male Luer Lock (03)"," Disposable (Box of 10)	NIBP Cuff"," Adult (27.5-36.5cm)"," Non-woven fiber"," Male Luer Lock (03)"," Disposable (Box of 10)	10	0				Ultrasound Foetal Transducer - comp w/ Bionet - Uterine Contractions		Ultrasound Foetal Transducer - comp w/ Bionet - UC	Bionet "
"6018802	CTM-PS01		CTM-PS01	https://www.medten.com/product/2499	Replacement	Reusable	Phasein	EtCO2 Transducers	Accessories	Phasein/Masimo EtCO2 Transducer IRMA	Reusable Phasein/Masimo EtCO2 Transducer IRMA	Replacement: Mainstream"," 2.5m"," Reusable	Phasein/Masimo EtCO2 Transducer IRMA"," Mainstream"," 2.5m"," Reusable	1	12				Ultrasound Foetal Transducer - comp w/ Bionet - Uterine Contractions		Ultrasound Foetal Transducer - comp w/ Bionet - UC	Bionet "
"6016775	ET-3048-D-I		ET-3048-D-I	https://www.medten.com/product/2501	Replacement	Reusable	CAS Med	ECG Trunk Cables	Accessories	CAS Med ECG Trunk Cable	Reusable CAS Med ECG Trunk Cable	Replacement: 3 lead"," 2.5m"," Din Safety"," IEC"," Reusable	CAS Med ECG Trunk Cable"," 3 lead"," 2.5m"," Din Safety"," IEC"," Reusable	1	12				Ultrasound Foetal Transducer - comp w/ Bionet - Uterine Contractions		Ultrasound Foetal Transducer - comp w/ Bionet - UC	Bionet "
"6016781	ET-3051R-D-I		ET-3051R-D-I	https://www.medten.com/product/2509	Replacement	Reusable	Mennen Medical	ECG Trunk Cables	Accessories	Mennen Medical ECG Trunk Cable	Reusable Mennen Medical ECG Trunk Cable	Replacement: 3 lead"," 2.5m"," Din Safety"," With Resistance"," IEC"," Reusable	Mennen Medical ECG Trunk Cable"," 3 lead"," 2.5m"," Din Safety"," With Resistance"," IEC"," Reusable	1	12				Ultrasound Foetal Transducer - comp w/ Bionet - Uterine Contractions		Ultrasound Foetal Transducer - comp w/ Bionet - UC	Bionet "
"6016671	ET-3051R-MN-I		ET-3051R-MN-I	https://www.medten.com/product/2511	Replacement	Reusable	Mennen Medical	ECG Trunk Cables	Accessories	Mennen Medical ECG Trunk Cable	Reusable Mennen Medical ECG Trunk Cable	Replacement: 3 lead"," 2.5m"," Mennen"," With Resistance"," IEC"," Reusable	Mennen Medical ECG Trunk Cable"," 3 lead"," 2.5m"," Mennen"," With Resistance"," IEC"," Reusable	1	12				Ultrasound Foetal Transducer - comp w/ Bionet - Uterine Contractions		Ultrasound Foetal Transducer - comp w/ Bionet - UC	Bionet "
"6016785	ET-3053R-D-I		ET-3053R-D-I	https://www.medten.com/product/2514	Replacement	Reusable	Biolight	ECG Trunk Cables	Accessories	Biolight ECG Trunk Cable	Reusable Biolight ECG Trunk Cable	Replacement: 3 lead"," 2.5m"," Din Safety"," With Resistance"," IEC"," Reusable	Biolight ECG Trunk Cable"," 3 lead"," 2.5m"," Din Safety"," With Resistance"," IEC"," Reusable	1	12				Ultrasound Foetal Transducer - comp w/ Bionet - Uterine Contractions		Ultrasound Foetal Transducer - comp w/ Bionet - UC	Bionet "
"6016801	ET-3053R-PH-I		ET-3053R-PH-I	https://www.medten.com/product/2515	Replacement	Reusable	Biolight	ECG Trunk Cables	Accessories	Biolight ECG Trunk Cable	Reusable Biolight ECG Trunk Cable	Replacement: 3 lead"," 2.5m"," IntelliVue"," With Resistance"," IEC"," Reusable	Biolight ECG Trunk Cable"," 3 lead"," 2.5m"," IntelliVue"," With Resistance"," IEC"," Reusable	1	12				Ultrasound Foetal Transducer - comp w/ Bionet - Uterine Contractions		Ultrasound Foetal Transducer - comp w/ Bionet - UC	Bionet "
"6016787	ET-3055-D-I		ET-3055-D-I	https://www.medten.com/product/2517	Replacement	Reusable	Biosys	ECG Trunk Cables	Accessories	Biosys ECG Trunk Cable	Reusable Biosys ECG Trunk Cable	Replacement: 5 lead"," 2.5m"," Din Safety"," IEC"," Reusable	Biosys ECG Trunk Cable"," 5 lead"," 2.5m"," Din Safety"," IEC"," Reusable	1	12				Ultrasound Foetal Transducer - comp w/ Bionet - Uterine Contractions		Ultrasound Foetal Transducer - comp w/ Bionet - UC	Bionet "
"6016789	ET-3056-D-I		ET-3056-D-I	https://www.medten.com/product/2519	Replacement	Reusable	Comen	ECG Trunk Cables	Accessories	Comen ECG Trunk Cable	Reusable Comen ECG Trunk Cable	Replacement: 5 lead"," 2.5m"," Din Safety"," IEC"," Reusable	Comen ECG Trunk Cable"," 5 lead"," 2.5m"," Din Safety"," IEC"," Reusable	1	12				Ultrasound Foetal Transducer - comp w/ Bionet - Uterine Contractions		Ultrasound Foetal Transducer - comp w/ Bionet - UC	Bionet "
"6016791	ET-3057-D-I		ET-3057-D-I	https://www.medten.com/product/2521	Replacement	Reusable	Comen	ECG Trunk Cables	Accessories	Comen ECG Trunk Cable	Reusable Comen ECG Trunk Cable	Replacement: 3 lead"," 2.5m"," Din Safety"," IEC"," Reusable	Comen ECG Trunk Cable"," 3 lead"," 2.5m"," Din Safety"," IEC"," Reusable	1	12				Ultrasound Foetal Transducer - comp w/ Bionet - Uterine Contractions		Ultrasound Foetal Transducer - comp w/ Bionet - UC	Bionet "
"6016793	ET-3067-D-I		ET-3067-D-I	https://www.medten.com/product/2525	Replacement	Reusable	Huntleigh	ECG Trunk Cables	Accessories	Huntleigh ECG Trunk Cable	Reusable Huntleigh ECG Trunk Cable	Replacement: 3 lead"," 2.5m"," Din Safety"," IEC"," Reusable	Huntleigh ECG Trunk Cable"," 3 lead"," 2.5m"," Din Safety"," IEC"," Reusable	1	12				Ultrasound Foetal Transducer - comp w/ Bionet - Uterine Contractions		Ultrasound Foetal Transducer - comp w/ Bionet - UC	Bionet "
"6016909	ET-5001-D-I		ET-5001-D-I	https://www.medten.com/product/2531	Replacement	Reusable	Spacelabs	ECG Trunk Cables	Accessories	AAMI ECG Trunk Cable	Reusable AAMI ECG Trunk Cable	Replacement: 5 lead"," 2.5m"," Din Safety"," IEC	AAMI ECG Trunk Cable"," 5 lead"," 2.5m"," Din Safety"," IEC	1	12				Ultrasound Foetal Transducer - comp w/ Bionet - Uterine Contractions		Ultrasound Foetal Transducer - comp w/ Bionet - UC	Bionet "
"6016885	ET-5001-DT-I		ET-5001-DT-I	https://www.medten.com/product/2533	Replacement	Reusable	Datascope	ECG Trunk Cables	Accessories	Datascope ECG Trunk Cable	Reusable Datascope ECG Trunk Cable	Replacement: 5 lead"," 2.5m"," Datascope"," IEC"," Reusable	Datascope ECG Trunk Cable"," 5 lead"," 2.5m"," Datascope"," IEC"," Reusable	1	12				Ultrasound Foetal Transducer - comp w/ Bionet - Uterine Contractions		Ultrasound Foetal Transducer - comp w/ Bionet - UC	Bionet "
"6016877	ET-5001-MR-I		ET-5001-MR-I	https://www.medten.com/product/2541	Replacement	Reusable	Mindray	ECG Trunk Cables	Accessories	Mindray ECG Trunk Cable	Reusable Mindray ECG Trunk Cable	Replacement: 5 lead"," 2.5m"," IEC"," Reusable	Mindray ECG Trunk Cable"," 5 lead"," 2.5m"," IEC"," Reusable	1	12				Ultrasound Foetal Transducer - comp w/ Bionet - Uterine Contractions		Ultrasound Foetal Transducer - comp w/ Bionet - UC	Bionet "
"6016863	ET-5001-NKA-I		ET-5001-NKA-I	https://www.medten.com/product/2543	Replacement	Reusable	Nihon Kohden	ECG Trunk Cables	Accessories	Nihon Kohden ECG Trunk Cable	Reusable Nihon Kohden ECG Trunk Cable	Replacement: 5 lead"," 2.5m"," Nihon Kohden"," IEC"," Reusable	Nihon Kohden ECG Trunk Cable"," 5 lead"," 2.5m"," Nihon Kohden"," IEC"," Reusable	1	12				Ultrasound Foetal Transducer - comp w/ Bionet - Uterine Contractions		Ultrasound Foetal Transducer - comp w/ Bionet - UC	Bionet "
"	ET-5002-AA-I		ET-5002-AA-I	https://www.medten.com/product/2572	Replacement	Reusable	AAMI	ECG Trunk Cables	Accessories	AAMI ECG Trunk Cable	Reusable AAMI ECG Trunk Cable	Replacement: 5 lead"," 2.5m"," AA Twin-Pin"," IEC"," Reusable	AAMI ECG Trunk Cable"," 5 lead"," 2.5m"," AA Twin-Pin"," IEC"," Reusable	1	12				Ultrasound Foetal Transducer - comp w/ Bionet - Uterine Contractions		Ultrasound Foetal Transducer - comp w/ Bionet - UC	Bionet "
"6016913	ET-5002-D-I		ET-5002-D-I	https://www.medten.com/product/2574	Replacement	Reusable	AAMI	ECG Trunk Cables	Accessories	AAMI ECG Trunk Cable	Reusable AAMI ECG Trunk Cable	Replacement: 5 lead"," 2.5m"," Din Safety"," IEC"," Reusable	AAMI ECG Trunk Cable"," 5 lead"," 2.5m"," Din Safety"," IEC"," Reusable	1	12				Ultrasound Foetal Transducer - comp w/ Bionet - Uterine Contractions		Ultrasound Foetal Transducer - comp w/ Bionet - UC	Bionet "
"6016917	ET-5003R-D-I		ET-5003R-D-I	https://www.medten.com/product/2580	Replacement	Reusable	AAMI	ECG Trunk Cables	Accessories	AAMI ECG Trunk Cable	Reusable AAMI ECG Trunk Cable	Replacement: 5 lead"," 2.5m"," Din Safety"," With Resistance"," IEC"," Reusable	AAMI ECG Trunk Cable"," 5 lead"," 2.5m"," Din Safety"," With Resistance"," IEC"," Reusable	1	12				Ultrasound Foetal Transducer - comp w/ Bionet - Uterine Contractions		Ultrasound Foetal Transducer - comp w/ Bionet - UC	Bionet "
"6016919	ET-5004-D-I		ET-5004-D-I	https://www.medten.com/product/2583	Replacement	Reusable	Marquette	ECG Trunk Cables	Accessories	GE Healthcare ECG Trunk Cable	Reusable GE Healthcare ECG Trunk Cable	Replacement: 5 lead"," 2.5m"," Din Safety"," IEC"," Reusable	GE Healthcare ECG Trunk Cable"," 5 lead"," 2.5m"," Din Safety"," IEC"," Reusable	1	12				Ultrasound Foetal Transducer - comp w/ Bionet - Uterine Contractions		Ultrasound Foetal Transducer - comp w/ Bionet - UC	Bionet "
"6016921	ET-5005R-D-I		ET-5005R-D-I	https://www.medten.com/product/2586	Replacement	Reusable	Philips	ECG Trunk Cables	Accessories	Philips ECG Trunk Cable	Reusable Philips ECG Trunk Cable	Replacement: 5 lead"," 2.5m"," Din Safety"," With Resistance"," IEC"," Reusable	Philips ECG Trunk Cable"," 5 lead"," 2.5m"," Din Safety"," With Resistance"," IEC"," Reusable	1	12				Ultrasound Foetal Transducer - comp w/ Bionet - Uterine Contractions		Ultrasound Foetal Transducer - comp w/ Bionet - UC	Bionet "
"6016923	ET-5006R-D-I		ET-5006R-D-I	https://www.medten.com/product/2590	Replacement	Reusable	Philips	ECG Trunk Cables	Accessories	Philips ECG Trunk Cable	Reusable Philips ECG Trunk Cable	Replacement: 5 lead"," 2.5m"," Din Safety"," With Resistance"," IEC"," Reusable	Philips ECG Trunk Cable"," 5 lead"," 2.5m"," Din Safety"," With Resistance"," IEC"," Reusable	1	12				Ultrasound Foetal Transducer - comp w/ Bionet - Uterine Contractions		Ultrasound Foetal Transducer - comp w/ Bionet - UC	Bionet "
"6016825	ET-5006R-PH-I		ET-5006R-PH-I	https://www.medten.com/product/2592	Replacement	Reusable	Philips	ECG Trunk Cables	Accessories	Philips ECG Trunk Cable	Reusable Philips ECG Trunk Cable	Replacement: 5 lead"," 2.5m"," IntelliVue"," With Resistance"," IEC"," Reusable	Philips ECG Trunk Cable"," 5 lead"," 2.5m"," IntelliVue"," With Resistance"," IEC"," Reusable	1	12				Ultrasound Foetal Transducer - comp w/ Bionet - Uterine Contractions		Ultrasound Foetal Transducer - comp w/ Bionet - UC	Bionet "
"6016925	ET-5007R-D-I		ET-5007R-D-I	https://www.medten.com/product/2594	Replacement	Reusable	Spacelabs	ECG Trunk Cables	Accessories	Spacelabs ECG Trunk Cable	Reusable Spacelabs ECG Trunk Cable	Replacement: 5 lead"," 2.5m"," Din Safety"," With Resistance"," IEC"," Reusable	Spacelabs ECG Trunk Cable"," 5 lead"," 2.5m"," Din Safety"," With Resistance"," IEC"," Reusable	1	12				Ultrasound Foetal Transducer - comp w/ Bionet - Uterine Contractions		Ultrasound Foetal Transducer - comp w/ Bionet - UC	Bionet "
"6016927	ET-5008R-D-I		ET-5008R-D-I	https://www.medten.com/product/2596	Replacement	Reusable	Datex Ohmeda	ECG Trunk Cables	Accessories	Datex Ohmeda ECG Trunk Cable	Reusable Datex Ohmeda ECG Trunk Cable	Replacement: 5 lead"," 2.5m"," Din Safety"," With Resistance"," IEC"," Reusable	Datex Ohmeda ECG Trunk Cable"," 5 lead"," 2.5m"," Din Safety"," With Resistance"," IEC"," Reusable	1	12				Ultrasound Foetal Transducer - comp w/ Bionet - Uterine Contractions		Ultrasound Foetal Transducer - comp w/ Bionet - UC	Bionet "
"6016929	ET-5009-D-I		ET-5009-D-I	https://www.medten.com/product/2598	Replacement	Reusable	Datex Ohmeda	ECG Trunk Cables	Accessories	Datex Ohmeda ECG Trunk Cable	Reusable Datex Ohmeda ECG Trunk Cable	Replacement: 5 lead"," 2.5m"," Din Safety"," IEC"," Reusable	Datex Ohmeda ECG Trunk Cable"," 5 lead"," 2.5m"," Din Safety"," IEC"," Reusable	1	12				Ultrasound Foetal Transducer - comp w/ Bionet - Uterine Contractions		Ultrasound Foetal Transducer - comp w/ Bionet - UC	Bionet "
"6016843	ET-5009-DX-I		ET-5009-DX-I	https://www.medten.com/product/2600	Replacement	Reusable	Datex Ohmeda	ECG Trunk Cables	Accessories	Datex Ohmeda ECG Trunk Cable	Reusable Datex Ohmeda ECG Trunk Cable	Replacement: 5 lead"," 2.5m"," Datex 300 series"," IEC"," Reusable	Datex Ohmeda ECG Trunk Cable"," 5 lead"," 2.5m"," Datex 300 series"," IEC"," Reusable	1	12				Ultrasound Foetal Transducer - comp w/ Bionet - Uterine Contractions		Ultrasound Foetal Transducer - comp w/ Bionet - UC	Bionet "
"6016931	ET-5010-D-I		ET-5010-D-I	https://www.medten.com/product/2602	Replacement	Reusable	Artema S&W	ECG Trunk Cables	Accessories	Artema S&W ECG Trunk Cable	Reusable Artema S&W ECG Trunk Cable	Replacement: 5 lead"," 2.5m"," Din Safety"," IEC"," Reusable	Artema S&W ECG Trunk Cable"," 5 lead"," 2.5m"," Din Safety"," IEC"," Reusable	1	12				Ultrasound Foetal Transducer - comp w/ Bionet - Uterine Contractions		Ultrasound Foetal Transducer - comp w/ Bionet - UC	Bionet "
"6016845	ET-5010-DX-I		ET-5010-DX-I	https://www.medten.com/product/2604	Replacement	Reusable	Artema S&W	ECG Trunk Cables	Accessories	Artema S&W ECG Trunk Cable	Reusable Artema S&W ECG Trunk Cable	Replacement: 5 lead"," 2.5m"," Datex 300 series"," IEC"," Reusable	Artema S&W ECG Trunk Cable"," 5 lead"," 2.5m"," Datex 300 series"," IEC"," Reusable	1	12				Ultrasound Foetal Transducer - comp w/ Bionet - Uterine Contractions		Ultrasound Foetal Transducer - comp w/ Bionet - UC	Bionet "
"6016933	ET-5011-D-I		ET-5011-D-I	https://www.medten.com/product/2606	Replacement	Reusable	Nihon Kohden	ECG Trunk Cables	Accessories	Nihon Kohden ECG Trunk Cable	Reusable Nihon Kohden ECG Trunk Cable	Replacement: 5 lead"," 2.5m"," Din Safety"," IEC"," Reusable	Nihon Kohden ECG Trunk Cable"," 5 lead"," 2.5m"," Din Safety"," IEC"," Reusable	1	12				Ultrasound Foetal Transducer - comp w/ Bionet - Uterine Contractions		Ultrasound Foetal Transducer - comp w/ Bionet - UC	Bionet "
"6016937	ET-5016-D-I		ET-5016-D-I	https://www.medten.com/product/2612	Replacement	Reusable	Mindray	ECG Trunk Cables	Accessories	Mindray ECG Trunk Cable	Reusable Mindray ECG Trunk Cable	Replacement: 5 lead"," 2.5m"," Din Safety"," IEC"," Reusable	Mindray ECG Trunk Cable"," 5 lead"," 2.5m"," Din Safety"," IEC"," Reusable	1	12				Ultrasound Foetal Transducer - comp w/ Bionet - Uterine Contractions		Ultrasound Foetal Transducer - comp w/ Bionet - UC	Bionet "
"6016881	ET-5016-MR-I		ET-5016-MR-I	https://www.medten.com/product/2614	Replacement	Reusable	Mindray	ECG Trunk Cables	Accessories	Mindray ECG Trunk Cable 0010-30-43127	Reusable Mindray ECG Trunk Cable 0010-30-43127	Replacement: 5 lead"," 2.5m"," Mindray"," IEC	Mindray ECG Trunk Cable 0010-30-43127"," 5 lead"," 2.5m"," Mindray"," IEC	1	12				Ultrasound Foetal Transducer - comp w/ Bionet - Uterine Contractions		Ultrasound Foetal Transducer - comp w/ Bionet - UC	Bionet "
"6016941	ET-5018R-D-I		ET-5018R-D-I	https://www.medten.com/product/2618	Replacement	Reusable	Datex Ohmeda	ECG Trunk Cables	Accessories	Datascope ECG Trunk Cable	Reusable Datascope ECG Trunk Cable	Replacement: 5 lead"," 2.5m"," Din Safety"," With Resistance"," IEC"," Reusable	Datascope ECG Trunk Cable"," 5 lead"," 2.5m"," Din Safety"," With Resistance"," IEC"," Reusable	1	12				Ultrasound Foetal Transducer - comp w/ Bionet - Uterine Contractions		Ultrasound Foetal Transducer - comp w/ Bionet - UC	Bionet "
"6016889	ET-5018R-DT-I		ET-5018R-DT-I	https://www.medten.com/product/2620	Replacement	Reusable	Datascope	ECG Trunk Cables	Accessories	Datascope ECG Trunk Cable	Reusable Datascope ECG Trunk Cable	Replacement: 5 lead"," 2.5m"," Datascope"," With Resistance"," IEC"," Reusable	Datascope ECG Trunk Cable"," 5 lead"," 2.5m"," Datascope"," With Resistance"," IEC"," Reusable	1	12				Ultrasound Foetal Transducer - comp w/ Bionet - Uterine Contractions		Ultrasound Foetal Transducer - comp w/ Bionet - UC	Bionet "
"6016943	ET-5020R-D-I		ET-5020R-D-I	https://www.medten.com/product/2622	Replacement	Reusable	Welch Allyn	ECG Trunk Cables	Accessories	Welch Allyn ECG Trunk Cable	Reusable Welch Allyn ECG Trunk Cable	Replacement: 5 lead"," 2.5m"," Din Safety"," With Resistance"," IEC"," Reusable	Welch Allyn ECG Trunk Cable"," 5 lead"," 2.5m"," Din Safety"," With Resistance"," IEC"," Reusable	1	12				Ultrasound Foetal Transducer - comp w/ Bionet - Uterine Contractions		Ultrasound Foetal Transducer - comp w/ Bionet - UC	Bionet "
"6016947	ET-5021R-D-I		ET-5021R-D-I	https://www.medten.com/product/2628	Replacement	Reusable	Hellige	ECG Trunk Cables	Accessories	Hellige ECG Trunk Cable	Reusable Hellige ECG Trunk Cable	Replacement: 5 lead"," 2.5m"," Din Safety"," With Resistance"," IEC"," Reusable	Hellige ECG Trunk Cable"," 5 lead"," 2.5m"," Din Safety"," With Resistance"," IEC"," Reusable	1	12				Ultrasound Foetal Transducer - comp w/ Bionet - Uterine Contractions		Ultrasound Foetal Transducer - comp w/ Bionet - UC	Bionet "
"6016849	ET-5021R-DX-I		ET-5021R-DX-I	https://www.medten.com/product/2630	Replacement	Reusable	Hellige	ECG Trunk Cables	Accessories	Hellige ECG Trunk Cable	Reusable Hellige ECG Trunk Cable	Replacement: 5 lead"," 2.5m"," Datex 300 series"," With Resistance"," IEC"," Reusable	Hellige ECG Trunk Cable"," 5 lead"," 2.5m"," Datex 300 series"," With Resistance"," IEC"," Reusable	1	12				Ultrasound Foetal Transducer - comp w/ Bionet - Uterine Contractions		Ultrasound Foetal Transducer - comp w/ Bionet - UC	Bionet "
"6016833	ET-5025-MQ-I		ET-5025-MQ-I	https://www.medten.com/product/2632	Replacement	Reusable	Marquette	ECG Trunk Cables	Accessories	GE Healthcare ECG Trunk Cable	Reusable GE Healthcare ECG Trunk Cable	Replacement: 5 lead"," 2.5m"," Multi-Link"," IEC"," Reusable	GE Healthcare ECG Trunk Cable"," 5 lead"," 2.5m"," Multi-Link"," IEC"," Reusable	1	12				Ultrasound Foetal Transducer - comp w/ Bionet - Uterine Contractions		Ultrasound Foetal Transducer - comp w/ Bionet - UC	Bionet "
"6016949	ET-5026-D-I		ET-5026-D-I	https://www.medten.com/product/2634	Replacement	Reusable	Siemens	ECG Trunk Cables	Accessories	Siemens ECG Trunk Cable	Reusable Siemens ECG Trunk Cable	Replacement: 5 lead"," 2.5m"," Din Safety"," IEC"," Reusable	Siemens ECG Trunk Cable"," 5 lead"," 2.5m"," Din Safety"," IEC"," Reusable	1	12				Ultrasound Foetal Transducer - comp w/ Bionet - Uterine Contractions		Ultrasound Foetal Transducer - comp w/ Bionet - UC	Bionet "
"6016855	ET-5026-SM-I		ET-5026-SM-I	https://www.medten.com/product/2636	Replacement	Reusable	Siemens	ECG Trunk Cables	Accessories	Siemens ECG Trunk Cable	Reusable Siemens ECG Trunk Cable	Replacement: 5 lead"," 2.5m"," Siemens Dual-Pin"," IEC"," Reusable	Siemens ECG Trunk Cable"," 5 lead"," 2.5m"," Siemens Dual-Pin"," IEC"," Reusable	1	12				Ultrasound Foetal Transducer - comp w/ Bionet - Uterine Contractions		Ultrasound Foetal Transducer - comp w/ Bionet - UC	Bionet "
"6016857	ET-5028-SM-I		ET-5028-SM-I	https://www.medten.com/product/2638	Replacement	Reusable	Draeger	ECG Trunk Cables	Accessories	Draeger ECG Trunk Cable	Reusable Draeger ECG Trunk Cable	Replacement: 5 lead"," 2.5m"," Siemens Dual-Pin"," IEC"," Reusable	Draeger ECG Trunk Cable"," 5 lead"," 2.5m"," Siemens Dual-Pin"," IEC"," Reusable	1	12				Ultrasound Foetal Transducer - comp w/ Bionet - Uterine Contractions		Ultrasound Foetal Transducer - comp w/ Bionet - UC	Bionet "
"6016951	ET-5029R-D-I		ET-5029R-D-I	https://www.medten.com/product/2640	Replacement	Reusable	Kontron	ECG Trunk Cables	Accessories	Kontron ECG Trunk Cable	Reusable Kontron ECG Trunk Cable	Replacement: 5 lead"," 2.5m"," Din Safety"," With Resistance"," IEC"," Reusable	Kontron ECG Trunk Cable"," 5 lead"," 2.5m"," Din Safety"," With Resistance"," IEC"," Reusable	1	12				Ultrasound Foetal Transducer - comp w/ Bionet - Uterine Contractions		Ultrasound Foetal Transducer - comp w/ Bionet - UC	Bionet "
"6016953	ET-5031R-D-I		ET-5031R-D-I	https://www.medten.com/product/2642	Replacement	Reusable	Fukuda Denshi	ECG Trunk Cables	Accessories	Fukuda Denshi ECG Trunk Cable	Reusable Fukuda Denshi ECG Trunk Cable	Replacement: 5 lead"," 2.5m"," Din Safety"," IEC"," Reusable	Fukuda Denshi ECG Trunk Cable"," 5 lead"," 2.5m"," Din Safety"," IEC"," Reusable	1	12				Ultrasound Foetal Transducer - comp w/ Bionet - Uterine Contractions		Ultrasound Foetal Transducer - comp w/ Bionet - UC	Bionet "
"6016859	ET-5031R-SM-I		ET-5031R-SM-I	https://www.medten.com/product/2644	Replacement	Reusable	Fukuda Denshi	ECG Trunk Cables	Accessories	Fukuda Denshi ECG Trunk Cable	Reusable Fukuda Denshi ECG Trunk Cable	Replacement: 5 lead"," 2.5m"," Siemens Dual-Pin"," With Resistance"," IEC"," Reusable	Fukuda Denshi ECG Trunk Cable"," 5 lead"," 2.5m"," Siemens Dual-Pin"," With Resistance"," IEC"," Reusable	1	12				Ultrasound Foetal Transducer - comp w/ Bionet - Uterine Contractions		Ultrasound Foetal Transducer - comp w/ Bionet - UC	Bionet "
"6016955	ET-5032-D-I		ET-5032-D-I	https://www.medten.com/product/2646	Replacement	Reusable	Fukuda Denshi	ECG Trunk Cables	Accessories	Fukuda Denshi ECG Trunk Cable	Reusable Fukuda Denshi ECG Trunk Cable	Replacement: 5 lead"," 2.5m"," Din Safety"," IEC"," Reusable	Fukuda Denshi ECG Trunk Cable"," 5 lead"," 2.5m"," Din Safety"," IEC"," Reusable	1	12				Ultrasound Foetal Transducer - comp w/ Bionet - Uterine Contractions		Ultrasound Foetal Transducer - comp w/ Bionet - UC	Bionet "
"6016861	ET-5032-SM-I		ET-5032-SM-I	https://www.medten.com/product/2648	Replacement	Reusable	Fukuda Denshi	ECG Trunk Cables	Accessories	Fukuda Denshi ECG Trunk Cable	Reusable Fukuda Denshi ECG Trunk Cable	Replacement: 5 lead"," 2.5m"," Siemens Dual-Pin"," IEC"," Reusable	Fukuda Denshi ECG Trunk Cable"," 5 lead"," 2.5m"," Siemens Dual-Pin"," IEC"," Reusable	1	12				Ultrasound Foetal Transducer - comp w/ Bionet - Uterine Contractions		Ultrasound Foetal Transducer - comp w/ Bionet - UC	Bionet "
"6016957	ET-5033-D-I		ET-5033-D-I	https://www.medten.com/product/2650	Replacement	Reusable	MEK	ECG Trunk Cables	Accessories	MEK ECG Trunk Cable	Reusable MEK ECG Trunk Cable	Replacement: 5 lead"," 2.5m"," Din Safety"," IEC"," Reusable	MEK ECG Trunk Cable"," 5 lead"," 2.5m"," Din Safety"," IEC"," Reusable	1	12				Ultrasound Foetal Transducer - comp w/ Bionet - Uterine Contractions		Ultrasound Foetal Transducer - comp w/ Bionet - UC	Bionet "
"6016959	ET-5034-D-I		ET-5034-D-I	https://www.medten.com/product/2652	Replacement	Reusable	MEK	ECG Trunk Cables	Accessories	MEK ECG Trunk Cable	Reusable MEK ECG Trunk Cable	Replacement: 5 lead"," 2.5m"," Din Safety"," IEC"," Reusable	MEK ECG Trunk Cable"," 5 lead"," 2.5m"," Din Safety"," IEC"," Reusable	1	12				Ultrasound Foetal Transducer - comp w/ Bionet - Uterine Contractions		Ultrasound Foetal Transducer - comp w/ Bionet - UC	Bionet "
"6016891	ET-5035-CL-I		ET-5035-CL-I	https://www.medten.com/product/2654	Replacement	Reusable	Colin	ECG Trunk Cables	Accessories	Colin ECG Trunk Cable	Reusable Colin ECG Trunk Cable	Replacement: 5 lead"," 2.5m"," Colin"," IEC"," Reusable	Colin ECG Trunk Cable"," 5 lead"," 2.5m"," Colin"," IEC"," Reusable	1	12				Ultrasound Foetal Transducer - comp w/ Bionet - Uterine Contractions		Ultrasound Foetal Transducer - comp w/ Bionet - UC	Bionet "
"6016961	ET-5035-D-I		ET-5035-D-I	https://www.medten.com/product/2656	Replacement	Reusable	Colin	ECG Trunk Cables	Accessories	Colin ECG Trunk Cable	Reusable Colin ECG Trunk Cable	Replacement: 5 lead"," 2.5m"," Din Safety"," IEC"," Reusable	Colin ECG Trunk Cable"," 5 lead"," 2.5m"," Din Safety"," IEC"," Reusable	1	12				Ultrasound Foetal Transducer - comp w/ Bionet - Uterine Contractions		Ultrasound Foetal Transducer - comp w/ Bionet - UC	Bionet "
"6016893	ET-5036-CL-I		ET-5036-CL-I	https://www.medten.com/product/2658	Replacement	Reusable	Colin	ECG Trunk Cables	Accessories	Colin ECG Trunk Cable	Reusable Colin ECG Trunk Cable	Replacement: 5 lead"," 2.5m"," Colin"," IEC"," Reusable	Colin ECG Trunk Cable"," 5 lead"," 2.5m"," Colin"," IEC"," Reusable	1	12				Ultrasound Foetal Transducer - comp w/ Bionet - Uterine Contractions		Ultrasound Foetal Transducer - comp w/ Bionet - UC	Bionet "
"6016963	ET-5036-D-I		ET-5036-D-I	https://www.medten.com/product/2660	Replacement	Reusable	Colin	ECG Trunk Cables	Accessories	Colin ECG Trunk Cable	Reusable Colin ECG Trunk Cable	Replacement: 5 lead"," 2.5m"," Din Safety"," IEC"," Reusable	Colin ECG Trunk Cable"," 5 lead"," 2.5m"," Din Safety"," IEC"," Reusable	1	12				Ultrasound Foetal Transducer - comp w/ Bionet - Uterine Contractions		Ultrasound Foetal Transducer - comp w/ Bionet - UC	Bionet "
"6016965	ET-5042-D-I		ET-5042-D-I	https://www.medten.com/product/2662	Replacement	Reusable	Creative	ECG Trunk Cables	Accessories	Creative ECG Trunk Cable	Reusable Creative ECG Trunk Cable	Replacement: 5 lead"," 2.5m"," Din Safety"," IEC"," Reusable	Creative ECG Trunk Cable"," 5 lead"," 2.5m"," Din Safety"," IEC"," Reusable	1	12				Ultrasound Foetal Transducer - comp w/ Bionet - Uterine Contractions		Ultrasound Foetal Transducer - comp w/ Bionet - UC	Bionet "
"6016967	ET-5043-D-I		ET-5043-D-I	https://www.medten.com/product/2664	Replacement	Reusable	M&B	ECG Trunk Cables	Accessories	M&B ECG Trunk Cable	Reusable M&B ECG Trunk Cable	Replacement: 5 lead"," 2.5m"," Din Safety"," IEC"," Reusable	M&B ECG Trunk Cable"," 5 lead"," 2.5m"," Din Safety"," IEC"," Reusable	1	12				Ultrasound Foetal Transducer - comp w/ Bionet - Uterine Contractions		Ultrasound Foetal Transducer - comp w/ Bionet - UC	Bionet "
"6016903	ET-5044R-BN-I		ET-5044R-BN-I	https://www.medten.com/product/2666	Replacement	Reusable	Bionet	ECG Trunk Cables	Accessories	Bionet ECG Trunk Cable	Reusable Bionet ECG Trunk Cable	Replacement: 5 lead"," 2.5m"," Bionet"," With Resistance"," IEC"," Reusable	Bionet ECG Trunk Cable"," 5 lead"," 2.5m"," Bionet"," With Resistance"," IEC"," Reusable	1	12				Ultrasound Foetal Transducer - comp w/ Bionet - Uterine Contractions		Ultrasound Foetal Transducer - comp w/ Bionet - UC	Bionet "
"6016969	ET-5044R-D-I		ET-5044R-D-I	https://www.medten.com/product/2668	Replacement	Reusable	Bionet	ECG Trunk Cables	Accessories	Bionet ECG Trunk Cable	Reusable Bionet ECG Trunk Cable	Replacement: 5 lead"," 2.5m"," Din Safety"," With Resistance"," IEC"," Reusable	Bionet ECG Trunk Cable"," 5 lead"," 2.5m"," Din Safety"," With Resistance"," IEC"," Reusable	1	12				Ultrasound Foetal Transducer - comp w/ Bionet - Uterine Contractions		Ultrasound Foetal Transducer - comp w/ Bionet - UC	Bionet "
"6017386	EL-MQS5-90G-I		EL-MQS5-90G-I	https://www.medten.com/product/2672	Replacement	Reusable	Marquette	ECG Leadwires	Accessories	Marquette ECG Leadwire 414556-003	Reusable Marquette ECG Leadwire 414556-003	Replacement: 5 lead"," Multi-Link"," Grabber"," 0.9m "," IEC"," Reusable	Marquette ECG Leadwire 414556-003"," 5 lead"," Multi-Link"," Grabber"," 0.9m "," IEC"," Reusable	1	6				Ultrasound Foetal Transducer - comp w/ Bionet - Uterine Contractions		Ultrasound Foetal Transducer - comp w/ Bionet - UC	Bionet "
"6017388	EL-MQS5-90S-I		EL-MQS5-90S-I	https://www.medten.com/product/2675	Replacement	Reusable	Marquette	ECG Leadwires	Accessories	GE Healthcare ECG Leadwire 411200-003	Reusable GE Healthcare ECG Leadwire 411200-003	Replacement: 5 lead"," Multi-Link"," Snap"," 0.9m "," IEC"," Reusable	GE Healthcare ECG Leadwire 411200-003"," 5 lead"," Multi-Link"," Snap"," 0.9m "," IEC"," Reusable	1	6				Ultrasound Foetal Transducer - comp w/ Bionet - Uterine Contractions		Ultrasound Foetal Transducer - comp w/ Bionet - UC	Bionet "
"6017222	EL-MRB3-90S-I		EL-MRB3-90S-I	https://www.medten.com/product/2676	Replacement	Reusable	Mindray	ECG Leadwires	Accessories	Mindray ECG Leadwire	Reusable Mindray ECG Leadwire	Replacement: 3 lead"," Mindray"," Snap"," 0.9m "," IEC"," Reusable	Mindray ECG Leadwire"," 3 lead"," Mindray"," Snap"," 0.9m "," IEC"," Reusable	1	6				Ultrasound Foetal Transducer - comp w/ Bionet - Uterine Contractions		Ultrasound Foetal Transducer - comp w/ Bionet - UC	Bionet "
"6017228	EL-MRBS3-90G-I		EL-MRBS3-90G-I	https://www.medten.com/product/2678	Replacement	Reusable	Mindray	ECG Leadwires	Accessories	Mindray ECG Leadwire	Reusable Mindray ECG Leadwire	Replacement: 3 lead"," Mindray"," Grabber"," 0.9m "," IEC"," Reusable	Mindray ECG Leadwire"," 3 lead"," Mindray"," Grabber"," 0.9m "," IEC"," Reusable	1	6				Ultrasound Foetal Transducer - comp w/ Bionet - Uterine Contractions		Ultrasound Foetal Transducer - comp w/ Bionet - UC	Bionet "
"6017230	EL-MRBS3-90S-I		EL-MRBS3-90S-I	https://www.medten.com/product/2680	Replacement	Reusable	Mindray	ECG Leadwires	Accessories	Mindray ECG Leadwire	Reusable Mindray ECG Leadwire	Replacement: 3 lead"," Mindray"," Snap"," 0.9m "," IEC"," Reusable	Mindray ECG Leadwire"," 3 lead"," Mindray"," Snap"," 0.9m "," IEC"," Reusable	1	6				Ultrasound Foetal Transducer - comp w/ Bionet - Uterine Contractions		Ultrasound Foetal Transducer - comp w/ Bionet - UC	Bionet "
"6017224	EL-MRS3-90G-I		EL-MRS3-90G-I	https://www.medten.com/product/2682	Replacement	Reusable	Mindray	ECG Leadwires	Accessories	Mindray ECG Leadwire	Reusable Mindray ECG Leadwire	Replacement: 3 lead"," Mindray"," Grabber"," 0.9m "," IEC"," Reusable	Mindray ECG Leadwire"," 3 lead"," Mindray"," Grabber"," 0.9m "," IEC"," Reusable	1	6				Ultrasound Foetal Transducer - comp w/ Bionet - Uterine Contractions		Ultrasound Foetal Transducer - comp w/ Bionet - UC	Bionet "
"6017226	EL-MRS3-90S-I		EL-MRS3-90S-I	https://www.medten.com/product/2684	Replacement	Reusable	Mindray	ECG Leadwires	Accessories	Mindray ECG Leadwire	Reusable Mindray ECG Leadwire	Replacement: 3 lead"," Mindray"," Snap"," 0.9m "," IEC"," Reusable	Mindray ECG Leadwire"," 3 lead"," Mindray"," Snap"," 0.9m "," IEC"," Reusable	1	6				Ultrasound Foetal Transducer - comp w/ Bionet - Uterine Contractions		Ultrasound Foetal Transducer - comp w/ Bionet - UC	Bionet "
"6017434	EL-MRS5-90G-I		EL-MRS5-90G-I	https://www.medten.com/product/2685	Replacement	Reusable	Mindray	ECG Leadwires	Accessories	Mindray ECG Leadwire	Reusable Mindray ECG Leadwire	Replacement: 5 lead"," Mindray"," Grabber"," 0.9m "," IEC"," Reusable	Mindray ECG Leadwire"," 5 lead"," Mindray"," Grabber"," 0.9m "," IEC"," Reusable	1	6				Ultrasound Foetal Transducer - comp w/ Bionet - Uterine Contractions		Ultrasound Foetal Transducer - comp w/ Bionet - UC	Bionet "
"6017436	EL-MRS5-90S-I		EL-MRS5-90S-I	https://www.medten.com/product/2687	Replacement	Reusable	Mindray	ECG Leadwires	Accessories	Mindray ECG Leadwire	Reusable Mindray ECG Leadwire	Replacement: 5 lead"," Mindray"," Snap"," 0.9m "," IEC"," Reusable	Mindray ECG Leadwire"," 5 lead"," Mindray"," Snap"," 0.9m "," IEC"," Reusable	1	6				Ultrasound Foetal Transducer - comp w/ Bionet - Uterine Contractions		Ultrasound Foetal Transducer - comp w/ Bionet - UC	Bionet "
"6017200	EL-NKA3-90G-I		EL-NKA3-90G-I	https://www.medten.com/product/2688	Replacement	Reusable	Nihon Kohden	ECG Leadwires	Accessories	Nihon Kohden ECG Leadwire BR-018P	Reusable Nihon Kohden ECG Leadwire BR-018P	Replacement: 3 lead"," Nihon Kohden"," Grabber"," 0.9m "," IEC"," Reusable	Nihon Kohden ECG Leadwire BR-018P"," 3 lead"," Nihon Kohden"," Grabber"," 0.9m "," IEC"," Reusable	1	6				Ultrasound Foetal Transducer - comp w/ Bionet - Uterine Contractions		Ultrasound Foetal Transducer - comp w/ Bionet - UC	Bionet "
"6017170	EL-PH3-90S-I		EL-PH3-90S-I	https://www.medten.com/product/2692	Replacement	Reusable	Philips	ECG Leadwires	Accessories	Philips ECG Leadwire M1674A	Reusable Philips ECG Leadwire M1674A	Replacement: 3 lead"," IntelliVue"," Snap"," 0.9m "," IEC"," Reusable	Philips ECG Leadwire M1674A"," 3 lead"," IntelliVue"," Snap"," 0.9m "," IEC"," Reusable	1	6				Ultrasound Foetal Transducer - comp w/ Bionet - Uterine Contractions		Ultrasound Foetal Transducer - comp w/ Bionet - UC	Bionet "
"6017208	EL-SL3-90G-I		EL-SL3-90G-I	https://www.medten.com/product/2695	Replacement	Reusable	Spacelabs	ECG Leadwires	Accessories	Spacelabs ECG Leadwire 700-0006-03	Reusable Spacelabs ECG Leadwire 700-0006-03	Replacement: 3 lead"," TruLink"," Grabber"," 0.9m "," IEC"," Reusable	Spacelabs ECG Leadwire 700-0006-03"," 3 lead"," TruLink"," Grabber"," 0.9m "," IEC"," Reusable	1	6				Ultrasound Foetal Transducer - comp w/ Bionet - Uterine Contractions		Ultrasound Foetal Transducer - comp w/ Bionet - UC	Bionet "
"6017210	EL-SL3-90S-I		EL-SL3-90S-I	https://www.medten.com/product/2697	Replacement	Reusable	Spacelabs	ECG Leadwires	Accessories	Spacelabs ECG Leadwire 700-0007-01	Reusable Spacelabs ECG Leadwire 700-0007-01	Replacement: 3 lead"," TruLink"," Snap"," 0.9m "," IEC"," Reusable	Spacelabs ECG Leadwire 700-0007-01"," 3 lead"," TruLink"," Snap"," 0.9m "," IEC"," Reusable	1	6				Ultrasound Foetal Transducer - comp w/ Bionet - Uterine Contractions		Ultrasound Foetal Transducer - comp w/ Bionet - UC	Bionet "
"6017424	EL-SL5-90S-I		EL-SL5-90S-I	https://www.medten.com/product/2700	Replacement	Reusable	Spacelabs	ECG Leadwires	Accessories	Spacelabs ECG Leadwire 700-0007-09	Reusable Spacelabs ECG Leadwire 700-0007-09	Replacement: 5 lead"," TruLink"," Snap"," 0.9m "," IEC"," Reusable	Spacelabs ECG Leadwire 700-0007-09"," 5 lead"," TruLink"," Snap"," 0.9m "," IEC"," Reusable	1	6				Ultrasound Foetal Transducer - comp w/ Bionet - Uterine Contractions		Ultrasound Foetal Transducer - comp w/ Bionet - UC	Bionet "
"6017214	EL-SLS3-90S-I		EL-SLS3-90S-I	https://www.medten.com/product/2701	Replacement	Reusable	Spacelabs	ECG Leadwires	Accessories	Spacelabs ECG Leadwire 700-0007-01	Reusable Spacelabs ECG Leadwire 700-0007-01	Replacement: 3 lead"," TruLink"," Snap"," 0.9m "," IEC"," Reusable	Spacelabs ECG Leadwire 700-0007-01"," 3 lead"," TruLink"," Snap"," 0.9m "," IEC"," Reusable	1	6				Ultrasound Foetal Transducer - comp w/ Bionet - Uterine Contractions		Ultrasound Foetal Transducer - comp w/ Bionet - UC	Bionet "
"6017342	EL-SLS4-90G-I		EL-SLS4-90G-I	https://www.medten.com/product/2703	Replacement	Reusable	Spacelabs	ECG Leadwires	Accessories	Spacelabs ECG Leadwire	Reusable Spacelabs ECG Leadwire	Replacement: 4 lead"," TruLink"," Grabber"," 0.9m "," IEC"," Reusable	Spacelabs ECG Leadwire"," 4 lead"," TruLink"," Grabber"," 0.9m "," IEC"," Reusable	1	6				Ultrasound Foetal Transducer - comp w/ Bionet - Uterine Contractions		Ultrasound Foetal Transducer - comp w/ Bionet - UC	Bionet "
"6017344	EL-SLS4-90S-I		EL-SLS4-90S-I	https://www.medten.com/product/2705	Replacement	Reusable	Spacelabs	ECG Leadwires	Accessories	Spacelabs ECG Leadwire	Reusable Spacelabs ECG Leadwire	Replacement: 4 lead"," TruLink"," Snap"," 0.9m "," IEC"," Reusable	Spacelabs ECG Leadwire"," 4 lead"," TruLink"," Snap"," 0.9m "," IEC"," Reusable	1	6				Ultrasound Foetal Transducer - comp w/ Bionet - Uterine Contractions		Ultrasound Foetal Transducer - comp w/ Bionet - UC	Bionet "
"6017426	EL-SLS5-90G-I		EL-SLS5-90G-I	https://www.medten.com/product/2706	Replacement	Reusable	Spacelabs	ECG Leadwires	Accessories	Spacelabs ECG Leadwire 700-0006-09	Reusable Spacelabs ECG Leadwire 700-0006-09	Replacement: 5 lead"," TruLink"," Grabber"," 0.9m "," IEC"," Reusable	Spacelabs ECG Leadwire 700-0006-09"," 5 lead"," TruLink"," Grabber"," 0.9m "," IEC"," Reusable	1	6				Ultrasound Foetal Transducer - comp w/ Bionet - Uterine Contractions		Ultrasound Foetal Transducer - comp w/ Bionet - UC	Bionet "
"6017184	EL-SM3-90G-I		EL-SM3-90G-I	https://www.medten.com/product/2708	Replacement	Reusable	Siemens	ECG Leadwires	Accessories	Siemens ECG Leadwire	Reusable Siemens ECG Leadwire	Replacement: 3 lead"," Siemens Dual-Pin"," Grabber"," 0.9m "," IEC"," Reusable	Siemens ECG Leadwire"," 3 lead"," Siemens Dual-Pin"," Grabber"," 0.9m "," IEC"," Reusable	1	6				Ultrasound Foetal Transducer - comp w/ Bionet - Uterine Contractions		Ultrasound Foetal Transducer - comp w/ Bionet - UC	Bionet "
"6017186	EL-SM3-90S-I		EL-SM3-90S-I	https://www.medten.com/product/2710	Replacement	Reusable	Siemens	ECG Leadwires	Accessories	Siemens ECG Leadwire	Reusable Siemens ECG Leadwire	Replacement: 3 lead"," Siemens Dual-Pin"," Snap"," 0.9m "," IEC"," Reusable	Siemens ECG Leadwire"," 3 lead"," Siemens Dual-Pin"," Snap"," 0.9m "," IEC"," Reusable	1	6				Ultrasound Foetal Transducer - comp w/ Bionet - Uterine Contractions		Ultrasound Foetal Transducer - comp w/ Bionet - UC	Bionet "
"6017402	EL-SM5-90G-I		EL-SM5-90G-I	https://www.medten.com/product/2712	Replacement	Reusable	Siemens	ECG Leadwires	Accessories	Siemens ECG Leadwire MP03413	Reusable Siemens ECG Leadwire MP03413	Replacement: 5 lead"," Siemens Dual-Pin"," Grabber"," 0.9m "," IEC"," Reusable	Siemens ECG Leadwire MP03413"," 5 lead"," Siemens Dual-Pin"," Grabber"," 0.9m "," IEC"," Reusable	1	6				Ultrasound Foetal Transducer - comp w/ Bionet - Uterine Contractions		Ultrasound Foetal Transducer - comp w/ Bionet - UC	Bionet "
"6017404	EL-SM5-90S-I		EL-SM5-90S-I	https://www.medten.com/product/2714	Replacement	Reusable	Siemens	ECG Leadwires	Accessories	Siemens ECG Leadwire MS16161	Reusable Siemens ECG Leadwire MS16161	Replacement: 5 lead"," Siemens Dual-Pin"," Snap"," 0.9m "," IEC"," Reusable	Siemens ECG Leadwire MS16161"," 5 lead"," Siemens Dual-Pin"," Snap"," 0.9m "," IEC"," Reusable	1	6				Ultrasound Foetal Transducer - comp w/ Bionet - Uterine Contractions		Ultrasound Foetal Transducer - comp w/ Bionet - UC	Bionet "
"6017188	EL-SMB3-90G-I		EL-SMB3-90G-I	https://www.medten.com/product/2716	Replacement	Reusable	Siemens	ECG Leadwires	Accessories	Siemens/Draeger ECG Leadwire MP03411	Reusable Siemens/Draeger ECG Leadwire MP03411	Replacement: 3 lead"," Siemens Dual-Pin"," Grabber"," 0.9m "," IEC	Siemens/Draeger ECG Leadwire MP03411"," 3 lead"," Siemens Dual-Pin"," Grabber"," 0.9m "," IEC	1	6				Ultrasound Foetal Transducer - comp w/ Bionet - Uterine Contractions		Ultrasound Foetal Transducer - comp w/ Bionet - UC	Bionet "
"6017190	EL-SMB3-90S-I		EL-SMB3-90S-I	https://www.medten.com/product/2718	Replacement	Reusable	Siemens	ECG Leadwires	Accessories	Siemens ECG Leadwire MS16160	Reusable Siemens ECG Leadwire MS16160	Replacement: 3 lead"," Siemens Dual-Pin"," Snap"," 0.9m "," IEC"," Reusable	Siemens ECG Leadwire MS16160"," 3 lead"," Siemens Dual-Pin"," Snap"," 0.9m "," IEC"," Reusable	1	6				Ultrasound Foetal Transducer - comp w/ Bionet - Uterine Contractions		Ultrasound Foetal Transducer - comp w/ Bionet - UC	Bionet "
"6017196	EL-SMBS3-90G-I		EL-SMBS3-90G-I	https://www.medten.com/product/2720	Replacement	Reusable	Siemens	ECG Leadwires	Accessories	Siemens ECG Leadwire	Reusable Siemens ECG Leadwire	Replacement: 3 lead"," Molded Din-Style"," Grabber"," 0.9m "," Reusable	Siemens ECG Leadwire"," 3 lead"," Molded Din-Style"," Grabber"," 0.9m "," Reusable	1	6				Ultrasound Foetal Transducer - comp w/ Bionet - Uterine Contractions		Ultrasound Foetal Transducer - comp w/ Bionet - UC	Bionet "
"6017198	EL-SMBS3-90S-I		EL-SMBS3-90S-I	https://www.medten.com/product/2723	Replacement	Reusable	Siemens	ECG Leadwires	Accessories	Siemens ECG Leadwire	Reusable Siemens ECG Leadwire	Replacement: 3 lead"," Molded Din-Style"," Snap"," 0.9m "," IEC"," Reusable	Siemens ECG Leadwire"," 3 lead"," Molded Din-Style"," Snap"," 0.9m "," IEC"," Reusable	1	6				Ultrasound Foetal Transducer - comp w/ Bionet - Uterine Contractions		Ultrasound Foetal Transducer - comp w/ Bionet - UC	Bionet "
"6017474	EL-SMCT5-90G-I		EL-SMCT5-90G-I	https://www.medten.com/product/2725	Replacement	Reusable	Siemens	ECG Leadwires	Accessories	Siemens ECG Leadwire	Reusable Siemens ECG Leadwire	Replacement: 5 lead"," Siemens CT"," Grabber"," 0.9m "," IEC"," Reusable	Siemens ECG Leadwire"," 5 lead"," Siemens CT"," Grabber"," 0.9m "," IEC"," Reusable	1	6				Ultrasound Foetal Transducer - comp w/ Bionet - Uterine Contractions		Ultrasound Foetal Transducer - comp w/ Bionet - UC	Bionet "
"6017905	EKC10R-HL-G-I		EKC10R-HL-G-I	https://www.medten.com/product/2727	Replacement	Reusable	Hellige	One-Piece ECG Cables	Accessories	Hellige One-Piece ECG Cable	Reusable Hellige One-Piece ECG Cable	Replacement: 10 lead"," Grabber"," 2.2m+mixed 0.9m/1.3m"," With Resistance"," IEC"," Reusable	Hellige One-Piece ECG Cable"," 10 lead"," Grabber"," 2.2m+mixed 0.9m/1.3m"," With Resistance"," IEC"," Reusable	1	12				Ultrasound Foetal Transducer - comp w/ Bionet - Uterine Contractions		Ultrasound Foetal Transducer - comp w/ Bionet - UC	Bionet "
"6017476	EL-SMCT5-90S-I		EL-SMCT5-90S-I	https://www.medten.com/product/2728	Replacement	Reusable	Siemens	ECG Leadwires	Accessories	Siemens ECG Leadwire	Reusable Siemens ECG Leadwire	Replacement: 5 lead"," Siemens CT"," Snap"," 0.9m "," IEC"," Reusable	Siemens ECG Leadwire"," 5 lead"," Siemens CT"," Snap"," 0.9m "," IEC"," Reusable	1	6				Ultrasound Foetal Transducer - comp w/ Bionet - Uterine Contractions		Ultrasound Foetal Transducer - comp w/ Bionet - UC	Bionet "
"6017478	EL-SMCTV5-90G-I		EL-SMCTV5-90G-I	https://www.medten.com/product/2730	Replacement	Reusable	Siemens	ECG Leadwires	Accessories	Siemens ECG Leadwire	Reusable Siemens ECG Leadwire	Replacement: 5 lead"," Siemens CT"," Grabber"," 0.9m "," IEC"," Chest lead"," Reusable	Siemens ECG Leadwire"," 5 lead"," Siemens CT"," Grabber"," 0.9m "," IEC"," Chest lead"," Reusable	1	6				Ultrasound Foetal Transducer - comp w/ Bionet - Uterine Contractions		Ultrasound Foetal Transducer - comp w/ Bionet - UC	Bionet "
"6017480	EL-SMCTV5-90S-I		EL-SMCTV5-90S-I	https://www.medten.com/product/2732	Replacement	Reusable	Siemens	ECG Leadwires	Accessories	Siemens ECG Leadwire	Reusable Siemens ECG Leadwire	Replacement: 5 lead"," Siemens CT"," Snap"," 0.9m "," IEC"," Chest lead"," Reusable	Siemens ECG Leadwire"," 5 lead"," Siemens CT"," Snap"," 0.9m "," IEC"," Chest lead"," Reusable	1	6				Ultrasound Foetal Transducer - comp w/ Bionet - Uterine Contractions		Ultrasound Foetal Transducer - comp w/ Bionet - UC	Bionet "
"6017192	EL-SMS3-90G-I		EL-SMS3-90G-I	https://www.medten.com/product/2734	Replacement	Reusable	Siemens	ECG Leadwires	Accessories	Siemens ECG Leadwire	Reusable Siemens ECG Leadwire	Replacement: 3 lead"," Molded Din-Style"," Grabber"," 0.9m "," IEC"," Reusable	Siemens ECG Leadwire"," 3 lead"," Molded Din-Style"," Grabber"," 0.9m "," IEC"," Reusable	1	6				Ultrasound Foetal Transducer - comp w/ Bionet - Uterine Contractions		Ultrasound Foetal Transducer - comp w/ Bionet - UC	Bionet "
"6017194	EL-SMS3-90S-I		EL-SMS3-90S-I	https://www.medten.com/product/2736	Replacement	Reusable	Siemens	ECG Leadwires	Accessories	Siemens ECG Leadwire	Reusable Siemens ECG Leadwire	Replacement: 3 lead"," Molded Din-Style"," Snap"," 0.9m "," IEC"," Reusable	Siemens ECG Leadwire"," 3 lead"," Molded Din-Style"," Snap"," 0.9m "," IEC"," Reusable	1	6				Ultrasound Foetal Transducer - comp w/ Bionet - Uterine Contractions		Ultrasound Foetal Transducer - comp w/ Bionet - UC	Bionet "
"6017410	EL-SMS5-90G-I		EL-SMS5-90G-I	https://www.medten.com/product/2738	Replacement	Reusable	Siemens	ECG Leadwires	Accessories	Siemens ECG Leadwire	Reusable Siemens ECG Leadwire	Replacement: 5 lead"," Molded Din-Style"," Grabber"," 0.9m "," IEC"," Reusable	Siemens ECG Leadwire"," 5 lead"," Molded Din-Style"," Grabber"," 0.9m "," IEC"," Reusable	1	6				Ultrasound Foetal Transducer - comp w/ Bionet - Uterine Contractions		Ultrasound Foetal Transducer - comp w/ Bionet - UC	Bionet "
"6017412	EL-SMS5-90S-I		EL-SMS5-90S-I	https://www.medten.com/product/2740	Replacement	Reusable	Siemens	ECG Leadwires	Accessories	Siemens ECG Leadwire	Reusable Siemens ECG Leadwire	Replacement: 5 lead"," Molded Din-Style"," Snap"," 0.9m "," IEC"," Reusable	Siemens ECG Leadwire"," 5 lead"," Molded Din-Style"," Snap"," 0.9m "," IEC"," Reusable	1	6				Ultrasound Foetal Transducer - comp w/ Bionet - Uterine Contractions		Ultrasound Foetal Transducer - comp w/ Bionet - UC	Bionet "
"6017292	EL-TAF3-90G-I		EL-TAF3-90G-I	https://www.medten.com/product/2746	Replacement	Reusable	GE Healthcare	ECG Leadwires	Accessories	GE Healthcare ECG Leadwire	Reusable GE Healthcare ECG Leadwire	Replacement: 3 lead"," Grabber"," 0.9m "," IEC"," Reusable	GE Healthcare ECG Leadwire"," 3 lead"," Grabber"," 0.9m "," IEC"," Reusable	1	6				Ultrasound Foetal Transducer - comp w/ Bionet - Uterine Contractions		Ultrasound Foetal Transducer - comp w/ Bionet - UC	Bionet "
"6017294	EL-TAF3-90S-I		EL-TAF3-90S-I	https://www.medten.com/product/2748	Replacement	Reusable	GE Healthcare	ECG Leadwires	Accessories	GE Healthcare ECG Leadwire	Reusable GE Healthcare ECG Leadwire	Replacement: 3 lead"," Snap"," 0.9m "," IEC"," Reusable	GE Healthcare ECG Leadwire"," 3 lead"," Snap"," 0.9m "," IEC"," Reusable	1	6				Ultrasound Foetal Transducer - comp w/ Bionet - Uterine Contractions		Ultrasound Foetal Transducer - comp w/ Bionet - UC	Bionet "
"6017502	EL-TAF5-90G-I		EL-TAF5-90G-I	https://www.medten.com/product/2750	Replacement	Reusable	GE Healthcare	ECG Leadwires	Accessories	GE Healthcare ECG Leadwire	Reusable GE Healthcare ECG Leadwire	Replacement: 5 lead"," Grabber"," 0.9m "," IEC"," Reusable	GE Healthcare ECG Leadwire"," 5 lead"," Grabber"," 0.9m "," IEC"," Reusable	1	6				Ultrasound Foetal Transducer - comp w/ Bionet - Uterine Contractions		Ultrasound Foetal Transducer - comp w/ Bionet - UC	Bionet "
"6017504	EL-TAF5-90S-I		EL-TAF5-90S-I	https://www.medten.com/product/2752	Replacement	Reusable	GE Healthcare	ECG Leadwires	Accessories	GE Healthcare ECG Leadwire	Reusable GE Healthcare ECG Leadwire	Replacement: 5 lead"," Snap"," 0.9m "," IEC"," Reusable	GE Healthcare ECG Leadwire"," 5 lead"," Snap"," 0.9m "," IEC"," Reusable	1	6				Ultrasound Foetal Transducer - comp w/ Bionet - Uterine Contractions		Ultrasound Foetal Transducer - comp w/ Bionet - UC	Bionet "
"6017650	EL-TAF6-90G-I		EL-TAF6-90G-I	https://www.medten.com/product/2753	Replacement	Reusable	GE Healthcare	ECG Leadwires	Accessories	GE Healthcare ECG Leadwire	Reusable GE Healthcare ECG Leadwire	Replacement: 6 lead"," Grabber"," 0.9m "," IEC"," Reusable	GE Healthcare ECG Leadwire"," 6 lead"," Grabber"," 0.9m "," IEC"," Reusable	1	6				Ultrasound Foetal Transducer - comp w/ Bionet - Uterine Contractions		Ultrasound Foetal Transducer - comp w/ Bionet - UC	Bionet "
"6017652	EL-TAF6-90S-I		EL-TAF6-90S-I	https://www.medten.com/product/2755	Replacement	Reusable	GE Healthcare	ECG Leadwires	Accessories	GE Healthcare ECG Leadwire	Reusable GE Healthcare ECG Leadwire	Replacement: 6 lead"," Snap"," 0.9m "," IEC"," Reusable	GE Healthcare ECG Leadwire"," 6 lead"," Snap"," 0.9m "," IEC"," Reusable	1	6				Ultrasound Foetal Transducer - comp w/ Bionet - Uterine Contractions		Ultrasound Foetal Transducer - comp w/ Bionet - UC	Bionet "
"6017296	EL-TEL3-90G-I		EL-TEL3-90G-I	https://www.medten.com/product/2757	Replacement	Reusable	Mindray	ECG Leadwires	Accessories	Mindray ECG Leadwire	Reusable Mindray ECG Leadwire	Replacement: 3 lead"," Grabber"," 0.9m "," IEC"," Reusable	Mindray ECG Leadwire"," 3 lead"," Grabber"," 0.9m "," IEC"," Reusable	1	6				Ultrasound Foetal Transducer - comp w/ Bionet - Uterine Contractions		Ultrasound Foetal Transducer - comp w/ Bionet - UC	Bionet "
"6017298	EL-TEL3-90S-I		EL-TEL3-90S-I	https://www.medten.com/product/2759	Replacement	Reusable	Mindray	ECG Leadwires	Accessories	Mindray ECG Leadwire	Reusable Mindray ECG Leadwire	Replacement: 3 lead"," Snap"," 0.9m "," IEC"," Reusable	Mindray ECG Leadwire"," 3 lead"," Snap"," 0.9m "," IEC"," Reusable	1	6				Ultrasound Foetal Transducer - comp w/ Bionet - Uterine Contractions		Ultrasound Foetal Transducer - comp w/ Bionet - UC	Bionet "
"6017506	EL-TEL5-90G-I		EL-TEL5-90G-I	https://www.medten.com/product/2761	Replacement	Reusable	Mindray	ECG Leadwires	Accessories	Mindray ECG Leadwire	Reusable Mindray ECG Leadwire	Replacement: 5 lead"," Grabber"," 0.9m "," IEC"," Reusable	Mindray ECG Leadwire"," 5 lead"," Grabber"," 0.9m "," IEC"," Reusable	1	6				Ultrasound Foetal Transducer - comp w/ Bionet - Uterine Contractions		Ultrasound Foetal Transducer - comp w/ Bionet - UC	Bionet "
"6017508	EL-TEL5-90S-I		EL-TEL5-90S-I	https://www.medten.com/product/2763	Replacement	Reusable	Mindray	ECG Leadwires	Accessories	Mindray ECG Leadwire	Reusable Mindray ECG Leadwire	Replacement: 5 lead"," Snap"," 0.9m "," IEC"," Reusable	Mindray ECG Leadwire"," 5 lead"," Snap"," 0.9m "," IEC"," Reusable	1	6				Ultrasound Foetal Transducer - comp w/ Bionet - Uterine Contractions		Ultrasound Foetal Transducer - comp w/ Bionet - UC	Bionet "
"6017300	EL-THL3-90G-I		EL-THL3-90G-I	https://www.medten.com/product/2765	Replacement	Reusable	H&L Medical	ECG Leadwires	Accessories	H&L Medical ECG Leadwire	Reusable H&L Medical ECG Leadwire	Replacement: 3 lead"," Grabber"," 0.9m "," IEC"," Reusable	H&L Medical ECG Leadwire"," 3 lead"," Grabber"," 0.9m "," IEC"," Reusable	1	6				Ultrasound Foetal Transducer - comp w/ Bionet - Uterine Contractions		Ultrasound Foetal Transducer - comp w/ Bionet - UC	Bionet "
"6017302	EL-THL3-90S-I		EL-THL3-90S-I	https://www.medten.com/product/2767	Replacement	Reusable	H&L Medical	ECG Leadwires	Accessories	H&L Medical ECG Leadwire	Reusable H&L Medical ECG Leadwire	Replacement: 3 lead"," Snap"," 0.9m "," IEC"," Reusable	H&L Medical ECG Leadwire"," 3 lead"," Snap"," 0.9m "," IEC"," Reusable	1	6				Ultrasound Foetal Transducer - comp w/ Bionet - Uterine Contractions		Ultrasound Foetal Transducer - comp w/ Bionet - UC	Bionet "
"6017282	EL-TMX3PH-90S-I		EL-TMX3PH-90S-I	https://www.medten.com/product/2772	Replacement	Reusable	Philips	ECG Leadwires	Accessories	Philips ECG Leadwire	Reusable Philips ECG Leadwire	Replacement: 3 lead"," With Philips SpO2"," Snap"," 0.9m "," IEC"," Reusable	Philips ECG Leadwire"," 3 lead"," With Philips SpO2"," Snap"," 0.9m "," IEC"," Reusable	1	6				Ultrasound Foetal Transducer - comp w/ Bionet - Uterine Contractions		Ultrasound Foetal Transducer - comp w/ Bionet - UC	Bionet "
"6017492	EL-TMX5-90S-I		EL-TMX5-90S-I	https://www.medten.com/product/2773	Replacement	Reusable	Philips	ECG Leadwires	Accessories	Philips ECG Leadwire	Reusable Philips ECG Leadwire	Replacement: 5 lead"," Snap"," 0.9m "," IEC"," Reusable	Philips ECG Leadwire"," 5 lead"," Snap"," 0.9m "," IEC"," Reusable	1	6				Ultrasound Foetal Transducer - comp w/ Bionet - Uterine Contractions		Ultrasound Foetal Transducer - comp w/ Bionet - UC	Bionet "
"6018104	EKC10R-HL-N-I		EKC10R-HL-N-I	https://www.medten.com/product/2777	Replacement	Reusable	Hellige	One-Piece ECG Cables	Accessories	Hellige One-Piece ECG Cable	Reusable Hellige One-Piece ECG Cable	Replacement: 10 lead"," 3mm needle"," 2.2m+mixed 0.9m/1.3m"," With Resistance"," IEC"," Reusable	Hellige One-Piece ECG Cable"," 10 lead"," 3mm needle"," 2.2m+mixed 0.9m/1.3m"," With Resistance"," IEC"," Reusable	1	12				Ultrasound Foetal Transducer - comp w/ Bionet - Uterine Contractions		Ultrasound Foetal Transducer - comp w/ Bionet - UC	Bionet "
"6017972	EKC10R-HL-S-I		EKC10R-HL-S-I	https://www.medten.com/product/2779	Replacement	Reusable	Hellige	One-Piece ECG Cables	Accessories	Hellige One-Piece ECG Cable	Reusable Hellige One-Piece ECG Cable	Replacement: 10 lead"," Snap"," 2.2m+mixed 0.9m/1.3m"," With Resistance"," IEC"," Reusable	Hellige One-Piece ECG Cable"," 10 lead"," Snap"," 2.2m+mixed 0.9m/1.3m"," With Resistance"," IEC"," Reusable	1	12				Ultrasound Foetal Transducer - comp w/ Bionet - Uterine Contractions		Ultrasound Foetal Transducer - comp w/ Bionet - UC	Bionet "
"6018034	EKC10R-MQ-B-I		EKC10R-MQ-B-I	https://www.medten.com/product/2781	Replacement	Reusable	Marquette	One-Piece ECG Cables	Accessories	Marquette/GE One-Piece ECG Cable 2029890-001	Reusable Marquette/GE One-Piece ECG Cable 2029890-001	Replacement: 10 lead"," 4mm banana"," 2.2m+mixed 0.9m/1.3m"," With Resistance"," IEC	Marquette/GE One-Piece ECG Cable 2029890-001"," 10 lead"," 4mm banana"," 2.2m+mixed 0.9m/1.3m"," With Resistance"," IEC	1	12				Ultrasound Foetal Transducer - comp w/ Bionet - Uterine Contractions		Ultrasound Foetal Transducer - comp w/ Bionet - UC	Bionet "
"6017901	EKC10R-MQ-G-I		EKC10R-MQ-G-I	https://www.medten.com/product/2783	Replacement	Reusable	Marquette	One-Piece ECG Cables	Accessories	Marquette One-Piece ECG Cable	Reusable Marquette One-Piece ECG Cable	Replacement: 10 lead"," Grabber"," 2.2m+mixed 0.9m/1.3m"," With Resistance"," IEC"," Reusable	Marquette One-Piece ECG Cable"," 10 lead"," Grabber"," 2.2m+mixed 0.9m/1.3m"," With Resistance"," IEC"," Reusable	1	12				Ultrasound Foetal Transducer - comp w/ Bionet - Uterine Contractions		Ultrasound Foetal Transducer - comp w/ Bionet - UC	Bionet "
"6018100	EKC10R-MQ-N-I		EKC10R-MQ-N-I	https://www.medten.com/product/2786	Replacement	Reusable	Marquette	One-Piece ECG Cables	Accessories	Marquette One-Piece ECG Cable	Reusable Marquette One-Piece ECG Cable	Replacement: 10 lead"," 3mm needle"," 2.2m+mixed 0.9m/1.3m"," With Resistance"," IEC"," Reusable	Marquette One-Piece ECG Cable"," 10 lead"," 3mm needle"," 2.2m+mixed 0.9m/1.3m"," With Resistance"," IEC"," Reusable	1	12				Ultrasound Foetal Transducer - comp w/ Bionet - Uterine Contractions		Ultrasound Foetal Transducer - comp w/ Bionet - UC	Bionet "
"6017968	EKC10R-MQ-S-I		EKC10R-MQ-S-I	https://www.medten.com/product/2789	Replacement	Reusable	Marquette	One-Piece ECG Cables	Accessories	Marquette One-Piece ECG Cable	Reusable Marquette One-Piece ECG Cable	Replacement: 10 lead"," Snap"," 2.2m+mixed 0.9m/1.3m"," With Resistance"," IEC"," Reusable	Marquette One-Piece ECG Cable"," 10 lead"," Snap"," 2.2m+mixed 0.9m/1.3m"," With Resistance"," IEC"," Reusable	1	12				Ultrasound Foetal Transducer - comp w/ Bionet - Uterine Contractions		Ultrasound Foetal Transducer - comp w/ Bionet - UC	Bionet "
"6018084	EKC10R-MT-B-I		EKC10R-MT-B-I	https://www.medten.com/product/2791	Replacement	Reusable	Mortara	One-Piece ECG Cables	Accessories	Mortara One-Piece ECG Cable	Reusable Mortara One-Piece ECG Cable	Replacement: 10 lead"," 4mm banana"," 2.2m+mixed 0.9m/1.3m"," With Resistance"," IEC"," Reusable	Mortara One-Piece ECG Cable"," 10 lead"," 4mm banana"," 2.2m+mixed 0.9m/1.3m"," With Resistance"," IEC"," Reusable	1	12				Ultrasound Foetal Transducer - comp w/ Bionet - Uterine Contractions		Ultrasound Foetal Transducer - comp w/ Bionet - UC	Bionet "
"6017951	EKC10R-MT-G-I		EKC10R-MT-G-I	https://www.medten.com/product/2793	Replacement	Reusable	Mortara	One-Piece ECG Cables	Accessories	Mortara One-Piece ECG Cable	Reusable Mortara One-Piece ECG Cable	Replacement: 10 lead"," Grabber"," 2.2m+mixed 0.9m/1.3m"," With Resistance"," IEC"," Reusable	Mortara One-Piece ECG Cable"," 10 lead"," Grabber"," 2.2m+mixed 0.9m/1.3m"," With Resistance"," IEC"," Reusable	1	12				Ultrasound Foetal Transducer - comp w/ Bionet - Uterine Contractions		Ultrasound Foetal Transducer - comp w/ Bionet - UC	Bionet "
"6018150	EKC10R-MT-N-I		EKC10R-MT-N-I	https://www.medten.com/product/2795	Replacement	Reusable	Mortara	One-Piece ECG Cables	Accessories	Mortara One-Piece ECG Cable	Reusable Mortara One-Piece ECG Cable	Replacement: 10 lead"," 3mm needle"," 2.2m+mixed 0.9m/1.3m"," With Resistance"," IEC"," Reusable	Mortara One-Piece ECG Cable"," 10 lead"," 3mm needle"," 2.2m+mixed 0.9m/1.3m"," With Resistance"," IEC"," Reusable	1	12				Ultrasound Foetal Transducer - comp w/ Bionet - Uterine Contractions		Ultrasound Foetal Transducer - comp w/ Bionet - UC	Bionet "
"6018018	EKC10R-MT-S-I		EKC10R-MT-S-I	https://www.medten.com/product/2797	Replacement	Reusable	Mortara	One-Piece ECG Cables	Accessories	Mortara One-Piece ECG Cable	Reusable Mortara One-Piece ECG Cable	Replacement: 10 lead"," Snap"," 2.2m+mixed 0.9m/1.3m"," With Resistance"," IEC"," Reusable	Mortara One-Piece ECG Cable"," 10 lead"," Snap"," 2.2m+mixed 0.9m/1.3m"," With Resistance"," IEC"," Reusable	1	12				Ultrasound Foetal Transducer - comp w/ Bionet - Uterine Contractions		Ultrasound Foetal Transducer - comp w/ Bionet - UC	Bionet "
"6017909	EKC10R-PH-G-I		EKC10R-PH-G-I	https://www.medten.com/product/2812	Replacement	Reusable	Philips	One-Piece ECG Cables	Accessories	Philips One-Piece ECG Cable	Reusable Philips One-Piece ECG Cable	Replacement: 10 lead"," Grabber"," 2.2m+mixed 0.9m/1.3m"," With Resistance"," IEC"," Reusable	Philips One-Piece ECG Cable"," 10 lead"," Grabber"," 2.2m+mixed 0.9m/1.3m"," With Resistance"," IEC"," Reusable	1	12				Ultrasound Foetal Transducer - comp w/ Bionet - Uterine Contractions		Ultrasound Foetal Transducer - comp w/ Bionet - UC	Bionet "
"6018108	EKC10R-PH-N-I		EKC10R-PH-N-I	https://www.medten.com/product/2814	Replacement	Reusable	Philips	One-Piece ECG Cables	Accessories	Philips One-Piece ECG Cable	Reusable Philips One-Piece ECG Cable	Replacement: 10 lead"," 3mm needle"," 2.2m+mixed 0.9m/1.3m"," With Resistance"," IEC"," Reusable	Philips One-Piece ECG Cable"," 10 lead"," 3mm needle"," 2.2m+mixed 0.9m/1.3m"," With Resistance"," IEC"," Reusable	1	12				Ultrasound Foetal Transducer - comp w/ Bionet - Uterine Contractions		Ultrasound Foetal Transducer - comp w/ Bionet - UC	Bionet "
"6017976	EKC10R-PH-S-I		EKC10R-PH-S-I	https://www.medten.com/product/2816	Replacement	Reusable	Philips	One-Piece ECG Cables	Accessories	Philips One-Piece ECG Cable	Reusable Philips One-Piece ECG Cable	Replacement: 10 lead"," Snap"," 2.2m+mixed 0.9m/1.3m"," With Resistance"," IEC"," Reusable	Philips One-Piece ECG Cable"," 10 lead"," Snap"," 2.2m+mixed 0.9m/1.3m"," With Resistance"," IEC"," Reusable	1	12				Ultrasound Foetal Transducer - comp w/ Bionet - Uterine Contractions		Ultrasound Foetal Transducer - comp w/ Bionet - UC	Bionet "
"6018052	EKC10R-SHA-B-I		EKC10R-SHA-B-I	https://www.medten.com/product/2818	Replacement	Reusable	Schiller	One-Piece ECG Cables	Accessories	Schiller One-Piece ECG Cable	Reusable Schiller One-Piece ECG Cable	Replacement: 10 lead"," 4mm banana"," 2.2m+mixed 0.9m/1.3m"," With Resistance"," IEC"," Reusable	Schiller One-Piece ECG Cable"," 10 lead"," 4mm banana"," 2.2m+mixed 0.9m/1.3m"," With Resistance"," IEC"," Reusable	1	12				Ultrasound Foetal Transducer - comp w/ Bionet - Uterine Contractions		Ultrasound Foetal Transducer - comp w/ Bionet - UC	Bionet "
"6017919	EKC10R-SHA-G-I		EKC10R-SHA-G-I	https://www.medten.com/product/2820	Replacement	Reusable	Schiller	One-Piece ECG Cables	Accessories	Schiller One-Piece ECG Cable	Reusable Schiller One-Piece ECG Cable	Replacement: 10 lead"," Grabber"," 2.2m+mixed 0.9m/1.3m"," With Resistance"," IEC"," Reusable	Schiller One-Piece ECG Cable"," 10 lead"," Grabber"," 2.2m+mixed 0.9m/1.3m"," With Resistance"," IEC"," Reusable	1	12				Ultrasound Foetal Transducer - comp w/ Bionet - Uterine Contractions		Ultrasound Foetal Transducer - comp w/ Bionet - UC	Bionet "
"6018118	EKC10R-SHA-N-I		EKC10R-SHA-N-I	https://www.medten.com/product/2822	Replacement	Reusable	Schiller	One-Piece ECG Cables	Accessories	Schiller One-Piece ECG Cable	Reusable Schiller One-Piece ECG Cable	Replacement: 10 lead"," 3mm needle"," 2.2m+mixed 0.9m/1.3m"," With Resistance"," IEC"," Reusable	Schiller One-Piece ECG Cable"," 10 lead"," 3mm needle"," 2.2m+mixed 0.9m/1.3m"," With Resistance"," IEC"," Reusable	1	12				Ultrasound Foetal Transducer - comp w/ Bionet - Uterine Contractions		Ultrasound Foetal Transducer - comp w/ Bionet - UC	Bionet "
"6017986	EKC10R-SHA-S-I		EKC10R-SHA-S-I	https://www.medten.com/product/2824	Replacement	Reusable	Schiller	One-Piece ECG Cables	Accessories	Schiller One-Piece ECG Cable	Reusable Schiller One-Piece ECG Cable	Replacement: 10 lead"," Snap"," 2.2m+mixed 0.9m/1.3m"," With Resistance"," IEC"," Reusable	Schiller One-Piece ECG Cable"," 10 lead"," Snap"," 2.2m+mixed 0.9m/1.3m"," With Resistance"," IEC"," Reusable	1	12				Ultrasound Foetal Transducer - comp w/ Bionet - Uterine Contractions		Ultrasound Foetal Transducer - comp w/ Bionet - UC	Bionet "
"6018054	EKC10R-SHB-B-I		EKC10R-SHB-B-I	https://www.medten.com/product/2826	Replacement	Reusable	Schiller	One-Piece ECG Cables	Accessories	Schiller One-Piece ECG Cable	Reusable Schiller One-Piece ECG Cable	Replacement: 10 lead"," 4mm banana"," 2.2m+mixed 0.9m/1.3m"," With Resistance"," IEC"," Reusable	Schiller One-Piece ECG Cable"," 10 lead"," 4mm banana"," 2.2m+mixed 0.9m/1.3m"," With Resistance"," IEC"," Reusable	1	12				Ultrasound Foetal Transducer - comp w/ Bionet - Uterine Contractions		Ultrasound Foetal Transducer - comp w/ Bionet - UC	Bionet "
"6017921	EKC10R-SHB-G-I		EKC10R-SHB-G-I	https://www.medten.com/product/2828	Replacement	Reusable	Schiller	One-Piece ECG Cables	Accessories	Schiller One-Piece ECG Cable	Reusable Schiller One-Piece ECG Cable	Replacement: 10 lead"," Grabber"," 2.2m+mixed 0.9m/1.3m"," With Resistance"," IEC"," Reusable	Schiller One-Piece ECG Cable"," 10 lead"," Grabber"," 2.2m+mixed 0.9m/1.3m"," With Resistance"," IEC"," Reusable	1	12				Ultrasound Foetal Transducer - comp w/ Bionet - Uterine Contractions		Ultrasound Foetal Transducer - comp w/ Bionet - UC	Bionet "
"6018120	EKC10R-SHB-N-I		EKC10R-SHB-N-I	https://www.medten.com/product/2830	Replacement	Reusable	Schiller	One-Piece ECG Cables	Accessories	Schiller One-Piece ECG Cable	Reusable Schiller One-Piece ECG Cable	Replacement: 10 lead"," 3mm needle"," 2.2m+mixed 0.9m/1.3m"," With Resistance"," IEC"," Reusable	Schiller One-Piece ECG Cable"," 10 lead"," 3mm needle"," 2.2m+mixed 0.9m/1.3m"," With Resistance"," IEC"," Reusable	1	12				Ultrasound Foetal Transducer - comp w/ Bionet - Uterine Contractions		Ultrasound Foetal Transducer - comp w/ Bionet - UC	Bionet "
"6017988	EKC10R-SHB-S-I		EKC10R-SHB-S-I	https://www.medten.com/product/2832	Replacement	Reusable	Schiller	One-Piece ECG Cables	Accessories	Schiller One-Piece ECG Cable	Reusable Schiller One-Piece ECG Cable	Replacement: 10 lead"," Snap"," 2.2m+mixed 0.9m/1.3m"," With Resistance"," IEC"," Reusable	Schiller One-Piece ECG Cable"," 10 lead"," Snap"," 2.2m+mixed 0.9m/1.3m"," With Resistance"," IEC"," Reusable	1	12				Ultrasound Foetal Transducer - comp w/ Bionet - Uterine Contractions		Ultrasound Foetal Transducer - comp w/ Bionet - UC	Bionet "
"	EKL-MQD10-AD-I		EKL-MQD10-AD-I	https://www.medten.com/product/2842	Replacement	Reusable	Marquette	ECG Leadwires	Accessories	GE Healthcare AM4/AM5 EKG Leadwire set	Reusable GE Healthcare AM4/AM5 EKG Leadwire set	Replacement: 10 lead"," Multi-Link"," Universal"," 0.9m "," IEC"," Reusable	GE Healthcare AM4/AM5 EKG Leadwire set"," 10 lead"," Multi-Link"," Universal"," 0.9m "," IEC"," Reusable	1	6				Ultrasound Foetal Transducer - comp w/ Bionet - Uterine Contractions		Ultrasound Foetal Transducer - comp w/ Bionet - UC	Bionet "
"	EKL-MQD10-B-I		EKL-MQD10-B-I	https://www.medten.com/product/2844	Replacement	Reusable	Marquette	ECG Leadwires	Accessories	GE Healthcare ECG Leadwire	Reusable GE Healthcare ECG Leadwire	Replacement: 10 lead"," Multi-Link"," 4mm banana"," 0.9m "," IEC"," Reusable	GE Healthcare ECG Leadwire"," 10 lead"," Multi-Link"," 4mm banana"," 0.9m "," IEC"," Reusable	1	6				Ultrasound Foetal Transducer - comp w/ Bionet - Uterine Contractions		Ultrasound Foetal Transducer - comp w/ Bionet - UC	Bionet "
"	EKL-MQD10-G-I		EKL-MQD10-G-I	https://www.medten.com/product/2846	Replacement	Reusable	Marquette	ECG Leadwires	Accessories	GE Healthcare ECG Leadwire	Reusable GE Healthcare ECG Leadwire	Replacement: 10 lead"," Multi-Link"," Grabber"," 0.9m "," IEC"," Reusable	GE Healthcare ECG Leadwire"," 10 lead"," Multi-Link"," Grabber"," 0.9m "," IEC"," Reusable	1	6				Ultrasound Foetal Transducer - comp w/ Bionet - Uterine Contractions		Ultrasound Foetal Transducer - comp w/ Bionet - UC	Bionet "
"	EKL-MQD10-N-I		EKL-MQD10-N-I	https://www.medten.com/product/2848	Replacement	Reusable	Marquette	ECG Leadwires	Accessories	GE Healthcare ECG Leadwire	Reusable GE Healthcare ECG Leadwire	Replacement: 10 lead"," Multi-Link"," 3mm needle"," 0.9m "," IEC"," Reusable	GE Healthcare ECG Leadwire"," 10 lead"," Multi-Link"," 3mm needle"," 0.9m "," IEC"," Reusable	1	6				Ultrasound Foetal Transducer - comp w/ Bionet - Uterine Contractions		Ultrasound Foetal Transducer - comp w/ Bionet - UC	Bionet "
"	EKL-MQD10-S-I		EKL-MQD10-S-I	https://www.medten.com/product/2850	Replacement	Reusable	Marquette	ECG Leadwires	Accessories	GE Healthcare ECG Leadwire	Reusable GE Healthcare ECG Leadwire	Replacement: 10 lead"," Multi-Link"," Snap"," 0.9m "," IEC"," Reusable	GE Healthcare ECG Leadwire"," 10 lead"," Multi-Link"," Snap"," 0.9m "," IEC"," Reusable	1	6				Ultrasound Foetal Transducer - comp w/ Bionet - Uterine Contractions		Ultrasound Foetal Transducer - comp w/ Bionet - UC	Bionet "
"	EKL-MQS10-AD-I		EKL-MQS10-AD-I	https://www.medten.com/product/2854	Replacement	Reusable	Marquette	ECG Leadwires	Accessories	GE Healthcare ECG Leadwire	Reusable GE Healthcare ECG Leadwire	Replacement: 10 lead"," Multi-Link"," Universal"," 0.9m "," IEC"," Reusable	GE Healthcare ECG Leadwire"," 10 lead"," Multi-Link"," Universal"," 0.9m "," IEC"," Reusable	1	6				Ultrasound Foetal Transducer - comp w/ Bionet - Uterine Contractions		Ultrasound Foetal Transducer - comp w/ Bionet - UC	Bionet "
"	EKL-MQS10-G-I		EKL-MQS10-G-I	https://www.medten.com/product/2856	Replacement	Reusable	Marquette	ECG Leadwires	Accessories	Marquette/GE ECG Leadwire 2104748-001	Reusable Marquette/GE ECG Leadwire 2104748-001	Replacement: 10 lead"," Multi-Link"," Grabber"," 0.9m "," IEC	Marquette/GE ECG Leadwire 2104748-001"," 10 lead"," Multi-Link"," Grabber"," 0.9m "," IEC	1	6				Ultrasound Foetal Transducer - comp w/ Bionet - Uterine Contractions		Ultrasound Foetal Transducer - comp w/ Bionet - UC	Bionet "
"	EKL-MQS10-N-I		EKL-MQS10-N-I	https://www.medten.com/product/2858	Replacement	Reusable	Marquette	ECG Leadwires	Accessories	GE Healthcare ECG Leadwire	Reusable GE Healthcare ECG Leadwire	Replacement: 10 lead"," Multi-Link"," 3mm needle"," 0.9m "," IEC"," Reusable	GE Healthcare ECG Leadwire"," 10 lead"," Multi-Link"," 3mm needle"," 0.9m "," IEC"," Reusable	1	6				Ultrasound Foetal Transducer - comp w/ Bionet - Uterine Contractions		Ultrasound Foetal Transducer - comp w/ Bionet - UC	Bionet "
"	EKL-MQS10-S-I		EKL-MQS10-S-I	https://www.medten.com/product/2860	Replacement	Reusable	Marquette	ECG Leadwires	Accessories	GE Healthcare ECG Leadwire	Reusable GE Healthcare ECG Leadwire	Replacement: 10 lead"," Multi-Link"," Snap"," 0.9m "," IEC"," Reusable	GE Healthcare ECG Leadwire"," 10 lead"," Multi-Link"," Snap"," 0.9m "," IEC"," Reusable	1	6				Ultrasound Foetal Transducer - comp w/ Bionet - Uterine Contractions		Ultrasound Foetal Transducer - comp w/ Bionet - UC	Bionet "
"	EKL-MT10-B-I		EKL-MT10-B-I	https://www.medten.com/product/2864	Replacement	Reusable	Mortara	ECG Leadwires	Accessories	Mortara ECG Leadwire	Reusable Mortara ECG Leadwire	Replacement: 10 lead"," Mindray"," 4mm banana"," 0.9m "," IEC"," Reusable	Mortara ECG Leadwire"," 10 lead"," Mindray"," 4mm banana"," 0.9m "," IEC"," Reusable	1	6				Ultrasound Foetal Transducer - comp w/ Bionet - Uterine Contractions		Ultrasound Foetal Transducer - comp w/ Bionet - UC	Bionet "
"	EKL-MT10-G-I		EKL-MT10-G-I	https://www.medten.com/product/2866	Replacement	Reusable	Mortara	ECG Leadwires	Accessories	Mortara ECG Leadwire	Reusable Mortara ECG Leadwire	Replacement: 10 lead"," Mindray"," Grabber"," 0.9m "," IEC"," Reusable	Mortara ECG Leadwire"," 10 lead"," Mindray"," Grabber"," 0.9m "," IEC"," Reusable	1	6				Ultrasound Foetal Transducer - comp w/ Bionet - Uterine Contractions		Ultrasound Foetal Transducer - comp w/ Bionet - UC	Bionet "
"	EKL-MT10-N-I		EKL-MT10-N-I	https://www.medten.com/product/2868	Replacement	Reusable	Mortara	ECG Leadwires	Accessories	Mortara ECG Leadwire	Reusable Mortara ECG Leadwire	Replacement: 10 lead"," Mindray"," 3mm needle"," 0.9m "," IEC"," Reusable	Mortara ECG Leadwire"," 10 lead"," Mindray"," 3mm needle"," 0.9m "," IEC"," Reusable	1	6				Ultrasound Foetal Transducer - comp w/ Bionet - Uterine Contractions		Ultrasound Foetal Transducer - comp w/ Bionet - UC	Bionet "
"	EKL-MT10-S-I		EKL-MT10-S-I	https://www.medten.com/product/2870	Replacement	Reusable	Mortara	ECG Leadwires	Accessories	Mortara ECG Leadwire	Reusable Mortara ECG Leadwire	Replacement: 10 lead"," Mindray"," Snap"," 0.9m "," IEC"," Reusable	Mortara ECG Leadwire"," 10 lead"," Mindray"," Snap"," 0.9m "," IEC"," Reusable	1	6				Ultrasound Foetal Transducer - comp w/ Bionet - Uterine Contractions		Ultrasound Foetal Transducer - comp w/ Bionet - UC	Bionet "
"	EKL-PWA10-B-I		EKL-PWA10-B-I	https://www.medten.com/product/2871	Replacement	Reusable	Philips	ECG Leadwires	Accessories	Philips ECG Leadwire 989803129191	Reusable Philips ECG Leadwire 989803129191	Replacement: 10 lead"," 4mm banana"," 0.9m "," IEC"," Reusable	Philips ECG Leadwire 989803129191"," 10 lead"," 4mm banana"," 0.9m "," IEC"," Reusable	1	6				Ultrasound Foetal Transducer - comp w/ Bionet - Uterine Contractions		Ultrasound Foetal Transducer - comp w/ Bionet - UC	Bionet "
"	EKL-PWA10-G-I		EKL-PWA10-G-I	https://www.medten.com/product/2873	Replacement	Reusable	Philips	ECG Leadwires	Accessories	Philips ECG Leadwire	Reusable Philips ECG Leadwire	Replacement: 10 lead"," Grabber"," 0.9m "," IEC"," Reusable	Philips ECG Leadwire"," 10 lead"," Grabber"," 0.9m "," IEC"," Reusable	1	6				Ultrasound Foetal Transducer - comp w/ Bionet - Uterine Contractions		Ultrasound Foetal Transducer - comp w/ Bionet - UC	Bionet "
"	EKL-PWA10-S-I		EKL-PWA10-S-I	https://www.medten.com/product/2876	Replacement	Reusable	Philips	ECG Leadwires	Accessories	Philips ECG Leadwire	Reusable Philips ECG Leadwire	Replacement: 10 lead"," Snap"," 0.9m "," IEC"," Reusable	Philips ECG Leadwire"," 10 lead"," Snap"," 0.9m "," IEC"," Reusable	1	6				Ultrasound Foetal Transducer - comp w/ Bionet - Uterine Contractions		Ultrasound Foetal Transducer - comp w/ Bionet - UC	Bionet "
"	EKL-PWB10-B-I		EKL-PWB10-B-I	https://www.medten.com/product/2878	Replacement	Reusable	Philips	ECG Leadwires	Accessories	Philips ECG Leadwire 989803151641	Reusable Philips ECG Leadwire 989803151641	Replacement: 10 lead"," 4mm banana"," 0.9m "," IEC	Philips ECG Leadwire 989803151641"," 10 lead"," 4mm banana"," 0.9m "," IEC	1	6				Ultrasound Foetal Transducer - comp w/ Bionet - Uterine Contractions		Ultrasound Foetal Transducer - comp w/ Bionet - UC	Bionet "
"	EKL-PWB10-G-I		EKL-PWB10-G-I	https://www.medten.com/product/2880	Replacement	Reusable	Philips	ECG Leadwires	Accessories	Philips ECG Leadwire	Reusable Philips ECG Leadwire	Replacement: 10 lead"," Grabber"," 0.9m "," IEC"," Reusable	Philips ECG Leadwire"," 10 lead"," Grabber"," 0.9m "," IEC"," Reusable	1	6				Ultrasound Foetal Transducer - comp w/ Bionet - Uterine Contractions		Ultrasound Foetal Transducer - comp w/ Bionet - UC	Bionet "
"	EKL-PWB10-N-I		EKL-PWB10-N-I	https://www.medten.com/product/2882	Replacement	Reusable	Philips	ECG Leadwires	Accessories	Philips ECG Leadwire	Reusable Philips ECG Leadwire	Replacement: 10 lead"," 3mm needle"," 0.9m "," IEC"," Reusable	Philips ECG Leadwire"," 10 lead"," 3mm needle"," 0.9m "," IEC"," Reusable	1	6				Ultrasound Foetal Transducer - comp w/ Bionet - Uterine Contractions		Ultrasound Foetal Transducer - comp w/ Bionet - UC	Bionet "
"	EKL-PWB10-S-I		EKL-PWB10-S-I	https://www.medten.com/product/2884	Replacement	Reusable	Philips	ECG Leadwires	Accessories	Philips ECG Leadwire	Reusable Philips ECG Leadwire	Replacement: 10 lead"," Snap"," 0.9m "," IEC"," Reusable	Philips ECG Leadwire"," 10 lead"," Snap"," 0.9m "," IEC"," Reusable	1	6				Ultrasound Foetal Transducer - comp w/ Bionet - Uterine Contractions		Ultrasound Foetal Transducer - comp w/ Bionet - UC	Bionet "
"	EKL-QTA10-B-I		EKL-QTA10-B-I	https://www.medten.com/product/2886	Replacement	Reusable	Quinton	ECG Leadwires	Accessories	Quinton ECG Leadwire	Reusable Quinton ECG Leadwire	Replacement: 10 lead"," 4mm banana"," 0.9m "," IEC"," Reusable	Quinton ECG Leadwire"," 10 lead"," 4mm banana"," 0.9m "," IEC"," Reusable	1	6				Ultrasound Foetal Transducer - comp w/ Bionet - Uterine Contractions		Ultrasound Foetal Transducer - comp w/ Bionet - UC	Bionet "
"	EKL-QTA10-G-I		EKL-QTA10-G-I	https://www.medten.com/product/2888	Replacement	Reusable	Quinton	ECG Leadwires	Accessories	Quinton ECG Leadwire	Reusable Quinton ECG Leadwire	Replacement: 10 lead"," Grabber"," 0.9m "," IEC"," Reusable	Quinton ECG Leadwire"," 10 lead"," Grabber"," 0.9m "," IEC"," Reusable	1	6				Ultrasound Foetal Transducer - comp w/ Bionet - Uterine Contractions		Ultrasound Foetal Transducer - comp w/ Bionet - UC	Bionet "
"	EKL-QTA10-N-I		EKL-QTA10-N-I	https://www.medten.com/product/2890	Replacement	Reusable	Quinton	ECG Leadwires	Accessories	Quinton ECG Leadwire	Reusable Quinton ECG Leadwire	Replacement: 10 lead"," 3mm needle"," 0.9m "," IEC"," Reusable	Quinton ECG Leadwire"," 10 lead"," 3mm needle"," 0.9m "," IEC"," Reusable	1	6				Ultrasound Foetal Transducer - comp w/ Bionet - Uterine Contractions		Ultrasound Foetal Transducer - comp w/ Bionet - UC	Bionet "
"	EKL-QTA10-S-I		EKL-QTA10-S-I	https://www.medten.com/product/2892	Replacement	Reusable	Quinton	ECG Leadwires	Accessories	Quinton ECG Leadwire	Reusable Quinton ECG Leadwire	Replacement: 10 lead"," Snap"," 0.9m "," IEC"," Reusable	Quinton ECG Leadwire"," 10 lead"," Snap"," 0.9m "," IEC"," Reusable	1	6				Ultrasound Foetal Transducer - comp w/ Bionet - Uterine Contractions		Ultrasound Foetal Transducer - comp w/ Bionet - UC	Bionet "
"	EKL-QTB10-B-I		EKL-QTB10-B-I	https://www.medten.com/product/2894	Replacement	Reusable	Quinton	ECG Leadwires	Accessories	Quinton ECG Leadwire	Reusable Quinton ECG Leadwire	Replacement: 10 lead"," 4mm banana"," 0.9m "," IEC"," Reusable	Quinton ECG Leadwire"," 10 lead"," 4mm banana"," 0.9m "," IEC"," Reusable	1	6				Ultrasound Foetal Transducer - comp w/ Bionet - Uterine Contractions		Ultrasound Foetal Transducer - comp w/ Bionet - UC	Bionet "
"	EKL-QTB10-G-I		EKL-QTB10-G-I	https://www.medten.com/product/2896	Replacement	Reusable	Quinton	ECG Leadwires	Accessories	Quinton ECG Leadwire	Reusable Quinton ECG Leadwire	Replacement: 10 lead"," Grabber"," 0.9m "," IEC"," Reusable	Quinton ECG Leadwire"," 10 lead"," Grabber"," 0.9m "," IEC"," Reusable	1	6				Ultrasound Foetal Transducer - comp w/ Bionet - Uterine Contractions		Ultrasound Foetal Transducer - comp w/ Bionet - UC	Bionet "
"	EKL-QTB10-N-I		EKL-QTB10-N-I	https://www.medten.com/product/2898	Replacement	Reusable	Quinton	ECG Leadwires	Accessories	Quinton ECG Leadwire	Reusable Quinton ECG Leadwire	Replacement: 10 lead"," 3mm needle"," 0.9m "," IEC"," Reusable	Quinton ECG Leadwire"," 10 lead"," 3mm needle"," 0.9m "," IEC"," Reusable	1	6				Ultrasound Foetal Transducer - comp w/ Bionet - Uterine Contractions		Ultrasound Foetal Transducer - comp w/ Bionet - UC	Bionet "
"	EKL-QTB10-S-I		EKL-QTB10-S-I	https://www.medten.com/product/2900	Replacement	Reusable	Quinton	ECG Leadwires	Accessories	Quinton ECG Leadwire	Reusable Quinton ECG Leadwire	Replacement: 10 lead"," Snap"," 0.9m "," IEC"," Reusable	Quinton ECG Leadwire"," 10 lead"," Snap"," 0.9m "," IEC"," Reusable	1	6				Ultrasound Foetal Transducer - comp w/ Bionet - Uterine Contractions		Ultrasound Foetal Transducer - comp w/ Bionet - UC	Bionet "
"	EKL-WA10-B-I		EKL-WA10-B-I	https://www.medten.com/product/2902	Replacement	Reusable	Welch Allyn	ECG Leadwires	Accessories	Welch Allyn ECG Leadwire	Reusable Welch Allyn ECG Leadwire	Replacement: 10 lead"," 4mm banana"," 0.9m "," IEC"," Reusable	Welch Allyn ECG Leadwire"," 10 lead"," 4mm banana"," 0.9m "," IEC"," Reusable	1	6				Ultrasound Foetal Transducer - comp w/ Bionet - Uterine Contractions		Ultrasound Foetal Transducer - comp w/ Bionet - UC	Bionet "
"	EKL-WA10-G-I		EKL-WA10-G-I	https://www.medten.com/product/2904	Replacement	Reusable	Welch Allyn	ECG Leadwires	Accessories	Welch Allyn ECG Leadwire	Reusable Welch Allyn ECG Leadwire	Replacement: 10 lead"," Grabber"," 0.9m "," IEC"," Reusable	Welch Allyn ECG Leadwire"," 10 lead"," Grabber"," 0.9m "," IEC"," Reusable	1	6				Ultrasound Foetal Transducer - comp w/ Bionet - Uterine Contractions		Ultrasound Foetal Transducer - comp w/ Bionet - UC	Bionet "
"	EKL-WA10-N-I		EKL-WA10-N-I	https://www.medten.com/product/2906	Replacement	Reusable	Welch Allyn	ECG Leadwires	Accessories	Welch Allyn ECG Leadwire	Reusable Welch Allyn ECG Leadwire	Replacement: 10 lead"," 3mm needle"," 0.9m "," IEC"," Reusable	Welch Allyn ECG Leadwire"," 10 lead"," 3mm needle"," 0.9m "," IEC"," Reusable	1	6				Ultrasound Foetal Transducer - comp w/ Bionet - Uterine Contractions		Ultrasound Foetal Transducer - comp w/ Bionet - UC	Bionet "
"	EKL-WA10-S-I		EKL-WA10-S-I	https://www.medten.com/product/2908	Replacement	Reusable	Welch Allyn	ECG Leadwires	Accessories	Welch Allyn ECG Leadwire	Reusable Welch Allyn ECG Leadwire	Replacement: 10 lead"," Snap"," 0.9m "," IEC"," Reusable	Welch Allyn ECG Leadwire"," 10 lead"," Snap"," 0.9m "," IEC"," Reusable	1	6				Ultrasound Foetal Transducer - comp w/ Bionet - Uterine Contractions		Ultrasound Foetal Transducer - comp w/ Bionet - UC	Bionet "
"6013160	BPD-50WS-W11		BPD-50WS-W11	https://www.medten.com/product/2909	Replacement	Disposable	Welch Allyn	NIBP Cuffs	Accessories	Welch Allyn/Stryker NIBP Cuff 39080	Disposable Welch Allyn/Stryker NIBP Cuff 39080	Replacement: Adult (23-33cm)"," Non-woven fiber"," Female Submin (Box of 10)	Welch Allyn/Stryker NIBP Cuff 39080"," Adult (23-33cm)"," Non-woven fiber"," Female Submin (Box of 10)	10	0				Ultrasound Foetal Transducer - comp w/ Bionet - Uterine Contractions		Ultrasound Foetal Transducer - comp w/ Bionet - UC	Bionet "
"6011005	SS-001XC-AF30		SS-001XC-AF30	https://www.medten.com/product/2910	Replacement	Reusable	Nellcor	SpO2 Sensors	Accessories	Nellcor SpO2 Sensor DS100A (3.0m)	Reusable Nellcor SpO2 Sensor DS100A (3.0m)	Replacement: Adult"," Finger clip"," 3.0m"," Nellcor - OxiMax	Nellcor SpO2 Sensor DS100A (3.0m)"," Adult"," Finger clip"," 3.0m"," Nellcor - OxiMax	1	12				Ultrasound Foetal Transducer - comp w/ Bionet - Uterine Contractions		Ultrasound Foetal Transducer - comp w/ Bionet - UC	Bionet "
"6011252	SS-010-AS10		SS-010-AS10	https://www.medten.com/product/2911	Replacement	Reusable	GE Healthcare	SpO2 Sensors	Accessories	GE Healthcare SpO2 Sensor OXY-F1-H	Reusable GE Healthcare SpO2 Sensor OXY-F1-H	Replacement: Adult"," Soft rubber"," 1.0m"," Ohmeda"," Reusable	GE Healthcare SpO2 Sensor OXY-F1-H"," Adult"," Soft rubber"," 1.0m"," Ohmeda"," Reusable	1	12				Ultrasound Foetal Transducer - comp w/ Bionet - Uterine Contractions		Ultrasound Foetal Transducer - comp w/ Bionet - UC	Bionet "
"6012339	SS-015-AE30		SS-015-AE30	https://www.medten.com/product/2923	Replacement	Reusable	Marquette	SpO2 Sensors	Accessories	GE Healthcare SpO2 Sensor	Reusable GE Healthcare SpO2 Sensor	Replacement"," (please add OEM description here)	GE Healthcare SpO2 SensorReplacement"," (please add OEM description here)	0	12				Ultrasound Foetal Transducer - comp w/ Bionet - Uterine Contractions		Ultrasound Foetal Transducer - comp w/ Bionet - UC	Bionet "
"6012343	SS-015RB-AE30		SS-015RB-AE30	https://www.medten.com/product/2924	Replacement	Reusable	Marquette	SpO2 Sensors	Accessories	GE Healthcare SpO2 Sensor	Reusable GE Healthcare SpO2 Sensor	Replacement: Adult"," Ear clip"," 3.0m"," Masimo "," Reusable	GE Healthcare SpO2 Sensor"," Adult"," Ear clip"," 3.0m"," Masimo "," Reusable	1	12				Ultrasound Foetal Transducer - comp w/ Bionet - Uterine Contractions		Ultrasound Foetal Transducer - comp w/ Bionet - UC	Bionet "
"6012557	SS-015RB-MY30		SS-015RB-MY30	https://www.medten.com/product/2927	Replacement	Reusable	Marquette	SpO2 Sensors	Accessories	GE Healthcare SpO2 Sensor	Reusable GE Healthcare SpO2 Sensor	Replacement: All Sizes"," Multi-Y"," 3.0m"," Masimo "," Reusable	GE Healthcare SpO2 Sensor"," All Sizes"," Multi-Y"," 3.0m"," Masimo "," Reusable	1	12				Ultrasound Foetal Transducer - comp w/ Bionet - Uterine Contractions		Ultrasound Foetal Transducer - comp w/ Bionet - UC	Bionet "
"6012129	SS-015RB-NW30		SS-015RB-NW30	https://www.medten.com/product/2928	Replacement	Reusable	Marquette	SpO2 Sensors	Accessories	GE Healthcare SpO2 Sensor	Reusable GE Healthcare SpO2 Sensor	Replacement: Neonate"," Wrap"," 3.0m"," Masimo "," Reusable	GE Healthcare SpO2 Sensor"," Neonate"," Wrap"," 3.0m"," Masimo "," Reusable	1	12				Ultrasound Foetal Transducer - comp w/ Bionet - Uterine Contractions		Ultrasound Foetal Transducer - comp w/ Bionet - UC	Bionet "
"6011479	SS-015RB-PF30		SS-015RB-PF30	https://www.medten.com/product/2929	Replacement	Reusable	Marquette	SpO2 Sensors	Accessories	GE Healthcare SpO2 Sensor	Reusable GE Healthcare SpO2 Sensor	Replacement: Pediatric"," Finger clip"," 3.0m"," Masimo "," Reusable	GE Healthcare SpO2 Sensor"," Pediatric"," Finger clip"," 3.0m"," Masimo "," Reusable	1	12				Ultrasound Foetal Transducer - comp w/ Bionet - Uterine Contractions		Ultrasound Foetal Transducer - comp w/ Bionet - UC	Bionet "
"6012341	SS-015XC-AE30		SS-015XC-AE30	https://www.medten.com/product/2931	Replacement	Reusable	Marquette	SpO2 Sensors	Accessories	GE Healthcare SpO2 Sensor	Reusable GE Healthcare SpO2 Sensor	Replacement: Adult"," Ear clip"," Nellcor-Oximax"," Reusable	GE Healthcare SpO2 Sensor"," Adult"," Ear clip"," Nellcor-Oximax"," Reusable	1	12				Ultrasound Foetal Transducer - comp w/ Bionet - Uterine Contractions		Ultrasound Foetal Transducer - comp w/ Bionet - UC	Bionet "
"6012555	SS-015XC-MY30		SS-015XC-MY30	https://www.medten.com/product/2934	Replacement	Reusable	Marquette	SpO2 Sensors	Accessories	GE Healthcare SpO2 Sensor	Reusable GE Healthcare SpO2 Sensor	Replacement: All Sizes"," Multi-Y"," 3.0m"," Nellcor-Oximax"," Reusable	GE Healthcare SpO2 Sensor"," All Sizes"," Multi-Y"," 3.0m"," Nellcor-Oximax"," Reusable	1	12				Ultrasound Foetal Transducer - comp w/ Bionet - Uterine Contractions		Ultrasound Foetal Transducer - comp w/ Bionet - UC	Bionet "
"6011477	SS-015XC-PF30		SS-015XC-PF30	https://www.medten.com/product/2936	Replacement	Reusable	Marquette	SpO2 Sensors	Accessories	GE Healthcare SpO2 Sensor	Reusable GE Healthcare SpO2 Sensor	Replacement: Pediatric"," Finger clip"," 3.0m"," Nellcor-Oximax"," Reusable	GE Healthcare SpO2 Sensor"," Pediatric"," Finger clip"," 3.0m"," Nellcor-Oximax"," Reusable	1	12				Ultrasound Foetal Transducer - comp w/ Bionet - Uterine Contractions		Ultrasound Foetal Transducer - comp w/ Bionet - UC	Bionet "
"6011695	SS-015XC-PS30		SS-015XC-PS30	https://www.medten.com/product/2937	Replacement	Reusable	Marquette	SpO2 Sensors	Accessories	GE Healthcare SpO2 Sensor	Reusable GE Healthcare SpO2 Sensor	Replacement: Pediatric"," Soft rubber"," 3.0m"," Nellcor-Oximax"," Reusable	GE Healthcare SpO2 Sensor"," Pediatric"," Soft rubber"," 3.0m"," Nellcor-Oximax"," Reusable	1	12				Ultrasound Foetal Transducer - comp w/ Bionet - Uterine Contractions		Ultrasound Foetal Transducer - comp w/ Bionet - UC	Bionet "
"6012559	SS-017-MY30		SS-017-MY30	https://www.medten.com/product/2938	Replacement	Reusable	Datex Ohmeda	SpO2 Sensors	Accessories	GE Healthcare SpO2 Sensor	Reusable GE Healthcare SpO2 Sensor	Replacement: All Sizes"," Multi-Y"," 3.0m"," Trusat"," Reusable	GE Healthcare SpO2 Sensor"," All Sizes"," Multi-Y"," 3.0m"," Trusat"," Reusable	1	12				Ultrasound Foetal Transducer - comp w/ Bionet - Uterine Contractions		Ultrasound Foetal Transducer - comp w/ Bionet - UC	Bionet "
"6012131	SS-017-NW30		SS-017-NW30	https://www.medten.com/product/2939	Replacement	Reusable	Datex Ohmeda	SpO2 Sensors	Accessories	GE Healthcare SpO2 Sensor	Reusable GE Healthcare SpO2 Sensor	Replacement: Neonate"," Wrap"," 3.0m"," Trusat"," Reusable	GE Healthcare SpO2 Sensor"," Neonate"," Wrap"," 3.0m"," Trusat"," Reusable	1	12				Ultrasound Foetal Transducer - comp w/ Bionet - Uterine Contractions		Ultrasound Foetal Transducer - comp w/ Bionet - UC	Bionet "
"6011481	SS-017-PF30		SS-017-PF30	https://www.medten.com/product/2940	Replacement	Reusable	Datex Ohmeda	SpO2 Sensors	Accessories	GE Healthcare SpO2 Sensor	Reusable GE Healthcare SpO2 Sensor	Replacement: Pediatric"," Finger clip"," 3.0m"," Trusat"," Reusable	GE Healthcare SpO2 Sensor"," Pediatric"," Finger clip"," 3.0m"," Trusat"," Reusable	1	12				Ultrasound Foetal Transducer - comp w/ Bionet - Uterine Contractions		Ultrasound Foetal Transducer - comp w/ Bionet - UC	Bionet "
"6012348	SS-020-AE30		SS-020-AE30	https://www.medten.com/product/2941	Replacement	Reusable	Critikon	SpO2 Sensors	Accessories	Critikon SpO2 Sensor	Reusable Critikon SpO2 Sensor	Replacement: Adult"," Ear clip"," Critikon"," Reusable	Critikon SpO2 Sensor"," Adult"," Ear clip"," Critikon"," Reusable	1	12				Ultrasound Foetal Transducer - comp w/ Bionet - Uterine Contractions		Ultrasound Foetal Transducer - comp w/ Bionet - UC	Bionet "
"6012349	SS-021-AE30		SS-021-AE30	https://www.medten.com/product/2942	Replacement	Reusable	Hellige	SpO2 Sensors	Accessories	Hellige SpO2 Sensor	Reusable Hellige SpO2 Sensor	Replacement: Adult"," Ear clip"," 3.0m"," Nellcor"," Reusable	Hellige SpO2 Sensor"," Adult"," Ear clip"," 3.0m"," Nellcor"," Reusable	1	12				Ultrasound Foetal Transducer - comp w/ Bionet - Uterine Contractions		Ultrasound Foetal Transducer - comp w/ Bionet - UC	Bionet "
"6012351	SS-021XC-AE30		SS-021XC-AE30	https://www.medten.com/product/2943	Replacement	Reusable	Hellige	SpO2 Sensors	Accessories	Hellige SpO2 Sensor	Reusable Hellige SpO2 Sensor	Replacement: Adult"," Ear clip"," 3.0m"," Nellcor-Oximax"," Reusable	Hellige SpO2 Sensor"," Adult"," Ear clip"," 3.0m"," Nellcor-Oximax"," Reusable	1	12				Ultrasound Foetal Transducer - comp w/ Bionet - Uterine Contractions		Ultrasound Foetal Transducer - comp w/ Bionet - UC	Bionet "
"6011034	SS-021XC-AF30		SS-021XC-AF30	https://www.medten.com/product/2944	Replacement	Reusable	Marquette	SpO2 Sensors	Accessories	Hellige SpO2 Sensor	Reusable Hellige SpO2 Sensor	Replacement: Adult"," Finger clip"," 3.0m"," Nellcor-Oximax"," Reusable	Hellige SpO2 Sensor"," Adult"," Finger clip"," 3.0m"," Nellcor-Oximax"," Reusable	1	12				Ultrasound Foetal Transducer - comp w/ Bionet - Uterine Contractions		Ultrasound Foetal Transducer - comp w/ Bionet - UC	Bionet "
"6011269	SS-021XC-AS30		SS-021XC-AS30	https://www.medten.com/product/2945	Replacement	Reusable	Hellige	SpO2 Sensors	Accessories	Hellige SpO2 Sensor	Reusable Hellige SpO2 Sensor	Replacement: Adult"," Soft rubber"," 3.0m"," Nellcor-Oximax"," Reusable	Hellige SpO2 Sensor"," Adult"," Soft rubber"," 3.0m"," Nellcor-Oximax"," Reusable	1	12				Ultrasound Foetal Transducer - comp w/ Bionet - Uterine Contractions		Ultrasound Foetal Transducer - comp w/ Bionet - UC	Bionet "
"6012565	SS-021XC-MY30		SS-021XC-MY30	https://www.medten.com/product/2946	Replacement	Reusable	Hellige	SpO2 Sensors	Accessories	Hellige SpO2 Sensor	Reusable Hellige SpO2 Sensor	Replacement: All Sizes"," Multi-Y"," 3.0m"," Nellcor-Oximax"," Reusable	Hellige SpO2 Sensor"," All Sizes"," Multi-Y"," 3.0m"," Nellcor-Oximax"," Reusable	1	12				Ultrasound Foetal Transducer - comp w/ Bionet - Uterine Contractions		Ultrasound Foetal Transducer - comp w/ Bionet - UC	Bionet "
"6012137	SS-021XC-NW30		SS-021XC-NW30	https://www.medten.com/product/2947	Replacement	Reusable	Hellige	SpO2 Sensors	Accessories	Hellige SpO2 Sensor	Reusable Hellige SpO2 Sensor	Replacement: Neonate"," Wrap"," 3.0m"," Nellcor-Oximax"," Reusable	Hellige SpO2 Sensor"," Neonate"," Wrap"," 3.0m"," Nellcor-Oximax"," Reusable	1	12				Ultrasound Foetal Transducer - comp w/ Bionet - Uterine Contractions		Ultrasound Foetal Transducer - comp w/ Bionet - UC	Bionet "
"6011487	SS-021XC-PF30		SS-021XC-PF30	https://www.medten.com/product/2948	Replacement	Reusable	Hellige	SpO2 Sensors	Accessories	Hellige SpO2 Sensor	Reusable Hellige SpO2 Sensor	Replacement: Pediatric"," Finger clip"," 3.0m"," Nellcor-Oximax"," Reusable	Hellige SpO2 Sensor"," Pediatric"," Finger clip"," 3.0m"," Nellcor-Oximax"," Reusable	1	12				Ultrasound Foetal Transducer - comp w/ Bionet - Uterine Contractions		Ultrasound Foetal Transducer - comp w/ Bionet - UC	Bionet "
"6011705	SS-021XC-PS30		SS-021XC-PS30	https://www.medten.com/product/2949	Replacement	Reusable	Hellige	SpO2 Sensors	Accessories	Hellige SpO2 Sensor	Reusable Hellige SpO2 Sensor	Replacement: Pediatric"," Soft rubber"," 3.0m"," Nellcor-Oximax"," Reusable	Hellige SpO2 Sensor"," Pediatric"," Soft rubber"," 3.0m"," Nellcor-Oximax"," Reusable	1	12				Ultrasound Foetal Transducer - comp w/ Bionet - Uterine Contractions		Ultrasound Foetal Transducer - comp w/ Bionet - UC	Bionet "
"6012352	SS-022-AE30		SS-022-AE30	https://www.medten.com/product/2950	Replacement	Reusable	Corometrics	SpO2 Sensors	Accessories	GE Corometrics SpO2 Sensor	Reusable GE Corometrics SpO2 Sensor	Replacement: Adult"," Ear clip"," 3.0m"," Nellcor"," Reusable	GE Corometrics SpO2 Sensor"," Adult"," Ear clip"," 3.0m"," Nellcor"," Reusable	1	12				Ultrasound Foetal Transducer - comp w/ Bionet - Uterine Contractions		Ultrasound Foetal Transducer - comp w/ Bionet - UC	Bionet "
"6011035	SS-022-AF30		SS-022-AF30	https://www.medten.com/product/2951	Replacement	Reusable	Corometrics	SpO2 Sensors	Accessories	GE Corometrics SpO2 Sensor	Reusable GE Corometrics SpO2 Sensor	Replacement: Adult"," Finger clip"," 3.0m"," Nellcor"," Reusable	GE Corometrics SpO2 Sensor"," Adult"," Finger clip"," 3.0m"," Nellcor"," Reusable	1	12				Ultrasound Foetal Transducer - comp w/ Bionet - Uterine Contractions		Ultrasound Foetal Transducer - comp w/ Bionet - UC	Bionet "
"6011270	SS-022-AS30		SS-022-AS30	https://www.medten.com/product/2952	Replacement	Reusable	Corometrics	SpO2 Sensors	Accessories	GE Corometrics SpO2 Sensor	Reusable GE Corometrics SpO2 Sensor	Replacement: Adult"," Soft rubber"," 3.0m"," Nellcor"," Reusable	GE Corometrics SpO2 Sensor"," Adult"," Soft rubber"," 3.0m"," Nellcor"," Reusable	1	12				Ultrasound Foetal Transducer - comp w/ Bionet - Uterine Contractions		Ultrasound Foetal Transducer - comp w/ Bionet - UC	Bionet "
"6012566	SS-022-MY30		SS-022-MY30	https://www.medten.com/product/2953	Replacement	Reusable	Corometrics	SpO2 Sensors	Accessories	GE Corometrics SpO2 Sensor	Reusable GE Corometrics SpO2 Sensor	Replacement: All Sizes"," Multi-Y"," 3.0m"," Nellcor"," Reusable	GE Corometrics SpO2 Sensor"," All Sizes"," Multi-Y"," 3.0m"," Nellcor"," Reusable	1	12				Ultrasound Foetal Transducer - comp w/ Bionet - Uterine Contractions		Ultrasound Foetal Transducer - comp w/ Bionet - UC	Bionet "
"6012138	SS-022-NW30		SS-022-NW30	https://www.medten.com/product/2954	Replacement	Reusable	Corometrics	SpO2 Sensors	Accessories	GE Corometrics SpO2 Sensor	Reusable GE Corometrics SpO2 Sensor	Replacement: Neonate"," Wrap"," 3.0m"," Nellcor"," Reusable	GE Corometrics SpO2 Sensor"," Neonate"," Wrap"," 3.0m"," Nellcor"," Reusable	1	12				Ultrasound Foetal Transducer - comp w/ Bionet - Uterine Contractions		Ultrasound Foetal Transducer - comp w/ Bionet - UC	Bionet "
"6011488	SS-022-PF30		SS-022-PF30	https://www.medten.com/product/2955	Replacement	Reusable	Corometrics	SpO2 Sensors	Accessories	GE Corometrics SpO2 Sensor	Reusable GE Corometrics SpO2 Sensor	Replacement: Pediatric"," Finger clip"," 3.0m"," Nellcor"," Reusable	GE Corometrics SpO2 Sensor"," Pediatric"," Finger clip"," 3.0m"," Nellcor"," Reusable	1	12				Ultrasound Foetal Transducer - comp w/ Bionet - Uterine Contractions		Ultrasound Foetal Transducer - comp w/ Bionet - UC	Bionet "
"6011706	SS-022-PS30		SS-022-PS30	https://www.medten.com/product/2956	Replacement	Reusable	Corometrics	SpO2 Sensors	Accessories	GE Corometrics SpO2 Sensor	Reusable GE Corometrics SpO2 Sensor	Replacement: Pediatric"," Soft rubber"," 3.0m"," Nellcor"," Reusable	GE Corometrics SpO2 Sensor"," Pediatric"," Soft rubber"," 3.0m"," Nellcor"," Reusable	1	12				Ultrasound Foetal Transducer - comp w/ Bionet - Uterine Contractions		Ultrasound Foetal Transducer - comp w/ Bionet - UC	Bionet "
"6012353	SS-023-AE30		SS-023-AE30	https://www.medten.com/product/2957	Replacement	Reusable	Philips	SpO2 Sensors	Accessories	Philips SpO2 Sensor	Reusable Philips SpO2 Sensor	Replacement: Adult"," Ear clip"," 3.0m"," Nellcor"," Reusable	Philips SpO2 Sensor"," Adult"," Ear clip"," 3.0m"," Nellcor"," Reusable	1	12				Ultrasound Foetal Transducer - comp w/ Bionet - Uterine Contractions		Ultrasound Foetal Transducer - comp w/ Bionet - UC	Bionet "
"6011240	SS-001XC-AS30		SS-001XC-AS30	https://www.medten.com/product/2961	Replacement	Reusable	Nellcor	SpO2 Sensors	Accessories	Nellcor SpO2 Sensor FlexMax (3.0m)	Reusable Nellcor SpO2 Sensor FlexMax (3.0m)	Replacement: Adult"," Soft Rubber"," 3.0m"," Nellcor - OxiMax	Nellcor SpO2 Sensor FlexMax (3.0m)"," Adult"," Soft Rubber"," 3.0m"," Nellcor - OxiMax	1	12				Ultrasound Foetal Transducer - comp w/ Bionet - Uterine Contractions		Ultrasound Foetal Transducer - comp w/ Bionet - UC	Bionet "
"6012359	SS-025-AE30		SS-025-AE30	https://www.medten.com/product/2966	Replacement	Reusable	Spacelabs	SpO2 Sensors	Accessories	Spacelabs SpO2 Sensor	Reusable Spacelabs SpO2 Sensor	Replacement: Adult"," Ear clip"," 3.0m"," Nellcor"," Reusable	Spacelabs SpO2 Sensor"," Adult"," Ear clip"," 3.0m"," Nellcor"," Reusable	1	12				Ultrasound Foetal Transducer - comp w/ Bionet - Uterine Contractions		Ultrasound Foetal Transducer - comp w/ Bionet - UC	Bionet "
"6012360	SS-026-AE30		SS-026-AE30	https://www.medten.com/product/2967	Replacement	Reusable	Spacelabs	SpO2 Sensors	Accessories	Spacelabs SpO2 Sensor	Reusable Spacelabs SpO2 Sensor	Replacement: Adult"," Ear clip"," 3.0m"," Nellcor"," Reusable	Spacelabs SpO2 Sensor"," Adult"," Ear clip"," 3.0m"," Nellcor"," Reusable	1	12				Ultrasound Foetal Transducer - comp w/ Bionet - Uterine Contractions		Ultrasound Foetal Transducer - comp w/ Bionet - UC	Bionet "
"6012364	SS-026RB-AE30		SS-026RB-AE30	https://www.medten.com/product/2968	Replacement	Reusable	Spacelabs	SpO2 Sensors	Accessories	Spacelabs SpO2 Sensor	Reusable Spacelabs SpO2 Sensor	Replacement: Adult"," Ear clip"," 3.0m"," Masimo "," Reusable	Spacelabs SpO2 Sensor"," Adult"," Ear clip"," 3.0m"," Masimo "," Reusable	1	12				Ultrasound Foetal Transducer - comp w/ Bionet - Uterine Contractions		Ultrasound Foetal Transducer - comp w/ Bionet - UC	Bionet "
"6011047	SS-026RB-AF30		SS-026RB-AF30	https://www.medten.com/product/2969	Replacement	Reusable	Spacelabs	SpO2 Sensors	Accessories	Spacelabs SpO2 Sensor	Reusable Spacelabs SpO2 Sensor	Replacement: Adult"," Finger clip"," 3.0m"," Masimo "," Reusable	Spacelabs SpO2 Sensor"," Adult"," Finger clip"," 3.0m"," Masimo "," Reusable	1	12				Ultrasound Foetal Transducer - comp w/ Bionet - Uterine Contractions		Ultrasound Foetal Transducer - comp w/ Bionet - UC	Bionet "
"6011282	SS-026RB-AS30		SS-026RB-AS30	https://www.medten.com/product/2970	Replacement	Reusable	Spacelabs	SpO2 Sensors	Accessories	Spacelabs SpO2 Sensor	Reusable Spacelabs SpO2 Sensor	Replacement: Adult"," Soft rubber"," 3.0m"," Masimo "," Reusable	Spacelabs SpO2 Sensor"," Adult"," Soft rubber"," 3.0m"," Masimo "," Reusable	1	12				Ultrasound Foetal Transducer - comp w/ Bionet - Uterine Contractions		Ultrasound Foetal Transducer - comp w/ Bionet - UC	Bionet "
"6012578	SS-026RB-MY30		SS-026RB-MY30	https://www.medten.com/product/2971	Replacement	Reusable	Spacelabs	SpO2 Sensors	Accessories	Spacelabs SpO2 Sensor	Reusable Spacelabs SpO2 Sensor	Replacement: All Sizes"," Multi-Y"," 3.0m"," Masimo "," Reusable	Spacelabs SpO2 Sensor"," All Sizes"," Multi-Y"," 3.0m"," Masimo "," Reusable	1	12				Ultrasound Foetal Transducer - comp w/ Bionet - Uterine Contractions		Ultrasound Foetal Transducer - comp w/ Bionet - UC	Bionet "
"6012150	SS-026RB-NW30		SS-026RB-NW30	https://www.medten.com/product/2972	Replacement	Reusable	Spacelabs	SpO2 Sensors	Accessories	Spacelabs SpO2 Sensor	Reusable Spacelabs SpO2 Sensor	Replacement: Neonate"," Wrap"," 3.0m"," Masimo "," Reusable	Spacelabs SpO2 Sensor"," Neonate"," Wrap"," 3.0m"," Masimo "," Reusable	1	12				Ultrasound Foetal Transducer - comp w/ Bionet - Uterine Contractions		Ultrasound Foetal Transducer - comp w/ Bionet - UC	Bionet "
"6011500	SS-026RB-PF30		SS-026RB-PF30	https://www.medten.com/product/2973	Replacement	Reusable	Spacelabs	SpO2 Sensors	Accessories	Spacelabs SpO2 Sensor	Reusable Spacelabs SpO2 Sensor	Replacement: Pediatric"," Finger clip"," 3.0m"," Masimo "," Reusable	Spacelabs SpO2 Sensor"," Pediatric"," Finger clip"," 3.0m"," Masimo "," Reusable	1	12				Ultrasound Foetal Transducer - comp w/ Bionet - Uterine Contractions		Ultrasound Foetal Transducer - comp w/ Bionet - UC	Bionet "
"6011718	SS-026RB-PS30		SS-026RB-PS30	https://www.medten.com/product/2974	Replacement	Reusable	Spacelabs	SpO2 Sensors	Accessories	Spacelabs SpO2 Sensor	Reusable Spacelabs SpO2 Sensor	Replacement: Pediatric"," Soft rubber"," 3.0m"," Masimo "," Reusable	Spacelabs SpO2 Sensor"," Pediatric"," Soft rubber"," 3.0m"," Masimo "," Reusable	1	12				Ultrasound Foetal Transducer - comp w/ Bionet - Uterine Contractions		Ultrasound Foetal Transducer - comp w/ Bionet - UC	Bionet "
"6012362	SS-026XC-AE30		SS-026XC-AE30	https://www.medten.com/product/2975	Replacement	Reusable	Spacelabs	SpO2 Sensors	Accessories	Spacelabs SpO2 Sensor	Reusable Spacelabs SpO2 Sensor	Replacement: Adult"," Ear clip"," 3.0m"," Nellcor-Oximax"," Reusable	Spacelabs SpO2 Sensor"," Adult"," Ear clip"," 3.0m"," Nellcor-Oximax"," Reusable	1	12				Ultrasound Foetal Transducer - comp w/ Bionet - Uterine Contractions		Ultrasound Foetal Transducer - comp w/ Bionet - UC	Bionet "
"6011045	SS-026XC-AF30		SS-026XC-AF30	https://www.medten.com/product/2976	Replacement	Reusable	Spacelabs	SpO2 Sensors	Accessories	Spacelabs SpO2 Sensor	Reusable Spacelabs SpO2 Sensor	Replacement: Adult"," Finger clip"," 3.0m"," Nellcor - OxiMax	Spacelabs SpO2 Sensor"," Adult"," Finger clip"," 3.0m"," Nellcor - OxiMax	1	12				Ultrasound Foetal Transducer - comp w/ Bionet - Uterine Contractions		Ultrasound Foetal Transducer - comp w/ Bionet - UC	Bionet "
"6011280	SS-026XC-AS30		SS-026XC-AS30	https://www.medten.com/product/2977	Replacement	Reusable	Spacelabs	SpO2 Sensors	Accessories	Spacelabs SpO2 Sensor	Reusable Spacelabs SpO2 Sensor	Replacement: Adult"," Soft rubber"," 3.0m"," Nellcor-Oximax"," Reusable	Spacelabs SpO2 Sensor"," Adult"," Soft rubber"," 3.0m"," Nellcor-Oximax"," Reusable	1	12				Ultrasound Foetal Transducer - comp w/ Bionet - Uterine Contractions		Ultrasound Foetal Transducer - comp w/ Bionet - UC	Bionet "
"6012576	SS-026XC-MY30		SS-026XC-MY30	https://www.medten.com/product/2978	Replacement	Reusable	Spacelabs	SpO2 Sensors	Accessories	Spacelabs SpO2 Sensor	Reusable Spacelabs SpO2 Sensor	Replacement: All Sizes"," Multi-Y"," 3.0m"," Nellcor-Oximax"," Reusable	Spacelabs SpO2 Sensor"," All Sizes"," Multi-Y"," 3.0m"," Nellcor-Oximax"," Reusable	1	12				Ultrasound Foetal Transducer - comp w/ Bionet - Uterine Contractions		Ultrasound Foetal Transducer - comp w/ Bionet - UC	Bionet "
"6012148	SS-026XC-NW30		SS-026XC-NW30	https://www.medten.com/product/2979	Replacement	Reusable	Spacelabs	SpO2 Sensors	Accessories	Spacelabs SpO2 Sensor	Reusable Spacelabs SpO2 Sensor	Replacement: Neonate"," Wrap"," 3.0m"," Nellcor-Oximax"," Reusable	Spacelabs SpO2 Sensor"," Neonate"," Wrap"," 3.0m"," Nellcor-Oximax"," Reusable	1	12				Ultrasound Foetal Transducer - comp w/ Bionet - Uterine Contractions		Ultrasound Foetal Transducer - comp w/ Bionet - UC	Bionet "
"6011498	SS-026XC-PF30		SS-026XC-PF30	https://www.medten.com/product/2980	Replacement	Reusable	Spacelabs	SpO2 Sensors	Accessories	Spacelabs SpO2 Sensor	Reusable Spacelabs SpO2 Sensor	Replacement: Pediatric"," Finger clip"," 3.0m"," Nellcor-Oximax"," Reusable	Spacelabs SpO2 Sensor"," Pediatric"," Finger clip"," 3.0m"," Nellcor-Oximax"," Reusable	1	12				Ultrasound Foetal Transducer - comp w/ Bionet - Uterine Contractions		Ultrasound Foetal Transducer - comp w/ Bionet - UC	Bionet "
"6011716	SS-026XC-PS30		SS-026XC-PS30	https://www.medten.com/product/2981	Replacement	Reusable	Spacelabs	SpO2 Sensors	Accessories	Spacelabs SpO2 Sensor	Reusable Spacelabs SpO2 Sensor	Replacement: Pediatric"," Soft rubber"," 3.0m"," Nellcor-Oximax"," Reusable	Spacelabs SpO2 Sensor"," Pediatric"," Soft rubber"," 3.0m"," Nellcor-Oximax"," Reusable	1	12				Ultrasound Foetal Transducer - comp w/ Bionet - Uterine Contractions		Ultrasound Foetal Transducer - comp w/ Bionet - UC	Bionet "
"6012365	SS-027-AE30		SS-027-AE30	https://www.medten.com/product/2982	Replacement	Reusable	Siemens	SpO2 Sensors	Accessories	Siemens SpO2 Sensor	Reusable Siemens SpO2 Sensor	Replacement: Adult"," Ear clip"," 3.0m"," Nellcor"," Reusable	Siemens SpO2 Sensor"," Adult"," Ear clip"," 3.0m"," Nellcor"," Reusable	1	12				Ultrasound Foetal Transducer - comp w/ Bionet - Uterine Contractions		Ultrasound Foetal Transducer - comp w/ Bionet - UC	Bionet "
"6012366	SS-028-AE30		SS-028-AE30	https://www.medten.com/product/2983	Replacement	Reusable	Siemens	SpO2 Sensors	Accessories	Siemens SpO2 Sensor	Reusable Siemens SpO2 Sensor	Replacement: Adult"," Ear clip"," 3.0m"," Nellcor"," Reusable	Siemens SpO2 Sensor"," Adult"," Ear clip"," 3.0m"," Nellcor"," Reusable	1	12				Ultrasound Foetal Transducer - comp w/ Bionet - Uterine Contractions		Ultrasound Foetal Transducer - comp w/ Bionet - UC	Bionet "
"6012369	SS-028RB-AE30		SS-028RB-AE30	https://www.medten.com/product/2984	Replacement	Reusable	Siemens	SpO2 Sensors	Accessories	Siemens SpO2 Sensor	Reusable Siemens SpO2 Sensor	Replacement: Adult"," Ear clip"," 3.0m"," Masimo "," Reusable	Siemens SpO2 Sensor"," Adult"," Ear clip"," 3.0m"," Masimo "," Reusable	1	12				Ultrasound Foetal Transducer - comp w/ Bionet - Uterine Contractions		Ultrasound Foetal Transducer - comp w/ Bionet - UC	Bionet "
"6011052	SS-028RB-AF30		SS-028RB-AF30	https://www.medten.com/product/2985	Replacement	Reusable	Siemens	SpO2 Sensors	Accessories	Siemens SpO2 Sensor	Reusable Siemens SpO2 Sensor	Replacement: Adult"," Finger clip"," 3.0m"," Masimo "," Reusable	Siemens SpO2 Sensor"," Adult"," Finger clip"," 3.0m"," Masimo "," Reusable	1	12				Ultrasound Foetal Transducer - comp w/ Bionet - Uterine Contractions		Ultrasound Foetal Transducer - comp w/ Bionet - UC	Bionet "
"6011287	SS-028RB-AS30		SS-028RB-AS30	https://www.medten.com/product/2986	Replacement	Reusable	Siemens	SpO2 Sensors	Accessories	Siemens SpO2 Sensor	Reusable Siemens SpO2 Sensor	Replacement: Adult"," Soft rubber"," 3.0m"," Masimo "," Reusable	Siemens SpO2 Sensor"," Adult"," Soft rubber"," 3.0m"," Masimo "," Reusable	1	12				Ultrasound Foetal Transducer - comp w/ Bionet - Uterine Contractions		Ultrasound Foetal Transducer - comp w/ Bionet - UC	Bionet "
"6012583	SS-028RB-MY30		SS-028RB-MY30	https://www.medten.com/product/2987	Replacement	Reusable	Siemens	SpO2 Sensors	Accessories	Siemens SpO2 Sensor	Reusable Siemens SpO2 Sensor	Replacement: All Sizes"," Multi-Y"," 3.0m"," Masimo "," Reusable	Siemens SpO2 Sensor"," All Sizes"," Multi-Y"," 3.0m"," Masimo "," Reusable	1	12				Ultrasound Foetal Transducer - comp w/ Bionet - Uterine Contractions		Ultrasound Foetal Transducer - comp w/ Bionet - UC	Bionet "
"6012155	SS-028RB-NW30		SS-028RB-NW30	https://www.medten.com/product/2988	Replacement	Reusable	Siemens	SpO2 Sensors	Accessories	Siemens SpO2 Sensor	Reusable Siemens SpO2 Sensor	Replacement: Neonate"," Wrap"," 3.0m"," Masimo "," Reusable	Siemens SpO2 Sensor"," Neonate"," Wrap"," 3.0m"," Masimo "," Reusable	1	12				Ultrasound Foetal Transducer - comp w/ Bionet - Uterine Contractions		Ultrasound Foetal Transducer - comp w/ Bionet - UC	Bionet "
"6011505	SS-028RB-PF30		SS-028RB-PF30	https://www.medten.com/product/2989	Replacement	Reusable	Siemens	SpO2 Sensors	Accessories	Siemens SpO2 Sensor	Reusable Siemens SpO2 Sensor	Replacement: Pediatric"," Finger clip"," 3.0m"," Masimo "," Reusable	Siemens SpO2 Sensor"," Pediatric"," Finger clip"," 3.0m"," Masimo "," Reusable	1	12				Ultrasound Foetal Transducer - comp w/ Bionet - Uterine Contractions		Ultrasound Foetal Transducer - comp w/ Bionet - UC	Bionet "
"6011723	SS-028RB-PS30		SS-028RB-PS30	https://www.medten.com/product/2990	Replacement	Reusable	Siemens	SpO2 Sensors	Accessories	Siemens SpO2 Sensor	Reusable Siemens SpO2 Sensor	Replacement: Pediatric"," Soft rubber"," 3.0m"," Masimo "," Reusable	Siemens SpO2 Sensor"," Pediatric"," Soft rubber"," 3.0m"," Masimo "," Reusable	1	12				Ultrasound Foetal Transducer - comp w/ Bionet - Uterine Contractions		Ultrasound Foetal Transducer - comp w/ Bionet - UC	Bionet "
"6012370	SS-029-AE30		SS-029-AE30	https://www.medten.com/product/2991	Replacement	Reusable	Siemens	SpO2 Sensors	Accessories	Siemens SpO2 Sensor	Reusable Siemens SpO2 Sensor	Replacement: Adult"," Ear clip"," 3.0m"," Nellcor"," Reusable	Siemens SpO2 Sensor"," Adult"," Ear clip"," 3.0m"," Nellcor"," Reusable	1	12				Ultrasound Foetal Transducer - comp w/ Bionet - Uterine Contractions		Ultrasound Foetal Transducer - comp w/ Bionet - UC	Bionet "
"6012372	SS-031-AE10		SS-031-AE10	https://www.medten.com/product/2993	Replacement	Reusable	Dixtal	SpO2 Sensors	Accessories	Dixtal SpO2 Sensor	Reusable Dixtal SpO2 Sensor	Replacement: Adult"," Ear clip"," 1.0m"," Novametrix"," Reusable	Dixtal SpO2 Sensor"," Adult"," Ear clip"," 1.0m"," Novametrix"," Reusable	1	12				Ultrasound Foetal Transducer - comp w/ Bionet - Uterine Contractions		Ultrasound Foetal Transducer - comp w/ Bionet - UC	Bionet "
"	SS-031-VC10		SS-031-VC10	https://www.medten.com/product/2994	Replacement	Reusable	Dixtal	Vital Signs Monitoring	Accessories	Dixtal SpO2 Sensor	Reusable Dixtal SpO2 Sensor	Replacement: Vet"," Vet Rectal "," 1.0m"," Novametrix"," Reusable	Dixtal SpO2 Sensor"," Vet"," Vet Rectal "," 1.0m"," Novametrix"," Reusable	1	12				Ultrasound Foetal Transducer - comp w/ Bionet - Uterine Contractions		Ultrasound Foetal Transducer - comp w/ Bionet - UC	Bionet "
"6012373	SS-032-AE10		SS-032-AE10	https://www.medten.com/product/2995	Replacement	Reusable	Dixtal	SpO2 Sensors	Accessories	Dixtal SpO2 Sensor	Reusable Dixtal SpO2 Sensor	Replacement: Adult"," Ear clip"," 1.0m"," Novametrix"," Reusable	Dixtal SpO2 Sensor"," Adult"," Ear clip"," 1.0m"," Novametrix"," Reusable	1	12				Ultrasound Foetal Transducer - comp w/ Bionet - Uterine Contractions		Ultrasound Foetal Transducer - comp w/ Bionet - UC	Bionet "
"6012374	SS-033-AE30		SS-033-AE30	https://www.medten.com/product/2996	Replacement	Reusable	Novametrix	SpO2 Sensors	Accessories	Novametrix SpO2 Sensor	Reusable Novametrix SpO2 Sensor	Replacement: Adult"," Ear clip"," 3.0m"," Novametrix"," Reusable	Novametrix SpO2 Sensor"," Adult"," Ear clip"," 3.0m"," Novametrix"," Reusable	1	12				Ultrasound Foetal Transducer - comp w/ Bionet - Uterine Contractions		Ultrasound Foetal Transducer - comp w/ Bionet - UC	Bionet "
"6012376	SS-035-AE30		SS-035-AE30	https://www.medten.com/product/2997	Replacement	Reusable	Dixtal	SpO2 Sensors	Accessories	Dixtal SpO2 Sensor	Reusable Dixtal SpO2 Sensor	Replacement: Adult"," Ear clip"," 3.0m"," Reusable	Dixtal SpO2 Sensor"," Adult"," Ear clip"," 3.0m"," Reusable	1	12				Ultrasound Foetal Transducer - comp w/ Bionet - Uterine Contractions		Ultrasound Foetal Transducer - comp w/ Bionet - UC	Bionet "
"6011059	SS-035-AF30		SS-035-AF30	https://www.medten.com/product/2998	Replacement	Reusable	Dixtal	SpO2 Sensors	Accessories	Dixtal SpO2 Sensor DX-1NC01-0	Reusable Dixtal SpO2 Sensor DX-1NC01-0	Replacement: Adult"," Finger clip"," 3.0m"," Novametrix"," Reusable	Dixtal SpO2 Sensor DX-1NC01-0"," Adult"," Finger clip"," 3.0m"," Novametrix"," Reusable	1	12				Ultrasound Foetal Transducer - comp w/ Bionet - Uterine Contractions		Ultrasound Foetal Transducer - comp w/ Bionet - UC	Bionet "
"6011294	SS-035-AS30		SS-035-AS30	https://www.medten.com/product/2999	Replacement	Reusable	Dixtal	SpO2 Sensors	Accessories	Dixtal SpO2 Sensor	Reusable Dixtal SpO2 Sensor	Replacement: Adult"," Soft rubber"," 3.0m"," Novametrix"," Reusable	Dixtal SpO2 Sensor"," Adult"," Soft rubber"," 3.0m"," Novametrix"," Reusable	1	12				Ultrasound Foetal Transducer - comp w/ Bionet - Uterine Contractions		Ultrasound Foetal Transducer - comp w/ Bionet - UC	Bionet "
"6012590	SS-035-MY30		SS-035-MY30	https://www.medten.com/product/3000	Replacement	Reusable	Dixtal	SpO2 Sensors	Accessories	Dixtal SpO2 Sensor	Reusable Dixtal SpO2 Sensor	Replacement: All Sizes"," Multi-Y"," 3.0m"," Reusable	Dixtal SpO2 Sensor"," All Sizes"," Multi-Y"," 3.0m"," Reusable	1	12				Ultrasound Foetal Transducer - comp w/ Bionet - Uterine Contractions		Ultrasound Foetal Transducer - comp w/ Bionet - UC	Bionet "
"6012162	SS-035-NW30		SS-035-NW30	https://www.medten.com/product/3001	Replacement	Reusable	Dixtal	SpO2 Sensors	Accessories	Dixtal SpO2 Sensor	Reusable Dixtal SpO2 Sensor	Replacement: Neonate"," Wrap"," 3.0m"," Reusable	Dixtal SpO2 Sensor"," Neonate"," Wrap"," 3.0m"," Reusable	1	12				Ultrasound Foetal Transducer - comp w/ Bionet - Uterine Contractions		Ultrasound Foetal Transducer - comp w/ Bionet - UC	Bionet "
"6011512	SS-035-PF30		SS-035-PF30	https://www.medten.com/product/3002	Replacement	Reusable	Dixtal	SpO2 Sensors	Accessories	Dixtal SpO2 Sensor	Reusable Dixtal SpO2 Sensor	Replacement: Pediatric"," Finger clip"," 3.0m"," Reusable	Dixtal SpO2 Sensor"," Pediatric"," Finger clip"," 3.0m"," Reusable	1	12				Ultrasound Foetal Transducer - comp w/ Bionet - Uterine Contractions		Ultrasound Foetal Transducer - comp w/ Bionet - UC	Bionet "
"6011730	SS-035-PS30		SS-035-PS30	https://www.medten.com/product/3003	Replacement	Reusable	Dixtal	SpO2 Sensors	Accessories	Dixtal SpO2 Sensor	Reusable Dixtal SpO2 Sensor	Replacement: Pediatric"," Soft rubber"," 3.0m"," Reusable	Dixtal SpO2 Sensor"," Pediatric"," Soft rubber"," 3.0m"," Reusable	1	12				Ultrasound Foetal Transducer - comp w/ Bionet - Uterine Contractions		Ultrasound Foetal Transducer - comp w/ Bionet - UC	Bionet "
"6012378	SS-036-AE30		SS-036-AE30	https://www.medten.com/product/3004	Replacement	Reusable	BCI	SpO2 Sensors	Accessories	BCI SpO2 Sensor	Reusable BCI SpO2 Sensor	Replacement: Adult"," Ear clip"," 3.0m"," BCI"," Reusable	BCI SpO2 Sensor"," Adult"," Ear clip"," 3.0m"," BCI"," Reusable	1	12				Ultrasound Foetal Transducer - comp w/ Bionet - Uterine Contractions		Ultrasound Foetal Transducer - comp w/ Bionet - UC	Bionet "
"6011945	SS-036-IS10		SS-036-IS10	https://www.medten.com/product/3005	Replacement	Reusable	BCI	SpO2 Sensors	Accessories	BCI SpO2 Sensor 3025	Reusable BCI SpO2 Sensor 3025	Replacement: Infant"," Soft rubber"," 1.0m"," BCI"," Reusable	BCI SpO2 Sensor 3025"," Infant"," Soft rubber"," 1.0m"," BCI"," Reusable	1	12				Ultrasound Foetal Transducer - comp w/ Bionet - Uterine Contractions		Ultrasound Foetal Transducer - comp w/ Bionet - UC	Bionet "
"6012379	SS-037-AE30		SS-037-AE30	https://www.medten.com/product/3006	Replacement	Reusable	BCI	SpO2 Sensors	Accessories	BCI SpO2 Sensor	Reusable BCI SpO2 Sensor	Replacement: Adult"," Ear clip"," 3.0m"," BCI"," Reusable	BCI SpO2 Sensor"," Adult"," Ear clip"," 3.0m"," BCI"," Reusable	1	12				Ultrasound Foetal Transducer - comp w/ Bionet - Uterine Contractions		Ultrasound Foetal Transducer - comp w/ Bionet - UC	Bionet "
"6012380	SS-038-AE30		SS-038-AE30	https://www.medten.com/product/3007	Replacement	Reusable	Criticare	SpO2 Sensors	Accessories	Criticare SpO2 Sensor	Reusable Criticare SpO2 Sensor	Replacement: Adult"," Ear clip"," 3.0m"," Reusable	Criticare SpO2 Sensor"," Adult"," Ear clip"," 3.0m"," Reusable	1	12				Ultrasound Foetal Transducer - comp w/ Bionet - Uterine Contractions		Ultrasound Foetal Transducer - comp w/ Bionet - UC	Bionet "
"6011457	SS-001XC-PF10		SS-001XC-PF10	https://www.medten.com/product/3008	Replacement	Reusable	Nellcor	SpO2 Sensors	Accessories	Nellcor SpO2 Sensor D-YSPD	Reusable Nellcor SpO2 Sensor D-YSPD	Replacement: Pediatric"," Finger clip"," 1.0m"," Nellcor - OxiMax	Nellcor SpO2 Sensor D-YSPD"," Pediatric"," Finger clip"," 1.0m"," Nellcor - OxiMax	1	12				Ultrasound Foetal Transducer - comp w/ Bionet - Uterine Contractions		Ultrasound Foetal Transducer - comp w/ Bionet - UC	Bionet "
"6011458	SS-001XC-PF30		SS-001XC-PF30	https://www.medten.com/product/3009	Replacement	Reusable	Nellcor	SpO2 Sensors	Accessories	Nellcor SpO2 Sensor D-YSPD (3.0m)	Reusable Nellcor SpO2 Sensor D-YSPD (3.0m)	Replacement: Pediatric"," Finger clip"," 3.0m"," Nellcor-Oximax"," Reusable	Nellcor SpO2 Sensor D-YSPD (3.0m)"," Pediatric"," Finger clip"," 3.0m"," Nellcor-Oximax"," Reusable	1	12				Ultrasound Foetal Transducer - comp w/ Bionet - Uterine Contractions		Ultrasound Foetal Transducer - comp w/ Bionet - UC	Bionet "
"6011227	SS-039-AF60		SS-039-AF60	https://www.medten.com/product/3010	Replacement	Reusable	Criticare	SpO2 Sensors	Accessories	Criticare SpO2 Sensor	Reusable Criticare SpO2 Sensor	Replacement: Adult"," Finger clip"," Reusable	Criticare SpO2 Sensor"," Adult"," Finger clip"," Reusable	1	12				Ultrasound Foetal Transducer - comp w/ Bionet - Uterine Contractions		Ultrasound Foetal Transducer - comp w/ Bionet - UC	Bionet "
"6012385	SS-041-AE30		SS-041-AE30	https://www.medten.com/product/3011	Replacement	Reusable	Nonin	SpO2 Sensors	Accessories	Nonin SpO2 Sensor	Reusable Nonin SpO2 Sensor	Replacement: Adult"," Ear clip"," 3.0m"," Nonin"," Reusable	Nonin SpO2 Sensor"," Adult"," Ear clip"," 3.0m"," Nonin"," Reusable	1	12				Ultrasound Foetal Transducer - comp w/ Bionet - Uterine Contractions		Ultrasound Foetal Transducer - comp w/ Bionet - UC	Bionet "
"6012388	SS-044-AE30		SS-044-AE30	https://www.medten.com/product/3017	Replacement	Reusable	Nihon Kohden	SpO2 Sensors	Accessories	Nihon Kohden SpO2 Sensor	Reusable Nihon Kohden SpO2 Sensor	Replacement: Adult"," Ear clip"," 3.0m"," Nihon Kohden"," Reusable	Nihon Kohden SpO2 Sensor"," Adult"," Ear clip"," 3.0m"," Nihon Kohden"," Reusable	1	12				Ultrasound Foetal Transducer - comp w/ Bionet - Uterine Contractions		Ultrasound Foetal Transducer - comp w/ Bionet - UC	Bionet "
"6012389	SS-045-AE30		SS-045-AE30	https://www.medten.com/product/3018	Replacement	Reusable	Nihon Kohden	SpO2 Sensors	Accessories	Nihon Kohden SpO2 Sensor	Reusable Nihon Kohden SpO2 Sensor	Replacement: Adult"," Ear clip"," 3.0m"," Nihon Kohden"," Reusable	Nihon Kohden SpO2 Sensor"," Adult"," Ear clip"," 3.0m"," Nihon Kohden"," Reusable	1	12				Ultrasound Foetal Transducer - comp w/ Bionet - Uterine Contractions		Ultrasound Foetal Transducer - comp w/ Bionet - UC	Bionet "
"6012391	SS-045XC-AE30		SS-045XC-AE30	https://www.medten.com/product/3019	Replacement	Reusable	Nihon Kohden	SpO2 Sensors	Accessories	Nihon Kohden SpO2 Sensor	Reusable Nihon Kohden SpO2 Sensor	Replacement: Adult"," Ear clip"," 3.0m"," Nihon Kohden"," Reusable	Nihon Kohden SpO2 Sensor"," Adult"," Ear clip"," 3.0m"," Nihon Kohden"," Reusable	1	12				Ultrasound Foetal Transducer - comp w/ Bionet - Uterine Contractions		Ultrasound Foetal Transducer - comp w/ Bionet - UC	Bionet "
"6011074	SS-045XC-AF30		SS-045XC-AF30	https://www.medten.com/product/3020	Replacement	Reusable	Nihon Kohden	SpO2 Sensors	Accessories	Nihon Kohden SpO2 Sensor	Reusable Nihon Kohden SpO2 Sensor	Replacement: Adult"," Finger clip"," 3.0m"," Nihon Kohden"," Reusable	Nihon Kohden SpO2 Sensor"," Adult"," Finger clip"," 3.0m"," Nihon Kohden"," Reusable	1	12				Ultrasound Foetal Transducer - comp w/ Bionet - Uterine Contractions		Ultrasound Foetal Transducer - comp w/ Bionet - UC	Bionet "
"6011308	SS-045XC-AS30		SS-045XC-AS30	https://www.medten.com/product/3021	Replacement	Reusable	Nihon Kohden	SpO2 Sensors	Accessories	Nihon Kohden SpO2 Sensor	Reusable Nihon Kohden SpO2 Sensor	Replacement: Adult"," Soft rubber"," 3.0m"," Nihon Kohden"," Reusable	Nihon Kohden SpO2 Sensor"," Adult"," Soft rubber"," 3.0m"," Nihon Kohden"," Reusable	1	12				Ultrasound Foetal Transducer - comp w/ Bionet - Uterine Contractions		Ultrasound Foetal Transducer - comp w/ Bionet - UC	Bionet "
"6012605	SS-045XC-MY30		SS-045XC-MY30	https://www.medten.com/product/3022	Replacement	Reusable	Nihon Kohden	SpO2 Sensors	Accessories	Nihon Kohden SpO2 Sensor	Reusable Nihon Kohden SpO2 Sensor	Replacement: All Sizes"," Multi-Y"," 3.0m"," Nihon Kohden"," Reusable	Nihon Kohden SpO2 Sensor"," All Sizes"," Multi-Y"," 3.0m"," Nihon Kohden"," Reusable	1	12				Ultrasound Foetal Transducer - comp w/ Bionet - Uterine Contractions		Ultrasound Foetal Transducer - comp w/ Bionet - UC	Bionet "
"6012177	SS-045XC-NW30		SS-045XC-NW30	https://www.medten.com/product/3023	Replacement	Reusable	Nihon Kohden	SpO2 Sensors	Accessories	Nihon Kohden SpO2 Sensor	Reusable Nihon Kohden SpO2 Sensor	Replacement: Neonate"," Wrap"," 3.0m"," Nihon Kohden"," Reusable	Nihon Kohden SpO2 Sensor"," Neonate"," Wrap"," 3.0m"," Nihon Kohden"," Reusable	1	12				Ultrasound Foetal Transducer - comp w/ Bionet - Uterine Contractions		Ultrasound Foetal Transducer - comp w/ Bionet - UC	Bionet "
"6011527	SS-045XC-PF30		SS-045XC-PF30	https://www.medten.com/product/3024	Replacement	Reusable	Nihon Kohden	SpO2 Sensors	Accessories	Nihon Kohden SpO2 Sensor	Reusable Nihon Kohden SpO2 Sensor	Replacement: Pediatric"," Finger clip"," 3.0m"," Nihon Kohden"," Reusable	Nihon Kohden SpO2 Sensor"," Pediatric"," Finger clip"," 3.0m"," Nihon Kohden"," Reusable	1	12				Ultrasound Foetal Transducer - comp w/ Bionet - Uterine Contractions		Ultrasound Foetal Transducer - comp w/ Bionet - UC	Bionet "
"6011745	SS-045XC-PS30		SS-045XC-PS30	https://www.medten.com/product/3025	Replacement	Reusable	Nihon Kohden	SpO2 Sensors	Accessories	Nihon Kohden SpO2 Sensor	Reusable Nihon Kohden SpO2 Sensor	Replacement: Pediatric"," Soft rubber"," 3.0m"," Nihon Kohden"," Reusable	Nihon Kohden SpO2 Sensor"," Pediatric"," Soft rubber"," 3.0m"," Nihon Kohden"," Reusable	1	12				Ultrasound Foetal Transducer - comp w/ Bionet - Uterine Contractions		Ultrasound Foetal Transducer - comp w/ Bionet - UC	Bionet "
"6012393	SS-046-AE30		SS-046-AE30	https://www.medten.com/product/3032	Replacement	Reusable	Nihon Kohden	SpO2 Sensors	Accessories	Nihon Kohden SpO2 Sensor	Reusable Nihon Kohden SpO2 Sensor	Replacement: Adult"," Ear clip"," 3.0m"," Nihon Kohden"," Reusable	Nihon Kohden SpO2 Sensor"," Adult"," Ear clip"," 3.0m"," Nihon Kohden"," Reusable	1	12				Ultrasound Foetal Transducer - comp w/ Bionet - Uterine Contractions		Ultrasound Foetal Transducer - comp w/ Bionet - UC	Bionet "
"6012395	SS-048-AE30		SS-048-AE30	https://www.medten.com/product/3033	Replacement	Reusable	Schiller	SpO2 Sensors	Accessories	Schiller SpO2 Sensor	Reusable Schiller SpO2 Sensor	Replacement: Adult"," Ear clip"," 3.0m"," Reusable	Schiller SpO2 Sensor"," Adult"," Ear clip"," 3.0m"," Reusable	1	12				Ultrasound Foetal Transducer - comp w/ Bionet - Uterine Contractions		Ultrasound Foetal Transducer - comp w/ Bionet - UC	Bionet "
"6012397	SS-049-AE30		SS-049-AE30	https://www.medten.com/product/3034	Replacement	Reusable	Schiller	SpO2 Sensors	Accessories	Schiller SpO2 Sensor	Reusable Schiller SpO2 Sensor	Replacement: Adult"," Ear clip"," 3.0m"," Reusable	Schiller SpO2 Sensor"," Adult"," Ear clip"," 3.0m"," Reusable	1	12				Ultrasound Foetal Transducer - comp w/ Bionet - Uterine Contractions		Ultrasound Foetal Transducer - comp w/ Bionet - UC	Bionet "
"6012399	SS-049RB-AE30		SS-049RB-AE30	https://www.medten.com/product/3035	Replacement	Reusable	Schiller	SpO2 Sensors	Accessories	Schiller SpO2 Sensor	Reusable Schiller SpO2 Sensor	Replacement: Adult"," Ear clip"," 3.0m"," Masimo "," Reusable	Schiller SpO2 Sensor"," Adult"," Ear clip"," 3.0m"," Masimo "," Reusable	1	12				Ultrasound Foetal Transducer - comp w/ Bionet - Uterine Contractions		Ultrasound Foetal Transducer - comp w/ Bionet - UC	Bionet "
"6011082	SS-049RB-AF30		SS-049RB-AF30	https://www.medten.com/product/3036	Replacement	Reusable	Schiller	SpO2 Sensors	Accessories	Schiller SpO2 Sensor	Reusable Schiller SpO2 Sensor	Replacement: Adult"," Finger clip"," 3.0m"," Masimo "," Reusable	Schiller SpO2 Sensor"," Adult"," Finger clip"," 3.0m"," Masimo "," Reusable	1	12				Ultrasound Foetal Transducer - comp w/ Bionet - Uterine Contractions		Ultrasound Foetal Transducer - comp w/ Bionet - UC	Bionet "
"6011316	SS-049RB-AS30		SS-049RB-AS30	https://www.medten.com/product/3037	Replacement	Reusable	Schiller	SpO2 Sensors	Accessories	Schiller SpO2 Sensor	Reusable Schiller SpO2 Sensor	Replacement: Adult"," Soft rubber"," 3.0m"," Masimo "," Reusable	Schiller SpO2 Sensor"," Adult"," Soft rubber"," 3.0m"," Masimo "," Reusable	1	12				Ultrasound Foetal Transducer - comp w/ Bionet - Uterine Contractions		Ultrasound Foetal Transducer - comp w/ Bionet - UC	Bionet "
"6012613	SS-049RB-MY30		SS-049RB-MY30	https://www.medten.com/product/3038	Replacement	Reusable	Schiller	SpO2 Sensors	Accessories	Schiller SpO2 Sensor	Reusable Schiller SpO2 Sensor	Replacement: All Sizes"," Multi-Y"," 3.0m"," Masimo "," Reusable	Schiller SpO2 Sensor"," All Sizes"," Multi-Y"," 3.0m"," Masimo "," Reusable	1	12				Ultrasound Foetal Transducer - comp w/ Bionet - Uterine Contractions		Ultrasound Foetal Transducer - comp w/ Bionet - UC	Bionet "
"6012185	SS-049RB-NW30		SS-049RB-NW30	https://www.medten.com/product/3039	Replacement	Reusable	Schiller	SpO2 Sensors	Accessories	Schiller SpO2 Sensor	Reusable Schiller SpO2 Sensor	Replacement: Neonate"," Wrap"," 3.0m"," Masimo "," Reusable	Schiller SpO2 Sensor"," Neonate"," Wrap"," 3.0m"," Masimo "," Reusable	1	12				Ultrasound Foetal Transducer - comp w/ Bionet - Uterine Contractions		Ultrasound Foetal Transducer - comp w/ Bionet - UC	Bionet "
"6011535	SS-049RB-PF30		SS-049RB-PF30	https://www.medten.com/product/3040	Replacement	Reusable	Schiller	SpO2 Sensors	Accessories	Schiller SpO2 Sensor	Reusable Schiller SpO2 Sensor	Replacement: Pediatric"," Finger clip"," 3.0m"," Masimo "," Reusable	Schiller SpO2 Sensor"," Pediatric"," Finger clip"," 3.0m"," Masimo "," Reusable	1	12				Ultrasound Foetal Transducer - comp w/ Bionet - Uterine Contractions		Ultrasound Foetal Transducer - comp w/ Bionet - UC	Bionet "
"6011753	SS-049RB-PS30		SS-049RB-PS30	https://www.medten.com/product/3041	Replacement	Reusable	Schiller	SpO2 Sensors	Accessories	Schiller SpO2 Sensor	Reusable Schiller SpO2 Sensor	Replacement: Pediatric"," Soft rubber"," 3.0m"," Masimo "," Reusable	Schiller SpO2 Sensor"," Pediatric"," Soft rubber"," 3.0m"," Masimo "," Reusable	1	12				Ultrasound Foetal Transducer - comp w/ Bionet - Uterine Contractions		Ultrasound Foetal Transducer - comp w/ Bionet - UC	Bionet "
"6012400	SS-050-AE30		SS-050-AE30	https://www.medten.com/product/3042	Replacement	Reusable	Mindray	SpO2 Sensors	Accessories	Mindray SpO2 Sensor	Reusable Mindray SpO2 Sensor	Replacement: Adult"," Ear clip"," 3.0m"," Reusable	Mindray SpO2 Sensor"," Adult"," Ear clip"," 3.0m"," Reusable	1	12				Ultrasound Foetal Transducer - comp w/ Bionet - Uterine Contractions		Ultrasound Foetal Transducer - comp w/ Bionet - UC	Bionet "
"6012403	SS-052-AE30		SS-052-AE30	https://www.medten.com/product/3043	Replacement	Reusable	Mindray	SpO2 Sensors	Accessories	SpO2 Sensor	Reusable SpO2 Sensor	Replacement: Adult"," Ear clip"," 3.0m"," Mindray	SpO2 Sensor"," Adult"," Ear clip"," 3.0m"," Mindray	1	12				Ultrasound Foetal Transducer - comp w/ Bionet - Uterine Contractions		Ultrasound Foetal Transducer - comp w/ Bionet - UC	Bionet "
"6012404	SS-052XC-AE30		SS-052XC-AE30	https://www.medten.com/product/3044	Replacement	Reusable	Mindray	SpO2 Sensors	Accessories	Mindray SpO2 Sensor	Reusable Mindray SpO2 Sensor	Replacement: Adult"," Ear clip"," 3.0m"," Nellcor-Oximax"," Reusable	Mindray SpO2 Sensor"," Adult"," Ear clip"," 3.0m"," Nellcor-Oximax"," Reusable	1	12				Ultrasound Foetal Transducer - comp w/ Bionet - Uterine Contractions		Ultrasound Foetal Transducer - comp w/ Bionet - UC	Bionet "
"6011087	SS-052XC-AF30		SS-052XC-AF30	https://www.medten.com/product/3045	Replacement	Reusable	Mindray	SpO2 Sensors	Accessories	Mindray SpO2 Sensor	Reusable Mindray SpO2 Sensor	Replacement: Adult"," Finger clip"," 3.0m"," Nellcor-Oximax"," Reusable	Mindray SpO2 Sensor"," Adult"," Finger clip"," 3.0m"," Nellcor-Oximax"," Reusable	1	12				Ultrasound Foetal Transducer - comp w/ Bionet - Uterine Contractions		Ultrasound Foetal Transducer - comp w/ Bionet - UC	Bionet "
"6011321	SS-052XC-AS30		SS-052XC-AS30	https://www.medten.com/product/3046	Replacement	Reusable	Mindray	SpO2 Sensors	Accessories	Mindray SpO2 Sensor	Reusable Mindray SpO2 Sensor	Replacement: Adult"," Soft rubber"," 3.0m"," Nellcor-Oximax"," Reusable	Mindray SpO2 Sensor"," Adult"," Soft rubber"," 3.0m"," Nellcor-Oximax"," Reusable	1	12				Ultrasound Foetal Transducer - comp w/ Bionet - Uterine Contractions		Ultrasound Foetal Transducer - comp w/ Bionet - UC	Bionet "
"6012618	SS-052XC-MY30		SS-052XC-MY30	https://www.medten.com/product/3047	Replacement	Reusable	Mindray	SpO2 Sensors	Accessories	Mindray SpO2 Sensor	Reusable Mindray SpO2 Sensor	Replacement: All Sizes"," Multi-Y"," 3.0m"," Nellcor-Oximax"," Reusable	Mindray SpO2 Sensor"," All Sizes"," Multi-Y"," 3.0m"," Nellcor-Oximax"," Reusable	1	12				Ultrasound Foetal Transducer - comp w/ Bionet - Uterine Contractions		Ultrasound Foetal Transducer - comp w/ Bionet - UC	Bionet "
"6012190	SS-052XC-NW30		SS-052XC-NW30	https://www.medten.com/product/3048	Replacement	Reusable	Mindray	SpO2 Sensors	Accessories	Mindray SpO2 Sensor	Reusable Mindray SpO2 Sensor	Replacement: Neonate"," Wrap"," 3.0m"," Nellcor-Oximax"," Reusable	Mindray SpO2 Sensor"," Neonate"," Wrap"," 3.0m"," Nellcor-Oximax"," Reusable	1	12				Ultrasound Foetal Transducer - comp w/ Bionet - Uterine Contractions		Ultrasound Foetal Transducer - comp w/ Bionet - UC	Bionet "
"6011540	SS-052XC-PF30		SS-052XC-PF30	https://www.medten.com/product/3049	Replacement	Reusable	Mindray	SpO2 Sensors	Accessories	Mindray SpO2 Sensor	Reusable Mindray SpO2 Sensor	Replacement: Pediatric"," Finger clip"," 3.0m"," Nellcor-Oximax"," Reusable	Mindray SpO2 Sensor"," Pediatric"," Finger clip"," 3.0m"," Nellcor-Oximax"," Reusable	1	12				Ultrasound Foetal Transducer - comp w/ Bionet - Uterine Contractions		Ultrasound Foetal Transducer - comp w/ Bionet - UC	Bionet "
"6011758	SS-052XC-PS30		SS-052XC-PS30	https://www.medten.com/product/3050	Replacement	Reusable	Mindray	SpO2 Sensors	Accessories	Mindray SpO2 Sensor	Reusable Mindray SpO2 Sensor	Replacement: Pediatric"," Soft rubber"," 3.0m"," Nellcor-Oximax"," Reusable	Mindray SpO2 Sensor"," Pediatric"," Soft rubber"," 3.0m"," Nellcor-Oximax"," Reusable	1	12				Ultrasound Foetal Transducer - comp w/ Bionet - Uterine Contractions		Ultrasound Foetal Transducer - comp w/ Bionet - UC	Bionet "
"6012406	SS-053-AE30		SS-053-AE30	https://www.medten.com/product/3051	Replacement	Reusable	Mindray	SpO2 Sensors	Accessories	Mindray SpO2 Sensor	Reusable Mindray SpO2 Sensor	Replacement: Adult"," Ear clip"," 3.0m"," Reusable	Mindray SpO2 Sensor"," Adult"," Ear clip"," 3.0m"," Reusable	1	12				Ultrasound Foetal Transducer - comp w/ Bionet - Uterine Contractions		Ultrasound Foetal Transducer - comp w/ Bionet - UC	Bionet "
"6012409	SS-053RB-AE30		SS-053RB-AE30	https://www.medten.com/product/3052	Replacement	Reusable	Mindray	SpO2 Sensors	Accessories	Mindray SpO2 Sensor	Reusable Mindray SpO2 Sensor	Replacement: Adult"," Ear clip"," 3.0m"," Masimo "," Reusable	Mindray SpO2 Sensor"," Adult"," Ear clip"," 3.0m"," Masimo "," Reusable	1	12				Ultrasound Foetal Transducer - comp w/ Bionet - Uterine Contractions		Ultrasound Foetal Transducer - comp w/ Bionet - UC	Bionet "
"6011092	SS-053RB-AF30		SS-053RB-AF30	https://www.medten.com/product/3053	Replacement	Reusable	Mindray	SpO2 Sensors	Accessories	Mindray SpO2 Sensor	Reusable Mindray SpO2 Sensor	Replacement: Adult"," Finger clip"," 3.0m"," Masimo	Mindray SpO2 Sensor"," Adult"," Finger clip"," 3.0m"," Masimo	1	12				Ultrasound Foetal Transducer - comp w/ Bionet - Uterine Contractions		Ultrasound Foetal Transducer - comp w/ Bionet - UC	Bionet "
"6011326	SS-053RB-AS30		SS-053RB-AS30	https://www.medten.com/product/3054	Replacement	Reusable	Mindray	SpO2 Sensors	Accessories	Mindray SpO2 Sensor	Reusable Mindray SpO2 Sensor	Replacement: Adult"," Soft rubber"," 3.0m"," Masimo "," Reusable	Mindray SpO2 Sensor"," Adult"," Soft rubber"," 3.0m"," Masimo "," Reusable	1	12				Ultrasound Foetal Transducer - comp w/ Bionet - Uterine Contractions		Ultrasound Foetal Transducer - comp w/ Bionet - UC	Bionet "
"6012623	SS-053RB-MY30		SS-053RB-MY30	https://www.medten.com/product/3055	Replacement	Reusable	Mindray	SpO2 Sensors	Accessories	Mindray SpO2 Sensor	Reusable Mindray SpO2 Sensor	Replacement: All Sizes"," Multi-Y"," 3.0m"," Masimo "," Reusable	Mindray SpO2 Sensor"," All Sizes"," Multi-Y"," 3.0m"," Masimo "," Reusable	1	12				Ultrasound Foetal Transducer - comp w/ Bionet - Uterine Contractions		Ultrasound Foetal Transducer - comp w/ Bionet - UC	Bionet "
"6012195	SS-053RB-NW30		SS-053RB-NW30	https://www.medten.com/product/3056	Replacement	Reusable	Mindray	SpO2 Sensors	Accessories	Mindray SpO2 Sensor	Reusable Mindray SpO2 Sensor	Replacement: Neonate"," Wrap"," 3.0m"," Masimo "," Reusable	Mindray SpO2 Sensor"," Neonate"," Wrap"," 3.0m"," Masimo "," Reusable	1	12				Ultrasound Foetal Transducer - comp w/ Bionet - Uterine Contractions		Ultrasound Foetal Transducer - comp w/ Bionet - UC	Bionet "
"6011545	SS-053RB-PF30		SS-053RB-PF30	https://www.medten.com/product/3057	Replacement	Reusable	Mindray	SpO2 Sensors	Accessories	Mindray SpO2 Sensor	Reusable Mindray SpO2 Sensor	Replacement: Pediatric"," Finger clip"," 3.0m"," Masimo "," Reusable	Mindray SpO2 Sensor"," Pediatric"," Finger clip"," 3.0m"," Masimo "," Reusable	1	12				Ultrasound Foetal Transducer - comp w/ Bionet - Uterine Contractions		Ultrasound Foetal Transducer - comp w/ Bionet - UC	Bionet "
"6011763	SS-053RB-PS30		SS-053RB-PS30	https://www.medten.com/product/3058	Replacement	Reusable	Mindray	SpO2 Sensors	Accessories	Mindray SpO2 Sensor	Reusable Mindray SpO2 Sensor	Replacement: Pediatric"," Soft rubber"," 3.0m"," Masimo "," Reusable	Mindray SpO2 Sensor"," Pediatric"," Soft rubber"," 3.0m"," Masimo "," Reusable	1	12				Ultrasound Foetal Transducer - comp w/ Bionet - Uterine Contractions		Ultrasound Foetal Transducer - comp w/ Bionet - UC	Bionet "
"6011676	SS-001XC-PS30		SS-001XC-PS30	https://www.medten.com/product/3059	Replacement	Reusable	Nellcor	SpO2 Sensors	Accessories	Nellcor SpO2 Sensor FlexMax-P (3.0m)	Reusable Nellcor SpO2 Sensor FlexMax-P (3.0m)	Replacement: Pediatric"," Soft Rubber"," 3.0m"," Nellcor - OxiMax	Nellcor SpO2 Sensor FlexMax-P (3.0m)"," Pediatric"," Soft Rubber"," 3.0m"," Nellcor - OxiMax	1	12				Ultrasound Foetal Transducer - comp w/ Bionet - Uterine Contractions		Ultrasound Foetal Transducer - comp w/ Bionet - UC	Bionet "
"6012410	SS-054-AE30		SS-054-AE30	https://www.medten.com/product/3060	Replacement	Reusable	Mindray	SpO2 Sensors	Accessories	Mindray SpO2 Sensor	Reusable Mindray SpO2 Sensor	Replacement: Adult"," Ear clip"," 3.0m"," Reusable	Mindray SpO2 Sensor"," Adult"," Ear clip"," 3.0m"," Reusable	1	12				Ultrasound Foetal Transducer - comp w/ Bionet - Uterine Contractions		Ultrasound Foetal Transducer - comp w/ Bionet - UC	Bionet "
"6012411	SS-055-AE30		SS-055-AE30	https://www.medten.com/product/3061	Replacement	Reusable	Mindray	SpO2 Sensors	Accessories	Mindray SpO2 Sensor	Reusable Mindray SpO2 Sensor	Replacement: Adult"," Ear clip"," 3.0m"," Reusable	Mindray SpO2 Sensor"," Adult"," Ear clip"," 3.0m"," Reusable	1	12				Ultrasound Foetal Transducer - comp w/ Bionet - Uterine Contractions		Ultrasound Foetal Transducer - comp w/ Bionet - UC	Bionet "
"6011094	SS-055-AF30		SS-055-AF30	https://www.medten.com/product/3062	Replacement	Reusable	Mindray	SpO2 Sensors	Accessories	Mindray SpO2 Sensor	Reusable Mindray SpO2 Sensor	Replacement: Adult"," Finger clip"," 3.0m"," Reusable	Mindray SpO2 Sensor"," Adult"," Finger clip"," 3.0m"," Reusable	1	12				Ultrasound Foetal Transducer - comp w/ Bionet - Uterine Contractions		Ultrasound Foetal Transducer - comp w/ Bionet - UC	Bionet "
"6011328	SS-055-AS30		SS-055-AS30	https://www.medten.com/product/3063	Replacement	Reusable	Mindray	SpO2 Sensors	Accessories	Mindray SpO2 Sensor	Reusable Mindray SpO2 Sensor	Replacement: Adult"," Soft rubber"," 3.0m"," Reusable	Mindray SpO2 Sensor"," Adult"," Soft rubber"," 3.0m"," Reusable	1	12				Ultrasound Foetal Transducer - comp w/ Bionet - Uterine Contractions		Ultrasound Foetal Transducer - comp w/ Bionet - UC	Bionet "
"6012625	SS-055-MY30		SS-055-MY30	https://www.medten.com/product/3064	Replacement	Reusable	Mindray	SpO2 Sensors	Accessories	Mindray SpO2 Sensor	Reusable Mindray SpO2 Sensor	Replacement: All Sizes"," Multi-Y"," 3.0m"," Reusable	Mindray SpO2 Sensor"," All Sizes"," Multi-Y"," 3.0m"," Reusable	1	12				Ultrasound Foetal Transducer - comp w/ Bionet - Uterine Contractions		Ultrasound Foetal Transducer - comp w/ Bionet - UC	Bionet "
"6012197	SS-055-NW30		SS-055-NW30	https://www.medten.com/product/3065	Replacement	Reusable	Mindray	SpO2 Sensors	Accessories	Mindray SpO2 Sensor	Reusable Mindray SpO2 Sensor	Replacement: Neonate"," Wrap"," 3.0m"," Reusable	Mindray SpO2 Sensor"," Neonate"," Wrap"," 3.0m"," Reusable	1	12				Ultrasound Foetal Transducer - comp w/ Bionet - Uterine Contractions		Ultrasound Foetal Transducer - comp w/ Bionet - UC	Bionet "
"6011547	SS-055-PF30		SS-055-PF30	https://www.medten.com/product/3066	Replacement	Reusable	Mindray	SpO2 Sensors	Accessories	Mindray SpO2 Sensor	Reusable Mindray SpO2 Sensor	Replacement: Pediatric"," Finger clip"," 3.0m"," Reusable	Mindray SpO2 Sensor"," Pediatric"," Finger clip"," 3.0m"," Reusable	1	12				Ultrasound Foetal Transducer - comp w/ Bionet - Uterine Contractions		Ultrasound Foetal Transducer - comp w/ Bionet - UC	Bionet "
"6011765	SS-055-PS30		SS-055-PS30	https://www.medten.com/product/3067	Replacement	Reusable	Mindray	SpO2 Sensors	Accessories	Mindray SpO2 Sensor	Reusable Mindray SpO2 Sensor	Replacement: Pediatric"," Soft rubber"," 3.0m"," Reusable	Mindray SpO2 Sensor"," Pediatric"," Soft rubber"," 3.0m"," Reusable	1	12				Ultrasound Foetal Transducer - comp w/ Bionet - Uterine Contractions		Ultrasound Foetal Transducer - comp w/ Bionet - UC	Bionet "
"6012412	SS-056-AE30		SS-056-AE30	https://www.medten.com/product/3068	Replacement	Reusable	Mindray	SpO2 Sensors	Accessories	Mindray SpO2 Sensor	Reusable Mindray SpO2 Sensor	Replacement: Adult"," Ear clip"," 3.0m"," Reusable	Mindray SpO2 Sensor"," Adult"," Ear clip"," 3.0m"," Reusable	1	12				Ultrasound Foetal Transducer - comp w/ Bionet - Uterine Contractions		Ultrasound Foetal Transducer - comp w/ Bionet - UC	Bionet "
"6011095	SS-056-AF30		SS-056-AF30	https://www.medten.com/product/3069	Replacement	Reusable	Mindray	SpO2 Sensors	Accessories	Mindray SpO2 Sensor	Reusable Mindray SpO2 Sensor	Replacement: Adult"," Finger clip"," 3.0m"," Reusable	Mindray SpO2 Sensor"," Adult"," Finger clip"," 3.0m"," Reusable	1	12				Ultrasound Foetal Transducer - comp w/ Bionet - Uterine Contractions		Ultrasound Foetal Transducer - comp w/ Bionet - UC	Bionet "
"6011329	SS-056-AS30		SS-056-AS30	https://www.medten.com/product/3070	Replacement	Reusable	Mindray	SpO2 Sensors	Accessories	Mindray SpO2 Sensor	Reusable Mindray SpO2 Sensor	Replacement: Adult"," Soft rubber"," 3.0m"," Reusable	Mindray SpO2 Sensor"," Adult"," Soft rubber"," 3.0m"," Reusable	1	12				Ultrasound Foetal Transducer - comp w/ Bionet - Uterine Contractions		Ultrasound Foetal Transducer - comp w/ Bionet - UC	Bionet "
"6012626	SS-056-MY30		SS-056-MY30	https://www.medten.com/product/3071	Replacement	Reusable	Mindray	SpO2 Sensors	Accessories	Mindray SpO2 Sensor	Reusable Mindray SpO2 Sensor	Replacement: All Sizes"," Multi-Y"," 3.0m"," Reusable	Mindray SpO2 Sensor"," All Sizes"," Multi-Y"," 3.0m"," Reusable	1	12				Ultrasound Foetal Transducer - comp w/ Bionet - Uterine Contractions		Ultrasound Foetal Transducer - comp w/ Bionet - UC	Bionet "
"6012198	SS-056-NW30		SS-056-NW30	https://www.medten.com/product/3072	Replacement	Reusable	Mindray	SpO2 Sensors	Accessories	Mindray SpO2 Sensor	Reusable Mindray SpO2 Sensor	Replacement: Neonate"," Wrap"," 3.0m"," Reusable	Mindray SpO2 Sensor"," Neonate"," Wrap"," 3.0m"," Reusable	1	12				Ultrasound Foetal Transducer - comp w/ Bionet - Uterine Contractions		Ultrasound Foetal Transducer - comp w/ Bionet - UC	Bionet "
"6011548	SS-056-PF30		SS-056-PF30	https://www.medten.com/product/3073	Replacement	Reusable	Mindray	SpO2 Sensors	Accessories	Mindray SpO2 Sensor	Reusable Mindray SpO2 Sensor	Replacement: Pediatric"," Finger clip"," 3.0m"," Reusable	Mindray SpO2 Sensor"," Pediatric"," Finger clip"," 3.0m"," Reusable	1	12				Ultrasound Foetal Transducer - comp w/ Bionet - Uterine Contractions		Ultrasound Foetal Transducer - comp w/ Bionet - UC	Bionet "
"6011766	SS-056-PS30		SS-056-PS30	https://www.medten.com/product/3074	Replacement	Reusable	Mindray	SpO2 Sensors	Accessories	Mindray SpO2 Sensor	Reusable Mindray SpO2 Sensor	Replacement: Pediatric"," Soft rubber"," 3.0m"," Reusable	Mindray SpO2 Sensor"," Pediatric"," Soft rubber"," 3.0m"," Reusable	1	12				Ultrasound Foetal Transducer - comp w/ Bionet - Uterine Contractions		Ultrasound Foetal Transducer - comp w/ Bionet - UC	Bionet "
"6012414	SS-058-AE10		SS-058-AE10	https://www.medten.com/product/3075	Replacement	Reusable	Datascope	SpO2 Sensors	Accessories	Mindray SpO2 Sensor	Reusable Mindray SpO2 Sensor	Replacement: Adult"," Ear clip"," 1.0m"," Datascope"," Reusable	Mindray SpO2 Sensor"," Adult"," Ear clip"," 1.0m"," Datascope"," Reusable	1	12				Ultrasound Foetal Transducer - comp w/ Bionet - Uterine Contractions		Ultrasound Foetal Transducer - comp w/ Bionet - UC	Bionet "
"6012416	SS-060-AE30		SS-060-AE30	https://www.medten.com/product/3076	Replacement	Reusable	Goldway	SpO2 Sensors	Accessories	Goldway SpO2 Sensor	Reusable Goldway SpO2 Sensor	Replacement: Adult"," Ear clip"," 3.0m"," Nellcor"," Reusable	Goldway SpO2 Sensor"," Adult"," Ear clip"," 3.0m"," Nellcor"," Reusable	1	12				Ultrasound Foetal Transducer - comp w/ Bionet - Uterine Contractions		Ultrasound Foetal Transducer - comp w/ Bionet - UC	Bionet "
"6012417	SS-061-AE30		SS-061-AE30	https://www.medten.com/product/3077	Replacement	Reusable	Goldway	SpO2 Sensors	Accessories	Goldway SpO2 Sensor	Reusable Goldway SpO2 Sensor	Replacement: Adult"," Ear clip"," 3.0m"," Nellcor"," Reusable	Goldway SpO2 Sensor"," Adult"," Ear clip"," 3.0m"," Nellcor"," Reusable	1	12				Ultrasound Foetal Transducer - comp w/ Bionet - Uterine Contractions		Ultrasound Foetal Transducer - comp w/ Bionet - UC	Bionet "
"	SS-061-VT30		SS-061-VT30	https://www.medten.com/product/3078	Replacement	Reusable	Goldway	Vital Signs Monitoring	Accessories	Goldway SpO2 Sensor	Reusable Goldway SpO2 Sensor	Replacement: Vet"," 3.0m"," Nellcor"," Reusable	Goldway SpO2 Sensor"," Vet"," 3.0m"," Nellcor"," Reusable	1	12				Ultrasound Foetal Transducer - comp w/ Bionet - Uterine Contractions		Ultrasound Foetal Transducer - comp w/ Bionet - UC	Bionet "
"6012418	SS-062-AE30		SS-062-AE30	https://www.medten.com/product/3079	Replacement	Reusable	Goldway	SpO2 Sensors	Accessories	Goldway SpO2 Sensor	Reusable Goldway SpO2 Sensor	Replacement: Adult"," Ear clip"," 3.0m"," Nellcor"," Reusable	Goldway SpO2 Sensor"," Adult"," Ear clip"," 3.0m"," Nellcor"," Reusable	1	12				Ultrasound Foetal Transducer - comp w/ Bionet - Uterine Contractions		Ultrasound Foetal Transducer - comp w/ Bionet - UC	Bionet "
"6012632	SS-062-MY30		SS-062-MY30	https://www.medten.com/product/3080	Replacement	Reusable	Goldway	SpO2 Sensors	Accessories	Goldway SpO2 Sensor	Reusable Goldway SpO2 Sensor	Replacement: All Sizes"," Multi-Y"," 3.0m"," Nellcor"," Reusable	Goldway SpO2 Sensor"," All Sizes"," Multi-Y"," 3.0m"," Nellcor"," Reusable	1	12				Ultrasound Foetal Transducer - comp w/ Bionet - Uterine Contractions		Ultrasound Foetal Transducer - comp w/ Bionet - UC	Bionet "
"6012204	SS-062-NW30		SS-062-NW30	https://www.medten.com/product/3081	Replacement	Reusable	Goldway	SpO2 Sensors	Accessories	Goldway SpO2 Sensor	Reusable Goldway SpO2 Sensor	Replacement: Neonate"," Wrap"," 3.0m"," Nellcor"," Reusable	Goldway SpO2 Sensor"," Neonate"," Wrap"," 3.0m"," Nellcor"," Reusable	1	12				Ultrasound Foetal Transducer - comp w/ Bionet - Uterine Contractions		Ultrasound Foetal Transducer - comp w/ Bionet - UC	Bionet "
"6011554	SS-062-PF30		SS-062-PF30	https://www.medten.com/product/3082	Replacement	Reusable	Goldway	SpO2 Sensors	Accessories	Goldway SpO2 Sensor	Reusable Goldway SpO2 Sensor	Replacement: Pediatric"," Finger clip"," 3.0m"," Nellcor"," Reusable	Goldway SpO2 Sensor"," Pediatric"," Finger clip"," 3.0m"," Nellcor"," Reusable	1	12				Ultrasound Foetal Transducer - comp w/ Bionet - Uterine Contractions		Ultrasound Foetal Transducer - comp w/ Bionet - UC	Bionet "
"6011772	SS-062-PS30		SS-062-PS30	https://www.medten.com/product/3083	Replacement	Reusable	Goldway	SpO2 Sensors	Accessories	Goldway SpO2 Sensor	Reusable Goldway SpO2 Sensor	Replacement: Pediatric"," Soft rubber"," 3.0m"," Nellcor"," Reusable	Goldway SpO2 Sensor"," Pediatric"," Soft rubber"," 3.0m"," Nellcor"," Reusable	1	12				Ultrasound Foetal Transducer - comp w/ Bionet - Uterine Contractions		Ultrasound Foetal Transducer - comp w/ Bionet - UC	Bionet "
"6012420	SS-063D-AE30		SS-063D-AE30	https://www.medten.com/product/3084	Replacement	Reusable	Goldway	SpO2 Sensors	Accessories	Goldway SpO2 Sensor	Reusable Goldway SpO2 Sensor	Replacement: Adult"," Ear clip"," 3.0m"," Digital "," Reusable	Goldway SpO2 Sensor"," Adult"," Ear clip"," 3.0m"," Digital "," Reusable	1	12				Ultrasound Foetal Transducer - comp w/ Bionet - Uterine Contractions		Ultrasound Foetal Transducer - comp w/ Bionet - UC	Bionet "
"6011103	SS-063D-AF30		SS-063D-AF30	https://www.medten.com/product/3085	Replacement	Reusable	Goldway	SpO2 Sensors	Accessories	Goldway SpO2 Sensor	Reusable Goldway SpO2 Sensor	Replacement: Adult"," Finger clip"," 3.0m"," Digital "," Reusable	Goldway SpO2 Sensor"," Adult"," Finger clip"," 3.0m"," Digital "," Reusable	1	12				Ultrasound Foetal Transducer - comp w/ Bionet - Uterine Contractions		Ultrasound Foetal Transducer - comp w/ Bionet - UC	Bionet "
"6011337	SS-063D-AS30		SS-063D-AS30	https://www.medten.com/product/3086	Replacement	Reusable	Goldway	SpO2 Sensors	Accessories	Goldway SpO2 Sensor	Reusable Goldway SpO2 Sensor	Replacement: Adult"," Soft rubber"," 3.0m"," Digital "," Reusable	Goldway SpO2 Sensor"," Adult"," Soft rubber"," 3.0m"," Digital "," Reusable	1	12				Ultrasound Foetal Transducer - comp w/ Bionet - Uterine Contractions		Ultrasound Foetal Transducer - comp w/ Bionet - UC	Bionet "
"6012634	SS-063D-MY30		SS-063D-MY30	https://www.medten.com/product/3087	Replacement	Reusable	Goldway	SpO2 Sensors	Accessories	Goldway SpO2 Sensor	Reusable Goldway SpO2 Sensor	Replacement: All Sizes"," Multi-Y"," 3.0m"," Digital "," Reusable	Goldway SpO2 Sensor"," All Sizes"," Multi-Y"," 3.0m"," Digital "," Reusable	1	12				Ultrasound Foetal Transducer - comp w/ Bionet - Uterine Contractions		Ultrasound Foetal Transducer - comp w/ Bionet - UC	Bionet "
"6012206	SS-063D-NW30		SS-063D-NW30	https://www.medten.com/product/3088	Replacement	Reusable	Goldway	SpO2 Sensors	Accessories	Goldway SpO2 Sensor	Reusable Goldway SpO2 Sensor	Replacement: Neonate"," Wrap"," 3.0m"," Digital "," Reusable	Goldway SpO2 Sensor"," Neonate"," Wrap"," 3.0m"," Digital "," Reusable	1	12				Ultrasound Foetal Transducer - comp w/ Bionet - Uterine Contractions		Ultrasound Foetal Transducer - comp w/ Bionet - UC	Bionet "
"6011556	SS-063D-PF30		SS-063D-PF30	https://www.medten.com/product/3089	Replacement	Reusable	Goldway	SpO2 Sensors	Accessories	Goldway SpO2 Sensor	Reusable Goldway SpO2 Sensor	Replacement: Pediatric"," Finger clip"," 3.0m"," Digital "," Reusable	Goldway SpO2 Sensor"," Pediatric"," Finger clip"," 3.0m"," Digital "," Reusable	1	12				Ultrasound Foetal Transducer - comp w/ Bionet - Uterine Contractions		Ultrasound Foetal Transducer - comp w/ Bionet - UC	Bionet "
"6011774	SS-063D-PS30		SS-063D-PS30	https://www.medten.com/product/3090	Replacement	Reusable	Goldway	SpO2 Sensors	Accessories	Goldway SpO2 Sensor	Reusable Goldway SpO2 Sensor	Replacement: Pediatric"," Soft rubber"," 3.0m"," Digital "," Reusable	Goldway SpO2 Sensor"," Pediatric"," Soft rubber"," 3.0m"," Digital "," Reusable	1	12				Ultrasound Foetal Transducer - comp w/ Bionet - Uterine Contractions		Ultrasound Foetal Transducer - comp w/ Bionet - UC	Bionet "
"6012421	SS-064D-AE10		SS-064D-AE10	https://www.medten.com/product/3091	Replacement	Reusable	Biolight	SpO2 Sensors	Accessories	Biolight SpO2 Sensor	Reusable Biolight SpO2 Sensor	Replacement: Adult"," Ear clip"," 1.0m"," Digital "," Reusable	Biolight SpO2 Sensor"," Adult"," Ear clip"," 1.0m"," Digital "," Reusable	1	12				Ultrasound Foetal Transducer - comp w/ Bionet - Uterine Contractions		Ultrasound Foetal Transducer - comp w/ Bionet - UC	Bionet "
"6011104	SS-064D-AF10		SS-064D-AF10	https://www.medten.com/product/3092	Replacement	Reusable	Biolight	SpO2 Sensors	Accessories	Biolight SpO2 Sensor 15-100-0013	Reusable Biolight SpO2 Sensor 15-100-0013	Replacement: Adult"," Finger clip"," 3.0m"," Digital	Biolight SpO2 Sensor 15-100-0013"," Adult"," Finger clip"," 3.0m"," Digital	1	12				Ultrasound Foetal Transducer - comp w/ Bionet - Uterine Contractions		Ultrasound Foetal Transducer - comp w/ Bionet - UC	Bionet "
"6011338	SS-064D-AS10		SS-064D-AS10	https://www.medten.com/product/3093	Replacement	Reusable	Biolight	SpO2 Sensors	Accessories	Biolight SpO2 Sensor 15-100-0058	Reusable Biolight SpO2 Sensor 15-100-0058	Replacement: Adult"," Soft rubber"," 3.0m"," Digital	Biolight SpO2 Sensor 15-100-0058"," Adult"," Soft rubber"," 3.0m"," Digital	1	12				Ultrasound Foetal Transducer - comp w/ Bionet - Uterine Contractions		Ultrasound Foetal Transducer - comp w/ Bionet - UC	Bionet "
"6012635	SS-064D-MY10		SS-064D-MY10	https://www.medten.com/product/3094	Replacement	Reusable	Biolight	SpO2 Sensors	Accessories	Biolight SpO2 Sensor	Reusable Biolight SpO2 Sensor	Replacement: All Sizes"," Multi-Y"," 1.0m"," Digital "," Reusable	Biolight SpO2 Sensor"," All Sizes"," Multi-Y"," 1.0m"," Digital "," Reusable	1	12				Ultrasound Foetal Transducer - comp w/ Bionet - Uterine Contractions		Ultrasound Foetal Transducer - comp w/ Bionet - UC	Bionet "
"6012207	SS-064D-NW10		SS-064D-NW10	https://www.medten.com/product/3095	Replacement	Reusable	Biolight	SpO2 Sensors	Accessories	Biolight SpO2 Sensor 15-100-0015	Reusable Biolight SpO2 Sensor 15-100-0015	Replacement: Neonate"," Wrap"," 1.0m"," Digital "," Reusable	Biolight SpO2 Sensor 15-100-0015"," Neonate"," Wrap"," 1.0m"," Digital "," Reusable	1	12				Ultrasound Foetal Transducer - comp w/ Bionet - Uterine Contractions		Ultrasound Foetal Transducer - comp w/ Bionet - UC	Bionet "
"6011557	SS-064D-PF10		SS-064D-PF10	https://www.medten.com/product/3096	Replacement	Reusable	Biolight	SpO2 Sensors	Accessories	Biolight SpO2 Sensor 15-100-0014	Reusable Biolight SpO2 Sensor 15-100-0014	Replacement: Pediatric"," Finger clip"," 1.0m"," Digital "," Reusable	Biolight SpO2 Sensor 15-100-0014"," Pediatric"," Finger clip"," 1.0m"," Digital "," Reusable	1	12				Ultrasound Foetal Transducer - comp w/ Bionet - Uterine Contractions		Ultrasound Foetal Transducer - comp w/ Bionet - UC	Bionet "
"6011775	SS-064D-PS10		SS-064D-PS10	https://www.medten.com/product/3097	Replacement	Reusable	Biolight	SpO2 Sensors	Accessories	Biolight SpO2 Sensor	Reusable Biolight SpO2 Sensor	Replacement: Pediatric"," Soft rubber"," 1.0m"," Digital "," Reusable	Biolight SpO2 Sensor"," Pediatric"," Soft rubber"," 1.0m"," Digital "," Reusable	1	12				Ultrasound Foetal Transducer - comp w/ Bionet - Uterine Contractions		Ultrasound Foetal Transducer - comp w/ Bionet - UC	Bionet "
"	SS-064D-VT10		SS-064D-VT10	https://www.medten.com/product/3098	Replacement	Reusable		Vital Signs Monitoring	Accessories	Biolight SpO2 Sensor	Reusable Biolight SpO2 Sensor	Replacement: Vet"," 1.0m"," Digital "," Reusable	Biolight SpO2 Sensor"," Vet"," 1.0m"," Digital "," Reusable	1	12				Ultrasound Foetal Transducer - comp w/ Bionet - Uterine Contractions		Ultrasound Foetal Transducer - comp w/ Bionet - UC	Bionet "
"6012422	SS-065-AE30		SS-065-AE30	https://www.medten.com/product/3099	Replacement	Reusable	Biolight	SpO2 Sensors	Accessories	Biolight SpO2 Sensor	Reusable Biolight SpO2 Sensor	Replacement: Adult"," Ear clip"," 3.0m"," Reusable	Biolight SpO2 Sensor"," Adult"," Ear clip"," 3.0m"," Reusable	1	12				Ultrasound Foetal Transducer - comp w/ Bionet - Uterine Contractions		Ultrasound Foetal Transducer - comp w/ Bionet - UC	Bionet "
"6011105	SS-065-AF30		SS-065-AF30	https://www.medten.com/product/3100	Replacement	Reusable	Biolight	SpO2 Sensors	Accessories	Biolight SpO2 Sensor	Reusable Biolight SpO2 Sensor	Replacement: Adult"," Finger clip"," 3.0m"," Reusable	Biolight SpO2 Sensor"," Adult"," Finger clip"," 3.0m"," Reusable	1	12				Ultrasound Foetal Transducer - comp w/ Bionet - Uterine Contractions		Ultrasound Foetal Transducer - comp w/ Bionet - UC	Bionet "
"6011339	SS-065-AS30		SS-065-AS30	https://www.medten.com/product/3101	Replacement	Reusable	Biolight	SpO2 Sensors	Accessories	Biolight SpO2 Sensor	Reusable Biolight SpO2 Sensor	Replacement: Adult"," Soft rubber"," 3.0m"," Reusable	Biolight SpO2 Sensor"," Adult"," Soft rubber"," 3.0m"," Reusable	1	12				Ultrasound Foetal Transducer - comp w/ Bionet - Uterine Contractions		Ultrasound Foetal Transducer - comp w/ Bionet - UC	Bionet "
"6012636	SS-065-MY30		SS-065-MY30	https://www.medten.com/product/3102	Replacement	Reusable	Biolight	SpO2 Sensors	Accessories	Biolight SpO2 Sensor	Reusable Biolight SpO2 Sensor	Replacement: All Sizes"," Multi-Y"," 3.0m"," Reusable	Biolight SpO2 Sensor"," All Sizes"," Multi-Y"," 3.0m"," Reusable	1	12				Ultrasound Foetal Transducer - comp w/ Bionet - Uterine Contractions		Ultrasound Foetal Transducer - comp w/ Bionet - UC	Bionet "
"6012208	SS-065-NW30		SS-065-NW30	https://www.medten.com/product/3103	Replacement	Reusable	Biolight	SpO2 Sensors	Accessories	Biolight SpO2 Sensor	Reusable Biolight SpO2 Sensor	Replacement: Neonate"," Wrap"," 3.0m"," Reusable	Biolight SpO2 Sensor"," Neonate"," Wrap"," 3.0m"," Reusable	1	12				Ultrasound Foetal Transducer - comp w/ Bionet - Uterine Contractions		Ultrasound Foetal Transducer - comp w/ Bionet - UC	Bionet "
"6011558	SS-065-PF30		SS-065-PF30	https://www.medten.com/product/3104	Replacement	Reusable	Biolight	SpO2 Sensors	Accessories	Biolight SpO2 Sensor	Reusable Biolight SpO2 Sensor	Replacement: Pediatric"," Finger clip"," 3.0m"," Reusable	Biolight SpO2 Sensor"," Pediatric"," Finger clip"," 3.0m"," Reusable	1	12				Ultrasound Foetal Transducer - comp w/ Bionet - Uterine Contractions		Ultrasound Foetal Transducer - comp w/ Bionet - UC	Bionet "
"6011776	SS-065-PS30		SS-065-PS30	https://www.medten.com/product/3105	Replacement	Reusable	Biolight	SpO2 Sensors	Accessories	Biolight SpO2 Sensor	Reusable Biolight SpO2 Sensor	Replacement: Pediatric"," Soft rubber"," 3.0m"," Reusable	Biolight SpO2 Sensor"," Pediatric"," Soft rubber"," 3.0m"," Reusable	1	12				Ultrasound Foetal Transducer - comp w/ Bionet - Uterine Contractions		Ultrasound Foetal Transducer - comp w/ Bionet - UC	Bionet "
"6012423	SS-066-AE30		SS-066-AE30	https://www.medten.com/product/3106	Replacement	Reusable	Biolight	SpO2 Sensors	Accessories	Biolight SpO2 Sensor	Reusable Biolight SpO2 Sensor	Replacement: Adult"," Ear clip"," 3.0m"," Reusable	Biolight SpO2 Sensor"," Adult"," Ear clip"," 3.0m"," Reusable	1	12				Ultrasound Foetal Transducer - comp w/ Bionet - Uterine Contractions		Ultrasound Foetal Transducer - comp w/ Bionet - UC	Bionet "
"6012424	SS-067D-AE30		SS-067D-AE30	https://www.medten.com/product/3107	Replacement	Reusable	Biolight	SpO2 Sensors	Accessories	Biolight SpO2 Sensor	Reusable Biolight SpO2 Sensor	Replacement: Adult"," Ear clip"," 3.0m"," Digital "," Reusable	Biolight SpO2 Sensor"," Adult"," Ear clip"," 3.0m"," Digital "," Reusable	1	12				Ultrasound Foetal Transducer - comp w/ Bionet - Uterine Contractions		Ultrasound Foetal Transducer - comp w/ Bionet - UC	Bionet "
"6012425	SS-068D-AE30		SS-068D-AE30	https://www.medten.com/product/3108	Replacement	Reusable	Biolight	SpO2 Sensors	Accessories	Biolight SpO2 Sensor	Reusable Biolight SpO2 Sensor	Replacement: Adult"," Ear clip"," 3.0m"," Digital "," Reusable	Biolight SpO2 Sensor"," Adult"," Ear clip"," 3.0m"," Digital "," Reusable	1	12				Ultrasound Foetal Transducer - comp w/ Bionet - Uterine Contractions		Ultrasound Foetal Transducer - comp w/ Bionet - UC	Bionet "
"6012428	SS-071D-AE30		SS-071D-AE30	https://www.medten.com/product/3109	Replacement	Reusable	Biolight	SpO2 Sensors	Accessories	Biolight SpO2 Sensor	Reusable Biolight SpO2 Sensor	Replacement: Adult"," Ear clip"," 3.0m"," Digital "," Reusable	Biolight SpO2 Sensor"," Adult"," Ear clip"," 3.0m"," Digital "," Reusable	1	12				Ultrasound Foetal Transducer - comp w/ Bionet - Uterine Contractions		Ultrasound Foetal Transducer - comp w/ Bionet - UC	Bionet "
"6011111	SS-071D-AF30		SS-071D-AF30	https://www.medten.com/product/3110	Replacement	Reusable	Biolight	SpO2 Sensors	Accessories	Biolight SpO2 Sensor	Reusable Biolight SpO2 Sensor	Replacement: Adult"," Finger clip"," 3.0m"," Reusable	Biolight SpO2 Sensor"," Adult"," Finger clip"," 3.0m"," Reusable	1	12				Ultrasound Foetal Transducer - comp w/ Bionet - Uterine Contractions		Ultrasound Foetal Transducer - comp w/ Bionet - UC	Bionet "
"6011345	SS-071D-AS30		SS-071D-AS30	https://www.medten.com/product/3111	Replacement	Reusable	Biolight	SpO2 Sensors	Accessories	Biolight SpO2 Sensor	Reusable Biolight SpO2 Sensor	Replacement: Adult"," Soft rubber"," 3.0m"," Digital "," Reusable	Biolight SpO2 Sensor"," Adult"," Soft rubber"," 3.0m"," Digital "," Reusable	1	12				Ultrasound Foetal Transducer - comp w/ Bionet - Uterine Contractions		Ultrasound Foetal Transducer - comp w/ Bionet - UC	Bionet "
"6012642	SS-071D-MY30		SS-071D-MY30	https://www.medten.com/product/3112	Replacement	Reusable	Biolight	SpO2 Sensors	Accessories	Biolight SpO2 Sensor	Reusable Biolight SpO2 Sensor	Replacement: All Sizes"," Multi-Y"," 3.0m"," Digital "," Reusable	Biolight SpO2 Sensor"," All Sizes"," Multi-Y"," 3.0m"," Digital "," Reusable	1	12				Ultrasound Foetal Transducer - comp w/ Bionet - Uterine Contractions		Ultrasound Foetal Transducer - comp w/ Bionet - UC	Bionet "
"6012214	SS-071D-NW30		SS-071D-NW30	https://www.medten.com/product/3113	Replacement	Reusable	Biolight	SpO2 Sensors	Accessories	Biolight SpO2 Sensor	Reusable Biolight SpO2 Sensor	Replacement: Neonate"," Wrap"," 3.0m"," Digital "," Reusable	Biolight SpO2 Sensor"," Neonate"," Wrap"," 3.0m"," Digital "," Reusable	1	12				Ultrasound Foetal Transducer - comp w/ Bionet - Uterine Contractions		Ultrasound Foetal Transducer - comp w/ Bionet - UC	Bionet "
"6012108	SS-001XC-NW30		SS-001XC-NW30	https://www.medten.com/product/3114	Replacement	Reusable	Nellcor	SpO2 Sensors	Accessories	SpO2 Sensor	Reusable SpO2 Sensor	Replacement: Neonate"," Wrap"," 3.0m"," Nellcor - OxiMax	SpO2 Sensor"," Neonate"," Wrap"," 3.0m"," Nellcor - OxiMax	1	12				Ultrasound Foetal Transducer - comp w/ Bionet - Uterine Contractions		Ultrasound Foetal Transducer - comp w/ Bionet - UC	Bionet "
"6011564	SS-071D-PF30		SS-071D-PF30	https://www.medten.com/product/3115	Replacement	Reusable	Biolight	SpO2 Sensors	Accessories	Biolight SpO2 Sensor	Reusable Biolight SpO2 Sensor	Replacement: Pediatric"," Finger clip"," 3.0m"," Digital "," Reusable	Biolight SpO2 Sensor"," Pediatric"," Finger clip"," 3.0m"," Digital "," Reusable	1	12				Ultrasound Foetal Transducer - comp w/ Bionet - Uterine Contractions		Ultrasound Foetal Transducer - comp w/ Bionet - UC	Bionet "
"6011782	SS-071D-PS30		SS-071D-PS30	https://www.medten.com/product/3116	Replacement	Reusable	Biolight	SpO2 Sensors	Accessories	Biolight SpO2 Sensor	Reusable Biolight SpO2 Sensor	Replacement: Pediatric"," Soft rubber"," 3.0m"," Digital "," Reusable	Biolight SpO2 Sensor"," Pediatric"," Soft rubber"," 3.0m"," Digital "," Reusable	1	12				Ultrasound Foetal Transducer - comp w/ Bionet - Uterine Contractions		Ultrasound Foetal Transducer - comp w/ Bionet - UC	Bionet "
"6012431	SS-073D-AE10		SS-073D-AE10	https://www.medten.com/product/3117	Replacement	Reusable		SpO2 Sensors	Accessories	Digital SpO2 Sensor	Reusable Digital SpO2 Sensor	Replacement: Adult"," Ear clip"," 1.0m"," Digital "," Reusable	Digital SpO2 Sensor"," Adult"," Ear clip"," 1.0m"," Digital "," Reusable	1	12				Ultrasound Foetal Transducer - comp w/ Bionet - Uterine Contractions		Ultrasound Foetal Transducer - comp w/ Bionet - UC	Bionet "
"6011114	SS-073D-AF10		SS-073D-AF10	https://www.medten.com/product/3118	Replacement	Reusable		SpO2 Sensors	Accessories	Digital SpO2 Sensor	Reusable Digital SpO2 Sensor	Replacement: Adult"," Finger clip"," 1.0m"," Digital "," Reusable	Digital SpO2 Sensor"," Adult"," Finger clip"," 1.0m"," Digital "," Reusable	1	12				Ultrasound Foetal Transducer - comp w/ Bionet - Uterine Contractions		Ultrasound Foetal Transducer - comp w/ Bionet - UC	Bionet "
"6011348	SS-073D-AS10		SS-073D-AS10	https://www.medten.com/product/3119	Replacement	Reusable		SpO2 Sensors	Accessories	Digital SpO2 Sensor	Reusable Digital SpO2 Sensor	Replacement: Adult"," Soft rubber"," 1.0m"," Digital "," Reusable	Digital SpO2 Sensor"," Adult"," Soft rubber"," 1.0m"," Digital "," Reusable	1	12				Ultrasound Foetal Transducer - comp w/ Bionet - Uterine Contractions		Ultrasound Foetal Transducer - comp w/ Bionet - UC	Bionet "
"6012645	SS-073D-MY10		SS-073D-MY10	https://www.medten.com/product/3120	Replacement	Reusable		SpO2 Sensors	Accessories	Digital SpO2 Sensor	Reusable Digital SpO2 Sensor	Replacement: All Sizes"," Multi-Y"," 1.0m"," Digital "," Reusable	Digital SpO2 Sensor"," All Sizes"," Multi-Y"," 1.0m"," Digital "," Reusable	1	12				Ultrasound Foetal Transducer - comp w/ Bionet - Uterine Contractions		Ultrasound Foetal Transducer - comp w/ Bionet - UC	Bionet "
"6012217	SS-073D-NW10		SS-073D-NW10	https://www.medten.com/product/3121	Replacement	Reusable		SpO2 Sensors	Accessories	Digital SpO2 Sensor	Reusable Digital SpO2 Sensor	Replacement: Neonate"," Wrap"," 1.0m"," Digital "," Reusable	Digital SpO2 Sensor"," Neonate"," Wrap"," 1.0m"," Digital "," Reusable	1	12				Ultrasound Foetal Transducer - comp w/ Bionet - Uterine Contractions		Ultrasound Foetal Transducer - comp w/ Bionet - UC	Bionet "
"6011567	SS-073D-PF10		SS-073D-PF10	https://www.medten.com/product/3122	Replacement	Reusable		SpO2 Sensors	Accessories	Digital SpO2 Sensor	Reusable Digital SpO2 Sensor	Replacement: Pediatric"," Finger clip"," 1.0m"," Digital "," Reusable	Digital SpO2 Sensor"," Pediatric"," Finger clip"," 1.0m"," Digital "," Reusable	1	12				Ultrasound Foetal Transducer - comp w/ Bionet - Uterine Contractions		Ultrasound Foetal Transducer - comp w/ Bionet - UC	Bionet "
"6011785	SS-073D-PS10		SS-073D-PS10	https://www.medten.com/product/3123	Replacement	Reusable		SpO2 Sensors	Accessories	Digital SpO2 Sensor	Reusable Digital SpO2 Sensor	Replacement: Pediatric"," Soft rubber"," 1.0m"," Digital "," Reusable	Digital SpO2 Sensor"," Pediatric"," Soft rubber"," 1.0m"," Digital "," Reusable	1	12				Ultrasound Foetal Transducer - comp w/ Bionet - Uterine Contractions		Ultrasound Foetal Transducer - comp w/ Bionet - UC	Bionet "
"6012432	SS-074D-AE30		SS-074D-AE30	https://www.medten.com/product/3124	Replacement	Reusable		SpO2 Sensors	Accessories	Digital SpO2 Sensor	Reusable Digital SpO2 Sensor	Replacement: Adult"," Ear clip"," 3.0m"," Digital "," Reusable	Digital SpO2 Sensor"," Adult"," Ear clip"," 3.0m"," Digital "," Reusable	1	12				Ultrasound Foetal Transducer - comp w/ Bionet - Uterine Contractions		Ultrasound Foetal Transducer - comp w/ Bionet - UC	Bionet "
"6012433	SS-075-AE30		SS-075-AE30	https://www.medten.com/product/3125	Replacement	Reusable	Artema S&W	SpO2 Sensors	Accessories	Artema S&W SpO2 Sensor	Reusable Artema S&W SpO2 Sensor	Replacement: Adult"," Ear clip"," 3.0m"," Ohmeda"," Reusable	Artema S&W SpO2 Sensor"," Adult"," Ear clip"," 3.0m"," Ohmeda"," Reusable	1	12				Ultrasound Foetal Transducer - comp w/ Bionet - Uterine Contractions		Ultrasound Foetal Transducer - comp w/ Bionet - UC	Bionet "
"6012434	SS-076-AE30		SS-076-AE30	https://www.medten.com/product/3126	Replacement	Reusable	Artema S&W	SpO2 Sensors	Accessories	Artema S&W SpO2 Sensor	Reusable Artema S&W SpO2 Sensor	Replacement: Adult"," Ear clip"," 3.0m"," Nellcor"," Reusable	Artema S&W SpO2 Sensor"," Adult"," Ear clip"," 3.0m"," Nellcor"," Reusable	1	12				Ultrasound Foetal Transducer - comp w/ Bionet - Uterine Contractions		Ultrasound Foetal Transducer - comp w/ Bionet - UC	Bionet "
"6012435	SS-077-AE30		SS-077-AE30	https://www.medten.com/product/3127	Replacement	Reusable	Artema S&W	SpO2 Sensors	Accessories	Baxter SpO2 Sensor	Reusable Baxter SpO2 Sensor	Replacement: Adult"," Ear clip"," 3.0m"," Nellcor"," Reusable	Baxter SpO2 Sensor"," Adult"," Ear clip"," 3.0m"," Nellcor"," Reusable	1	12				Ultrasound Foetal Transducer - comp w/ Bionet - Uterine Contractions		Ultrasound Foetal Transducer - comp w/ Bionet - UC	Bionet "
"6012436	SS-078-AE30		SS-078-AE30	https://www.medten.com/product/3128	Replacement	Reusable	Invivo	SpO2 Sensors	Accessories	Invivo SpO2 Sensor	Reusable Invivo SpO2 Sensor	Replacement: Adult"," Ear clip"," 3.0m"," Nellcor"," Reusable	Invivo SpO2 Sensor"," Adult"," Ear clip"," 3.0m"," Nellcor"," Reusable	1	12				Ultrasound Foetal Transducer - comp w/ Bionet - Uterine Contractions		Ultrasound Foetal Transducer - comp w/ Bionet - UC	Bionet "
"6012438	SS-079-AE10		SS-079-AE10	https://www.medten.com/product/3129	Replacement	Reusable	MEK	SpO2 Sensors	Accessories	MEK SpO2 Sensor	Reusable MEK SpO2 Sensor	Replacement: Adult"," Ear clip"," 1.0m"," Reusable	MEK SpO2 Sensor"," Adult"," Ear clip"," 1.0m"," Reusable	1	12				Ultrasound Foetal Transducer - comp w/ Bionet - Uterine Contractions		Ultrasound Foetal Transducer - comp w/ Bionet - UC	Bionet "
"6012439	SS-079-AE30		SS-079-AE30	https://www.medten.com/product/3130	Replacement	Reusable	MEK	SpO2 Sensors	Accessories	MEK SpO2 Sensor	Reusable MEK SpO2 Sensor	Replacement: Adult"," Ear clip"," 3.0m"," Reusable	MEK SpO2 Sensor"," Adult"," Ear clip"," 3.0m"," Reusable	1	12				Ultrasound Foetal Transducer - comp w/ Bionet - Uterine Contractions		Ultrasound Foetal Transducer - comp w/ Bionet - UC	Bionet "
"6012440	SS-080-AE30		SS-080-AE30	https://www.medten.com/product/3131	Replacement	Reusable	MEK	SpO2 Sensors	Accessories	MEK SpO2 Sensor	Reusable MEK SpO2 Sensor	Replacement: Adult"," Ear clip"," 3.0m"," Reusable	MEK SpO2 Sensor"," Adult"," Ear clip"," 3.0m"," Reusable	1	12				Ultrasound Foetal Transducer - comp w/ Bionet - Uterine Contractions		Ultrasound Foetal Transducer - comp w/ Bionet - UC	Bionet "
"6012654	SS-080-MY30		SS-080-MY30	https://www.medten.com/product/3132	Replacement	Reusable	MEK	SpO2 Sensors	Accessories	MEK SpO2 Sensor	Reusable MEK SpO2 Sensor	Replacement: All Sizes"," Multi-Y"," 3.0m"," Reusable	MEK SpO2 Sensor"," All Sizes"," Multi-Y"," 3.0m"," Reusable	1	12				Ultrasound Foetal Transducer - comp w/ Bionet - Uterine Contractions		Ultrasound Foetal Transducer - comp w/ Bionet - UC	Bionet "
"6011576	SS-080-PF30		SS-080-PF30	https://www.medten.com/product/3133	Replacement	Reusable	MEK	SpO2 Sensors	Accessories	MEK SpO2 Sensor	Reusable MEK SpO2 Sensor	Replacement: Pediatric"," Finger clip"," 3.0m"," Reusable	MEK SpO2 Sensor"," Pediatric"," Finger clip"," 3.0m"," Reusable	1	12				Ultrasound Foetal Transducer - comp w/ Bionet - Uterine Contractions		Ultrasound Foetal Transducer - comp w/ Bionet - UC	Bionet "
"6011794	SS-080-PS30		SS-080-PS30	https://www.medten.com/product/3134	Replacement	Reusable	MEK	SpO2 Sensors	Accessories	MEK SpO2 Sensor	Reusable MEK SpO2 Sensor	Replacement: Pediatric"," Soft rubber"," 3.0m"," Reusable	MEK SpO2 Sensor"," Pediatric"," Soft rubber"," 3.0m"," Reusable	1	12				Ultrasound Foetal Transducer - comp w/ Bionet - Uterine Contractions		Ultrasound Foetal Transducer - comp w/ Bionet - UC	Bionet "
"6012441	SS-081-AE30		SS-081-AE30	https://www.medten.com/product/3135	Replacement	Reusable	MEK	SpO2 Sensors	Accessories	MEK SpO2 Sensor	Reusable MEK SpO2 Sensor	Replacement: Adult"," Ear clip"," 3.0m"," Reusable	MEK SpO2 Sensor"," Adult"," Ear clip"," 3.0m"," Reusable	1	12				Ultrasound Foetal Transducer - comp w/ Bionet - Uterine Contractions		Ultrasound Foetal Transducer - comp w/ Bionet - UC	Bionet "
"6011124	SS-081-AF30		SS-081-AF30	https://www.medten.com/product/3136	Replacement	Reusable	MEK	SpO2 Sensors	Accessories	MEK SpO2 Sensor	Reusable MEK SpO2 Sensor	Replacement: Adult"," Finger clip"," 3.0m"," Reusable	MEK SpO2 Sensor"," Adult"," Finger clip"," 3.0m"," Reusable	1	12				Ultrasound Foetal Transducer - comp w/ Bionet - Uterine Contractions		Ultrasound Foetal Transducer - comp w/ Bionet - UC	Bionet "
"6011358	SS-081-AS30		SS-081-AS30	https://www.medten.com/product/3137	Replacement	Reusable	MEK	SpO2 Sensors	Accessories	MEK SpO2 Sensor	Reusable MEK SpO2 Sensor	Replacement: Adult"," Soft rubber"," 3.0m"," Reusable	MEK SpO2 Sensor"," Adult"," Soft rubber"," 3.0m"," Reusable	1	12				Ultrasound Foetal Transducer - comp w/ Bionet - Uterine Contractions		Ultrasound Foetal Transducer - comp w/ Bionet - UC	Bionet "
"6012655	SS-081-MY30		SS-081-MY30	https://www.medten.com/product/3138	Replacement	Reusable	MEK	SpO2 Sensors	Accessories	MEK SpO2 Sensor	Reusable MEK SpO2 Sensor	Replacement: All Sizes"," Multi-Y"," 3.0m"," Reusable	MEK SpO2 Sensor"," All Sizes"," Multi-Y"," 3.0m"," Reusable	1	12				Ultrasound Foetal Transducer - comp w/ Bionet - Uterine Contractions		Ultrasound Foetal Transducer - comp w/ Bionet - UC	Bionet "
"6012227	SS-081-NW30		SS-081-NW30	https://www.medten.com/product/3139	Replacement	Reusable	MEK	SpO2 Sensors	Accessories	MEK SpO2 Sensor	Reusable MEK SpO2 Sensor	Replacement: Neonate"," Wrap"," 3.0m"," Reusable	MEK SpO2 Sensor"," Neonate"," Wrap"," 3.0m"," Reusable	1	12				Ultrasound Foetal Transducer - comp w/ Bionet - Uterine Contractions		Ultrasound Foetal Transducer - comp w/ Bionet - UC	Bionet "
"6011577	SS-081-PF30		SS-081-PF30	https://www.medten.com/product/3140	Replacement	Reusable	MEK	SpO2 Sensors	Accessories	MEK SpO2 Sensor	Reusable MEK SpO2 Sensor	Replacement: Pediatric"," Finger clip"," 3.0m"," Reusable	MEK SpO2 Sensor"," Pediatric"," Finger clip"," 3.0m"," Reusable	1	12				Ultrasound Foetal Transducer - comp w/ Bionet - Uterine Contractions		Ultrasound Foetal Transducer - comp w/ Bionet - UC	Bionet "
"6011795	SS-081-PS30		SS-081-PS30	https://www.medten.com/product/3141	Replacement	Reusable	MEK	SpO2 Sensors	Accessories	MEK SpO2 Sensor	Reusable MEK SpO2 Sensor	Replacement: Pediatric"," Soft rubber"," 3.0m"," Reusable	MEK SpO2 Sensor"," Pediatric"," Soft rubber"," 3.0m"," Reusable	1	12				Ultrasound Foetal Transducer - comp w/ Bionet - Uterine Contractions		Ultrasound Foetal Transducer - comp w/ Bionet - UC	Bionet "
"6012443	SS-083-AE30		SS-083-AE30	https://www.medten.com/product/3142	Replacement	Reusable	Biosys	SpO2 Sensors	Accessories	Biosys SpO2 Sensor	Reusable Biosys SpO2 Sensor	Replacement: Adult"," Ear clip"," 3.0m"," Reusable	Biosys SpO2 Sensor"," Adult"," Ear clip"," 3.0m"," Reusable	1	12				Ultrasound Foetal Transducer - comp w/ Bionet - Uterine Contractions		Ultrasound Foetal Transducer - comp w/ Bionet - UC	Bionet "
"6012444	SS-084-AE30		SS-084-AE30	https://www.medten.com/product/3143	Replacement	Reusable	Bionet	SpO2 Sensors	Accessories	Bionet SpO2 Sensor	Reusable Bionet SpO2 Sensor	Replacement: Adult"," Ear clip"," 3.0m"," Reusable	Bionet SpO2 Sensor"," Adult"," Ear clip"," 3.0m"," Reusable	1	12				Ultrasound Foetal Transducer - comp w/ Bionet - Uterine Contractions		Ultrasound Foetal Transducer - comp w/ Bionet - UC	Bionet "
"6012445	SS-085-AE30		SS-085-AE30	https://www.medten.com/product/3144	Replacement	Reusable	Bionet	SpO2 Sensors	Accessories	Bionet SpO2 Sensor	Reusable Bionet SpO2 Sensor	Replacement: Adult"," Ear clip"," 3.0m"," Reusable	Bionet SpO2 Sensor"," Adult"," Ear clip"," 3.0m"," Reusable	1	12				Ultrasound Foetal Transducer - comp w/ Bionet - Uterine Contractions		Ultrasound Foetal Transducer - comp w/ Bionet - UC	Bionet "
"6011128	SS-085-AF30		SS-085-AF30	https://www.medten.com/product/3145	Replacement	Reusable	Bionet	SpO2 Sensors	Accessories	Bionet SpO2 Sensor	Reusable Bionet SpO2 Sensor	Replacement: Adult"," Finger clip"," 3.0m"," Reusable	Bionet SpO2 Sensor"," Adult"," Finger clip"," 3.0m"," Reusable	1	12				Ultrasound Foetal Transducer - comp w/ Bionet - Uterine Contractions		Ultrasound Foetal Transducer - comp w/ Bionet - UC	Bionet "
"6011362	SS-085-AS30		SS-085-AS30	https://www.medten.com/product/3146	Replacement	Reusable	Bionet	SpO2 Sensors	Accessories	Bionet SpO2 Sensor	Reusable Bionet SpO2 Sensor	Replacement: Adult"," Soft rubber"," 3.0m"," Reusable	Bionet SpO2 Sensor"," Adult"," Soft rubber"," 3.0m"," Reusable	1	12				Ultrasound Foetal Transducer - comp w/ Bionet - Uterine Contractions		Ultrasound Foetal Transducer - comp w/ Bionet - UC	Bionet "
"6012659	SS-085-MY30		SS-085-MY30	https://www.medten.com/product/3147	Replacement	Reusable	Bionet	SpO2 Sensors	Accessories	Bionet SpO2 Sensor	Reusable Bionet SpO2 Sensor	Replacement: All Sizes"," Multi-Y"," 3.0m"," Reusable	Bionet SpO2 Sensor"," All Sizes"," Multi-Y"," 3.0m"," Reusable	1	12				Ultrasound Foetal Transducer - comp w/ Bionet - Uterine Contractions		Ultrasound Foetal Transducer - comp w/ Bionet - UC	Bionet "
"6012231	SS-085-NW30		SS-085-NW30	https://www.medten.com/product/3148	Replacement	Reusable	Bionet	SpO2 Sensors	Accessories	Bionet SpO2 Sensor	Reusable Bionet SpO2 Sensor	Replacement: Neonate"," Wrap"," 3.0m"," Reusable	Bionet SpO2 Sensor"," Neonate"," Wrap"," 3.0m"," Reusable	1	12				Ultrasound Foetal Transducer - comp w/ Bionet - Uterine Contractions		Ultrasound Foetal Transducer - comp w/ Bionet - UC	Bionet "
"6011581	SS-085-PF30		SS-085-PF30	https://www.medten.com/product/3149	Replacement	Reusable	Bionet	SpO2 Sensors	Accessories	Bionet SpO2 Sensor	Reusable Bionet SpO2 Sensor	Replacement: Pediatric"," Finger clip"," 3.0m"," Reusable	Bionet SpO2 Sensor"," Pediatric"," Finger clip"," 3.0m"," Reusable	1	12				Ultrasound Foetal Transducer - comp w/ Bionet - Uterine Contractions		Ultrasound Foetal Transducer - comp w/ Bionet - UC	Bionet "
"6011799	SS-085-PS30		SS-085-PS30	https://www.medten.com/product/3150	Replacement	Reusable	Bionet	SpO2 Sensors	Accessories	Bionet SpO2 Sensor	Reusable Bionet SpO2 Sensor	Replacement: Pediatric"," Soft rubber"," 3.0m"," Reusable	Bionet SpO2 Sensor"," Pediatric"," Soft rubber"," 3.0m"," Reusable	1	12				Ultrasound Foetal Transducer - comp w/ Bionet - Uterine Contractions		Ultrasound Foetal Transducer - comp w/ Bionet - UC	Bionet "
"6012446	SS-086-AE30		SS-086-AE30	https://www.medten.com/product/3151	Replacement	Reusable	Kontron	SpO2 Sensors	Accessories	Kontron SpO2 Sensor	Reusable Kontron SpO2 Sensor	Replacement: Adult"," Ear clip"," 3.0m"," Nellcor"," Reusable	Kontron SpO2 Sensor"," Adult"," Ear clip"," 3.0m"," Nellcor"," Reusable	1	12				Ultrasound Foetal Transducer - comp w/ Bionet - Uterine Contractions		Ultrasound Foetal Transducer - comp w/ Bionet - UC	Bionet "
"6012447	SS-087-AE30		SS-087-AE30	https://www.medten.com/product/3152	Replacement	Reusable	Kontron	SpO2 Sensors	Accessories	Kontron SpO2 Sensor	Reusable Kontron SpO2 Sensor	Replacement: Adult"," Ear clip"," 3.0m"," Nellcor"," Reusable	Kontron SpO2 Sensor"," Adult"," Ear clip"," 3.0m"," Nellcor"," Reusable	1	12				Ultrasound Foetal Transducer - comp w/ Bionet - Uterine Contractions		Ultrasound Foetal Transducer - comp w/ Bionet - UC	Bionet "
"6011130	SS-087-AF30		SS-087-AF30	https://www.medten.com/product/3153	Replacement	Reusable	Kontron	SpO2 Sensors	Accessories	Kontron SpO2 Sensor	Reusable Kontron SpO2 Sensor	Replacement: Adult"," Finger clip"," 3.0m"," Nellcor"," Reusable	Kontron SpO2 Sensor"," Adult"," Finger clip"," 3.0m"," Nellcor"," Reusable	1	12				Ultrasound Foetal Transducer - comp w/ Bionet - Uterine Contractions		Ultrasound Foetal Transducer - comp w/ Bionet - UC	Bionet "
"6011364	SS-087-AS30		SS-087-AS30	https://www.medten.com/product/3154	Replacement	Reusable	Kontron	SpO2 Sensors	Accessories	Kontron SpO2 Sensor	Reusable Kontron SpO2 Sensor	Replacement: Adult"," Soft rubber"," 3.0m"," Nellcor"," Reusable	Kontron SpO2 Sensor"," Adult"," Soft rubber"," 3.0m"," Nellcor"," Reusable	1	12				Ultrasound Foetal Transducer - comp w/ Bionet - Uterine Contractions		Ultrasound Foetal Transducer - comp w/ Bionet - UC	Bionet "
"6012661	SS-087-MY30		SS-087-MY30	https://www.medten.com/product/3155	Replacement	Reusable	Kontron	SpO2 Sensors	Accessories	Kontron SpO2 Sensor	Reusable Kontron SpO2 Sensor	Replacement: All Sizes"," Multi-Y"," 3.0m"," Nellcor"," Reusable	Kontron SpO2 Sensor"," All Sizes"," Multi-Y"," 3.0m"," Nellcor"," Reusable	1	12				Ultrasound Foetal Transducer - comp w/ Bionet - Uterine Contractions		Ultrasound Foetal Transducer - comp w/ Bionet - UC	Bionet "
"6012233	SS-087-NW30		SS-087-NW30	https://www.medten.com/product/3156	Replacement	Reusable	Kontron	SpO2 Sensors	Accessories	Kontron SpO2 Sensor	Reusable Kontron SpO2 Sensor	Replacement: Neonate"," Wrap"," 3.0m"," Nellcor"," Reusable	Kontron SpO2 Sensor"," Neonate"," Wrap"," 3.0m"," Nellcor"," Reusable	1	12				Ultrasound Foetal Transducer - comp w/ Bionet - Uterine Contractions		Ultrasound Foetal Transducer - comp w/ Bionet - UC	Bionet "
"6011583	SS-087-PF30		SS-087-PF30	https://www.medten.com/product/3157	Replacement	Reusable	Kontron	SpO2 Sensors	Accessories	Kontron SpO2 Sensor	Reusable Kontron SpO2 Sensor	Replacement: Pediatric"," Finger clip"," 3.0m"," Nellcor"," Reusable	Kontron SpO2 Sensor"," Pediatric"," Finger clip"," 3.0m"," Nellcor"," Reusable	1	12				Ultrasound Foetal Transducer - comp w/ Bionet - Uterine Contractions		Ultrasound Foetal Transducer - comp w/ Bionet - UC	Bionet "
"6011801	SS-087-PS30		SS-087-PS30	https://www.medten.com/product/3158	Replacement	Reusable	Kontron	SpO2 Sensors	Accessories	Kontron SpO2 Sensor	Reusable Kontron SpO2 Sensor	Replacement: Pediatric"," Soft rubber"," 3.0m"," Nellcor"," Reusable	Kontron SpO2 Sensor"," Pediatric"," Soft rubber"," 3.0m"," Nellcor"," Reusable	1	12				Ultrasound Foetal Transducer - comp w/ Bionet - Uterine Contractions		Ultrasound Foetal Transducer - comp w/ Bionet - UC	Bionet "
"6012448	SS-088-AE30		SS-088-AE30	https://www.medten.com/product/3159	Replacement	Reusable	Emtel	SpO2 Sensors	Accessories	Emtel SpO2 Sensor	Reusable Emtel SpO2 Sensor	Replacement: Adult"," Ear clip"," 3.0m"," Nellcor"," Reusable	Emtel SpO2 Sensor"," Adult"," Ear clip"," 3.0m"," Nellcor"," Reusable	1	12				Ultrasound Foetal Transducer - comp w/ Bionet - Uterine Contractions		Ultrasound Foetal Transducer - comp w/ Bionet - UC	Bionet "
"6011131	SS-088-AF30		SS-088-AF30	https://www.medten.com/product/3160	Replacement	Reusable	Emtel	SpO2 Sensors	Accessories	Emtel SpO2 Sensor	Reusable Emtel SpO2 Sensor	Replacement: Adult"," Finger clip"," 3.0m"," Nellcor"," Reusable	Emtel SpO2 Sensor"," Adult"," Finger clip"," 3.0m"," Nellcor"," Reusable	1	12				Ultrasound Foetal Transducer - comp w/ Bionet - Uterine Contractions		Ultrasound Foetal Transducer - comp w/ Bionet - UC	Bionet "
"6011365	SS-088-AS30		SS-088-AS30	https://www.medten.com/product/3161	Replacement	Reusable	Emtel	SpO2 Sensors	Accessories	Emtel SpO2 Sensor	Reusable Emtel SpO2 Sensor	Replacement"," (please add OEM description here)	Emtel SpO2 SensorReplacement"," (please add OEM description here)	0	12				Ultrasound Foetal Transducer - comp w/ Bionet - Uterine Contractions		Ultrasound Foetal Transducer - comp w/ Bionet - UC	Bionet "
"6012662	SS-088-MY30		SS-088-MY30	https://www.medten.com/product/3162	Replacement	Reusable	Emtel	SpO2 Sensors	Accessories	Emtel SpO2 Sensor	Reusable Emtel SpO2 Sensor	Replacement: All Sizes"," Multi-Y"," 3.0m"," Nellcor"," Reusable	Emtel SpO2 Sensor"," All Sizes"," Multi-Y"," 3.0m"," Nellcor"," Reusable	1	12				Ultrasound Foetal Transducer - comp w/ Bionet - Uterine Contractions		Ultrasound Foetal Transducer - comp w/ Bionet - UC	Bionet "
"6012234	SS-088-NW30		SS-088-NW30	https://www.medten.com/product/3163	Replacement	Reusable	Emtel	SpO2 Sensors	Accessories	Emtel SpO2 Sensor	Reusable Emtel SpO2 Sensor	Replacement: Neonate"," Wrap"," 3.0m"," Nellcor"," Reusable	Emtel SpO2 Sensor"," Neonate"," Wrap"," 3.0m"," Nellcor"," Reusable	1	12				Ultrasound Foetal Transducer - comp w/ Bionet - Uterine Contractions		Ultrasound Foetal Transducer - comp w/ Bionet - UC	Bionet "
"6011584	SS-088-PF30		SS-088-PF30	https://www.medten.com/product/3164	Replacement	Reusable	Emtel	SpO2 Sensors	Accessories	Emtel SpO2 Sensor	Reusable Emtel SpO2 Sensor	Replacement: Pediatric"," Finger clip"," 3.0m"," Nellcor"," Reusable	Emtel SpO2 Sensor"," Pediatric"," Finger clip"," 3.0m"," Nellcor"," Reusable	1	12				Ultrasound Foetal Transducer - comp w/ Bionet - Uterine Contractions		Ultrasound Foetal Transducer - comp w/ Bionet - UC	Bionet "
"6011802	SS-088-PS30		SS-088-PS30	https://www.medten.com/product/3165	Replacement	Reusable	Emtel	SpO2 Sensors	Accessories	Emtel SpO2 Sensor	Reusable Emtel SpO2 Sensor	Replacement: Pediatric"," Soft rubber"," 3.0m"," Nellcor"," Reusable	Emtel SpO2 Sensor"," Pediatric"," Soft rubber"," 3.0m"," Nellcor"," Reusable	1	12				Ultrasound Foetal Transducer - comp w/ Bionet - Uterine Contractions		Ultrasound Foetal Transducer - comp w/ Bionet - UC	Bionet "
"6012450	SS-088XC-AE30		SS-088XC-AE30	https://www.medten.com/product/3166	Replacement	Reusable	Emtel	SpO2 Sensors	Accessories	Emtel SpO2 Sensor	Reusable Emtel SpO2 Sensor	Replacement: Adult"," Ear clip"," 3.0m"," Nellcor-Oximax"," Reusable	Emtel SpO2 Sensor"," Adult"," Ear clip"," 3.0m"," Nellcor-Oximax"," Reusable	1	12				Ultrasound Foetal Transducer - comp w/ Bionet - Uterine Contractions		Ultrasound Foetal Transducer - comp w/ Bionet - UC	Bionet "
"6011133	SS-088XC-AF30		SS-088XC-AF30	https://www.medten.com/product/3167	Replacement	Reusable	Emtel	SpO2 Sensors	Accessories	Emtel SpO2 Sensor	Reusable Emtel SpO2 Sensor	Replacement: Adult"," Finger clip"," 3.0m"," Nellcor-Oximax"," Reusable	Emtel SpO2 Sensor"," Adult"," Finger clip"," 3.0m"," Nellcor-Oximax"," Reusable	1	12				Ultrasound Foetal Transducer - comp w/ Bionet - Uterine Contractions		Ultrasound Foetal Transducer - comp w/ Bionet - UC	Bionet "
"6011367	SS-088XC-AS30		SS-088XC-AS30	https://www.medten.com/product/3168	Replacement	Reusable	Emtel	SpO2 Sensors	Accessories	Emtel SpO2 Sensor	Reusable Emtel SpO2 Sensor	Replacement: Adult"," Soft rubber"," 3.0m"," Nellcor-Oximax"," Reusable	Emtel SpO2 Sensor"," Adult"," Soft rubber"," 3.0m"," Nellcor-Oximax"," Reusable	1	12				Ultrasound Foetal Transducer - comp w/ Bionet - Uterine Contractions		Ultrasound Foetal Transducer - comp w/ Bionet - UC	Bionet "
"6012664	SS-088XC-MY30		SS-088XC-MY30	https://www.medten.com/product/3169	Replacement	Reusable	Emtel	SpO2 Sensors	Accessories	Emtel SpO2 Sensor	Reusable Emtel SpO2 Sensor	Replacement: All Sizes"," Multi-Y"," 3.0m"," Nellcor-Oximax"," Reusable	Emtel SpO2 Sensor"," All Sizes"," Multi-Y"," 3.0m"," Nellcor-Oximax"," Reusable	1	12				Ultrasound Foetal Transducer - comp w/ Bionet - Uterine Contractions		Ultrasound Foetal Transducer - comp w/ Bionet - UC	Bionet "
"6012236	SS-088XC-NW30		SS-088XC-NW30	https://www.medten.com/product/3170	Replacement	Reusable	Emtel	SpO2 Sensors	Accessories	Emtel SpO2 Sensor	Reusable Emtel SpO2 Sensor	Replacement: Neonate"," Wrap"," 3.0m"," Nellcor-Oximax"," Reusable	Emtel SpO2 Sensor"," Neonate"," Wrap"," 3.0m"," Nellcor-Oximax"," Reusable	1	12				Ultrasound Foetal Transducer - comp w/ Bionet - Uterine Contractions		Ultrasound Foetal Transducer - comp w/ Bionet - UC	Bionet "
"6011586	SS-088XC-PF30		SS-088XC-PF30	https://www.medten.com/product/3171	Replacement	Reusable	Emtel	SpO2 Sensors	Accessories	Emtel SpO2 Sensor	Reusable Emtel SpO2 Sensor	Replacement: Pediatric"," Finger clip"," 3.0m"," Nellcor-Oximax"," Reusable	Emtel SpO2 Sensor"," Pediatric"," Finger clip"," 3.0m"," Nellcor-Oximax"," Reusable	1	12				Ultrasound Foetal Transducer - comp w/ Bionet - Uterine Contractions		Ultrasound Foetal Transducer - comp w/ Bionet - UC	Bionet "
"6011804	SS-088XC-PS30		SS-088XC-PS30	https://www.medten.com/product/3172	Replacement	Reusable	Emtel	SpO2 Sensors	Accessories	Emtel SpO2 Sensor	Reusable Emtel SpO2 Sensor	Replacement: Pediatric"," Soft rubber"," 3.0m"," Nellcor-Oximax"," Reusable	Emtel SpO2 Sensor"," Pediatric"," Soft rubber"," 3.0m"," Nellcor-Oximax"," Reusable	1	12				Ultrasound Foetal Transducer - comp w/ Bionet - Uterine Contractions		Ultrasound Foetal Transducer - comp w/ Bionet - UC	Bionet "
"6012452	SS-090-AE30		SS-090-AE30	https://www.medten.com/product/3173	Replacement	Reusable	Mediaid	SpO2 Sensors	Accessories	Mediaid SpO2 Sensor POX020-710	Reusable Mediaid SpO2 Sensor POX020-710	Replacement: Adult"," Ear clip"," 3.0m"," Reusable	Mediaid SpO2 Sensor POX020-710"," Adult"," Ear clip"," 3.0m"," Reusable	1	12				Ultrasound Foetal Transducer - comp w/ Bionet - Uterine Contractions		Ultrasound Foetal Transducer - comp w/ Bionet - UC	Bionet "
"6012453	SS-091-AE30		SS-091-AE30	https://www.medten.com/product/3174	Replacement	Reusable	Mediaid	SpO2 Sensors	Accessories	Mediaid SpO2 Sensor POX050-710S	Reusable Mediaid SpO2 Sensor POX050-710S	Replacement: Adult"," Ear clip"," 3.0m"," Reusable	Mediaid SpO2 Sensor POX050-710S"," Adult"," Ear clip"," 3.0m"," Reusable	1	12				Ultrasound Foetal Transducer - comp w/ Bionet - Uterine Contractions		Ultrasound Foetal Transducer - comp w/ Bionet - UC	Bionet "
"6011136	SS-091-AF30		SS-091-AF30	https://www.medten.com/product/3175	Replacement	Reusable	Mediaid	SpO2 Sensors	Accessories	Mediaid SpO2 Sensor POX050-105S	Reusable Mediaid SpO2 Sensor POX050-105S	Replacement: Adult"," Finger clip"," 3.0m"," Reusable	Mediaid SpO2 Sensor POX050-105S"," Adult"," Finger clip"," 3.0m"," Reusable	1	12				Ultrasound Foetal Transducer - comp w/ Bionet - Uterine Contractions		Ultrasound Foetal Transducer - comp w/ Bionet - UC	Bionet "
"6012318	SS-001-AE30		SS-001-AE30	https://www.medten.com/product/3176	Replacement	Reusable	Nellcor	SpO2 Sensors	Accessories	Nellcor SpO2 Sensor D-YSE (Non-Oximax"," 3.0m)	Reusable Nellcor SpO2 Sensor D-YSE (Non-Oximax"," 3.0m)	Replacement: Adult"," Ear clip"," 3.0m"," Nellcor - OxiSmart	Nellcor SpO2 Sensor D-YSE (Non-Oximax"," 3.0m)"," Adult"," Ear clip"," 3.0m"," Nellcor - OxiSmart	1	12				Ultrasound Foetal Transducer - comp w/ Bionet - Uterine Contractions		Ultrasound Foetal Transducer - comp w/ Bionet - UC	Bionet "
"6012321	SS-001XC-AE10		SS-001XC-AE10	https://www.medten.com/product/3177	Replacement	Reusable	Nellcor	SpO2 Sensors	Accessories	Nellcor SpO2 Sensor D-YSE	Reusable Nellcor SpO2 Sensor D-YSE	Replacement: Adult"," Ear clip"," 1.0m"," Nellcor - OxiMax	Nellcor SpO2 Sensor D-YSE"," Adult"," Ear clip"," 1.0m"," Nellcor - OxiMax	1	12				Ultrasound Foetal Transducer - comp w/ Bionet - Uterine Contractions		Ultrasound Foetal Transducer - comp w/ Bionet - UC	Bionet "
"6012322	SS-001XC-AE30		SS-001XC-AE30	https://www.medten.com/product/3178	Replacement	Reusable	Nellcor	SpO2 Sensors	Accessories	Nellcor SpO2 Sensor D-YSE (3.0m)	Reusable Nellcor SpO2 Sensor D-YSE (3.0m)	Replacement: Adult"," Ear clip"," 3.0m"," Nellcor-Oximax"," Reusable	Nellcor SpO2 Sensor D-YSE (3.0m)"," Adult"," Ear clip"," 3.0m"," Nellcor-Oximax"," Reusable	1	12				Ultrasound Foetal Transducer - comp w/ Bionet - Uterine Contractions		Ultrasound Foetal Transducer - comp w/ Bionet - UC	Bionet "
"6011370	SS-091-AS30		SS-091-AS30	https://www.medten.com/product/3179	Replacement	Reusable	Mediaid	SpO2 Sensors	Accessories	Mediaid SpO2 Sensor POX050-400S	Reusable Mediaid SpO2 Sensor POX050-400S	Replacement: Adult"," Soft rubber"," 3.0m"," Reusable	Mediaid SpO2 Sensor POX050-400S"," Adult"," Soft rubber"," 3.0m"," Reusable	1	12				Ultrasound Foetal Transducer - comp w/ Bionet - Uterine Contractions		Ultrasound Foetal Transducer - comp w/ Bionet - UC	Bionet "
"6012667	SS-091-MY30		SS-091-MY30	https://www.medten.com/product/3180	Replacement	Reusable	Mediaid	SpO2 Sensors	Accessories	Mediaid SpO2 Sensor POX050-531	Reusable Mediaid SpO2 Sensor POX050-531	Replacement: All Sizes"," Multi-Y"," 3.0m"," Reusable	Mediaid SpO2 Sensor POX050-531"," All Sizes"," Multi-Y"," 3.0m"," Reusable	1	12				Ultrasound Foetal Transducer - comp w/ Bionet - Uterine Contractions		Ultrasound Foetal Transducer - comp w/ Bionet - UC	Bionet "
"6012239	SS-091-NW30		SS-091-NW30	https://www.medten.com/product/3181	Replacement	Reusable	Mediaid	SpO2 Sensors	Accessories	Mediaid SpO2 Sensor	Reusable Mediaid SpO2 Sensor	Replacement: Neonate"," Wrap"," 3.0m"," Reusable	Mediaid SpO2 Sensor"," Neonate"," Wrap"," 3.0m"," Reusable	1	12				Ultrasound Foetal Transducer - comp w/ Bionet - Uterine Contractions		Ultrasound Foetal Transducer - comp w/ Bionet - UC	Bionet "
"6011589	SS-091-PF30		SS-091-PF30	https://www.medten.com/product/3182	Replacement	Reusable	Mediaid	SpO2 Sensors	Accessories	Mediaid SpO2 Sensor POX050-115S	Reusable Mediaid SpO2 Sensor POX050-115S	Replacement: Pediatric"," Finger clip"," 3.0m"," Reusable	Mediaid SpO2 Sensor POX050-115S"," Pediatric"," Finger clip"," 3.0m"," Reusable	1	12				Ultrasound Foetal Transducer - comp w/ Bionet - Uterine Contractions		Ultrasound Foetal Transducer - comp w/ Bionet - UC	Bionet "
"6011807	SS-091-PS30		SS-091-PS30	https://www.medten.com/product/3183	Replacement	Reusable	Mediaid	SpO2 Sensors	Accessories	Mediaid SpO2 Sensor POX050-310S	Reusable Mediaid SpO2 Sensor POX050-310S	Replacement: Pediatric"," Soft rubber"," 3.0m"," Reusable	Mediaid SpO2 Sensor POX050-310S"," Pediatric"," Soft rubber"," 3.0m"," Reusable	1	12				Ultrasound Foetal Transducer - comp w/ Bionet - Uterine Contractions		Ultrasound Foetal Transducer - comp w/ Bionet - UC	Bionet "
"6012454	SS-092-AE30		SS-092-AE30	https://www.medten.com/product/3184	Replacement	Reusable	Mennen Medical	SpO2 Sensors	Accessories	Mennen Medical SpO2 Sensor	Reusable Mennen Medical SpO2 Sensor	Replacement: Adult"," Ear clip"," 3.0m"," Nellcor"," Reusable	Mennen Medical SpO2 Sensor"," Adult"," Ear clip"," 3.0m"," Nellcor"," Reusable	1	12				Ultrasound Foetal Transducer - comp w/ Bionet - Uterine Contractions		Ultrasound Foetal Transducer - comp w/ Bionet - UC	Bionet "
"6012455	SS-093-AE30		SS-093-AE30	https://www.medten.com/product/3185	Replacement	Reusable	Mennen Medical	SpO2 Sensors	Accessories	Mennen Medical SpO2 Sensor	Reusable Mennen Medical SpO2 Sensor	Replacement: Adult"," Ear clip"," 3.0m"," Nellcor"," Reusable	Mennen Medical SpO2 Sensor"," Adult"," Ear clip"," 3.0m"," Nellcor"," Reusable	1	12				Ultrasound Foetal Transducer - comp w/ Bionet - Uterine Contractions		Ultrasound Foetal Transducer - comp w/ Bionet - UC	Bionet "
"6012459	SS-095-AE30		SS-095-AE30	https://www.medten.com/product/3186	Replacement	Reusable	Creative	SpO2 Sensors	Accessories	Creative SpO2 Sensor	Reusable Creative SpO2 Sensor	Replacement: Adult"," Ear clip"," 3.0m"," Nellcor"," Reusable	Creative SpO2 Sensor"," Adult"," Ear clip"," 3.0m"," Nellcor"," Reusable	1	12				Ultrasound Foetal Transducer - comp w/ Bionet - Uterine Contractions		Ultrasound Foetal Transducer - comp w/ Bionet - UC	Bionet "
"6011142	SS-095-AF30		SS-095-AF30	https://www.medten.com/product/3187	Replacement	Reusable	Creative	SpO2 Sensors	Accessories	Creative SpO2 Sensor	Reusable Creative SpO2 Sensor	Replacement: Adult"," Finger clip"," 3.0m"," Nellcor"," Reusable	Creative SpO2 Sensor"," Adult"," Finger clip"," 3.0m"," Nellcor"," Reusable	1	12				Ultrasound Foetal Transducer - comp w/ Bionet - Uterine Contractions		Ultrasound Foetal Transducer - comp w/ Bionet - UC	Bionet "
"6011376	SS-095-AS30		SS-095-AS30	https://www.medten.com/product/3188	Replacement	Reusable	Creative	SpO2 Sensors	Accessories	Creative SpO2 Sensor	Reusable Creative SpO2 Sensor	Replacement: Adult"," Soft rubber"," 3.0m"," Nellcor"," Reusable	Creative SpO2 Sensor"," Adult"," Soft rubber"," 3.0m"," Nellcor"," Reusable	1	12				Ultrasound Foetal Transducer - comp w/ Bionet - Uterine Contractions		Ultrasound Foetal Transducer - comp w/ Bionet - UC	Bionet "
"6012673	SS-095-MY30		SS-095-MY30	https://www.medten.com/product/3189	Replacement	Reusable	Creative	SpO2 Sensors	Accessories	Creative SpO2 Sensor	Reusable Creative SpO2 Sensor	Replacement: All Sizes"," Multi-Y"," 3.0m"," Nellcor"," Reusable	Creative SpO2 Sensor"," All Sizes"," Multi-Y"," 3.0m"," Nellcor"," Reusable	1	12				Ultrasound Foetal Transducer - comp w/ Bionet - Uterine Contractions		Ultrasound Foetal Transducer - comp w/ Bionet - UC	Bionet "
"6012245	SS-095-NW30		SS-095-NW30	https://www.medten.com/product/3190	Replacement	Reusable	Creative	SpO2 Sensors	Accessories	Creative SpO2 Sensor	Reusable Creative SpO2 Sensor	Replacement: Neonate"," Wrap"," 2.5m"," Nellcor"," Reusable	Creative SpO2 Sensor"," Neonate"," Wrap"," 2.5m"," Nellcor"," Reusable	1	12				Ultrasound Foetal Transducer - comp w/ Bionet - Uterine Contractions		Ultrasound Foetal Transducer - comp w/ Bionet - UC	Bionet "
"6011595	SS-095-PF30		SS-095-PF30	https://www.medten.com/product/3191	Replacement	Reusable	Creative	SpO2 Sensors	Accessories	Creative SpO2 Sensor	Reusable Creative SpO2 Sensor	Replacement: Pediatric"," Finger clip"," 3.0m"," Nellcor"," Reusable	Creative SpO2 Sensor"," Pediatric"," Finger clip"," 3.0m"," Nellcor"," Reusable	1	12				Ultrasound Foetal Transducer - comp w/ Bionet - Uterine Contractions		Ultrasound Foetal Transducer - comp w/ Bionet - UC	Bionet "
"6011813	SS-095-PS30		SS-095-PS30	https://www.medten.com/product/3192	Replacement	Reusable	Creative	SpO2 Sensors	Accessories	Creative SpO2 Sensor	Reusable Creative SpO2 Sensor	Replacement: Pediatric"," Soft rubber"," 3.0m"," Nellcor"," Reusable	Creative SpO2 Sensor"," Pediatric"," Soft rubber"," 3.0m"," Nellcor"," Reusable	1	12				Ultrasound Foetal Transducer - comp w/ Bionet - Uterine Contractions		Ultrasound Foetal Transducer - comp w/ Bionet - UC	Bionet "
"6012460	SS-096D-AE30		SS-096D-AE30	https://www.medten.com/product/3193	Replacement	Reusable	Creative	SpO2 Sensors	Accessories	Creative SpO2 Sensor	Reusable Creative SpO2 Sensor	Replacement: Adult"," Ear clip"," 3.0m"," Digital "," Reusable	Creative SpO2 Sensor"," Adult"," Ear clip"," 3.0m"," Digital "," Reusable	1	12				Ultrasound Foetal Transducer - comp w/ Bionet - Uterine Contractions		Ultrasound Foetal Transducer - comp w/ Bionet - UC	Bionet "
"6012462	SS-098-AE30		SS-098-AE30	https://www.medten.com/product/3194	Replacement	Reusable	Pace Tech	SpO2 Sensors	Accessories	Pace Tech SpO2 Sensor	Reusable Pace Tech SpO2 Sensor	Replacement: Adult"," Ear clip"," 3.0m"," Reusable	Pace Tech SpO2 Sensor"," Adult"," Ear clip"," 3.0m"," Reusable	1	12				Ultrasound Foetal Transducer - comp w/ Bionet - Uterine Contractions		Ultrasound Foetal Transducer - comp w/ Bionet - UC	Bionet "
"6012464	SS-100D-AE30		SS-100D-AE30	https://www.medten.com/product/3195	Replacement	Reusable	Dolphin	SpO2 Sensors	Accessories	Dolphin SpO2 Sensor	Reusable Dolphin SpO2 Sensor	Replacement: Adult"," Ear clip"," 3.0m"," Digital "," Reusable	Dolphin SpO2 Sensor"," Adult"," Ear clip"," 3.0m"," Digital "," Reusable	1	12				Ultrasound Foetal Transducer - comp w/ Bionet - Uterine Contractions		Ultrasound Foetal Transducer - comp w/ Bionet - UC	Bionet "
"6011147	SS-100D-AF30		SS-100D-AF30	https://www.medten.com/product/3196	Replacement	Reusable	Dolphin	SpO2 Sensors	Accessories	Dolphin SpO2 Sensor	Reusable Dolphin SpO2 Sensor	Replacement: Adult"," Finger clip"," 3.0m"," Digital "," Reusable	Dolphin SpO2 Sensor"," Adult"," Finger clip"," 3.0m"," Digital "," Reusable	1	12				Ultrasound Foetal Transducer - comp w/ Bionet - Uterine Contractions		Ultrasound Foetal Transducer - comp w/ Bionet - UC	Bionet "
"6011381	SS-100D-AS30		SS-100D-AS30	https://www.medten.com/product/3197	Replacement	Reusable	Dolphin	SpO2 Sensors	Accessories	Dolphin SpO2 Sensor	Reusable Dolphin SpO2 Sensor	Replacement: Adult"," Soft rubber"," 3.0m"," Digital "," Reusable	Dolphin SpO2 Sensor"," Adult"," Soft rubber"," 3.0m"," Digital "," Reusable	1	12				Ultrasound Foetal Transducer - comp w/ Bionet - Uterine Contractions		Ultrasound Foetal Transducer - comp w/ Bionet - UC	Bionet "
"6012678	SS-100D-MY30		SS-100D-MY30	https://www.medten.com/product/3198	Replacement	Reusable	Dolphin	SpO2 Sensors	Accessories	Dolphin SpO2 Sensor	Reusable Dolphin SpO2 Sensor	Replacement: All Sizes"," Multi-Y"," 3.0m"," Digital "," Reusable	Dolphin SpO2 Sensor"," All Sizes"," Multi-Y"," 3.0m"," Digital "," Reusable	1	12				Ultrasound Foetal Transducer - comp w/ Bionet - Uterine Contractions		Ultrasound Foetal Transducer - comp w/ Bionet - UC	Bionet "
"6012250	SS-100D-NW30		SS-100D-NW30	https://www.medten.com/product/3199	Replacement	Reusable	Dolphin	SpO2 Sensors	Accessories	Dolphin SpO2 Sensor	Reusable Dolphin SpO2 Sensor	Replacement: Neonate"," Wrap"," 3.0m"," Digital "," Reusable	Dolphin SpO2 Sensor"," Neonate"," Wrap"," 3.0m"," Digital "," Reusable	1	12				Ultrasound Foetal Transducer - comp w/ Bionet - Uterine Contractions		Ultrasound Foetal Transducer - comp w/ Bionet - UC	Bionet "
"6011600	SS-100D-PF30		SS-100D-PF30	https://www.medten.com/product/3200	Replacement	Reusable	Dolphin	SpO2 Sensors	Accessories	Dolphin SpO2 Sensor	Reusable Dolphin SpO2 Sensor	Replacement: Pediatric"," Finger clip"," 3.0m"," Digital "," Reusable	Dolphin SpO2 Sensor"," Pediatric"," Finger clip"," 3.0m"," Digital "," Reusable	1	12				Ultrasound Foetal Transducer - comp w/ Bionet - Uterine Contractions		Ultrasound Foetal Transducer - comp w/ Bionet - UC	Bionet "
"6011818	SS-100D-PS30		SS-100D-PS30	https://www.medten.com/product/3201	Replacement	Reusable	Dolphin	SpO2 Sensors	Accessories	Dolphin SpO2 Sensor	Reusable Dolphin SpO2 Sensor	Replacement: Pediatric"," Soft rubber"," 3.0m"," Digital "," Reusable	Dolphin SpO2 Sensor"," Pediatric"," Soft rubber"," 3.0m"," Digital "," Reusable	1	12				Ultrasound Foetal Transducer - comp w/ Bionet - Uterine Contractions		Ultrasound Foetal Transducer - comp w/ Bionet - UC	Bionet "
"6012465	SS-101-AE30		SS-101-AE30	https://www.medten.com/product/3202	Replacement	Reusable	Digicare	SpO2 Sensors	Accessories	Digicare SpO2 Sensor	Reusable Digicare SpO2 Sensor	Replacement: Adult"," Ear clip"," 3.0m"," Reusable	Digicare SpO2 Sensor"," Adult"," Ear clip"," 3.0m"," Reusable	1	12				Ultrasound Foetal Transducer - comp w/ Bionet - Uterine Contractions		Ultrasound Foetal Transducer - comp w/ Bionet - UC	Bionet "
"6011148	SS-101-AF30		SS-101-AF30	https://www.medten.com/product/3203	Replacement	Reusable	Digicare	SpO2 Sensors	Accessories	Digicare SpO2 Sensor	Reusable Digicare SpO2 Sensor	Replacement: Adult"," Finger clip"," 3.0m"," Reusable	Digicare SpO2 Sensor"," Adult"," Finger clip"," 3.0m"," Reusable	1	12				Ultrasound Foetal Transducer - comp w/ Bionet - Uterine Contractions		Ultrasound Foetal Transducer - comp w/ Bionet - UC	Bionet "
"6011382	SS-101-AS30		SS-101-AS30	https://www.medten.com/product/3204	Replacement	Reusable	Digicare	SpO2 Sensors	Accessories	Digicare SpO2 Sensor	Reusable Digicare SpO2 Sensor	Replacement: Adult"," Soft rubber"," 3.0m"," Reusable	Digicare SpO2 Sensor"," Adult"," Soft rubber"," 3.0m"," Reusable	1	12				Ultrasound Foetal Transducer - comp w/ Bionet - Uterine Contractions		Ultrasound Foetal Transducer - comp w/ Bionet - UC	Bionet "
"6012679	SS-101-MY30		SS-101-MY30	https://www.medten.com/product/3205	Replacement	Reusable	Digicare	SpO2 Sensors	Accessories	Digicare SpO2 Sensor	Reusable Digicare SpO2 Sensor	Replacement: All Sizes"," Multi-Y"," 3.0m"," Reusable	Digicare SpO2 Sensor"," All Sizes"," Multi-Y"," 3.0m"," Reusable	1	12				Ultrasound Foetal Transducer - comp w/ Bionet - Uterine Contractions		Ultrasound Foetal Transducer - comp w/ Bionet - UC	Bionet "
"6012384	SS-040-AE30		SS-040-AE30	https://www.medten.com/product/3206	Replacement	Reusable	Nonin	SpO2 Sensors	Accessories	Nonin SpO2 Sensor	Reusable Nonin SpO2 Sensor	Replacement: Adult"," Ear clip"," 3.0m"," Nonin"," Reusable	Nonin SpO2 Sensor"," Adult"," Ear clip"," 3.0m"," Nonin"," Reusable	1	12				Ultrasound Foetal Transducer - comp w/ Bionet - Uterine Contractions		Ultrasound Foetal Transducer - comp w/ Bionet - UC	Bionet "
"6012251	SS-101-NW30		SS-101-NW30	https://www.medten.com/product/3207	Replacement	Reusable	Digicare	SpO2 Sensors	Accessories	Digicare SpO2 Sensor	Reusable Digicare SpO2 Sensor	Replacement: Neonate"," Wrap"," 3.0m"," Reusable	Digicare SpO2 Sensor"," Neonate"," Wrap"," 3.0m"," Reusable	1	12				Ultrasound Foetal Transducer - comp w/ Bionet - Uterine Contractions		Ultrasound Foetal Transducer - comp w/ Bionet - UC	Bionet "
"6011601	SS-101-PF30		SS-101-PF30	https://www.medten.com/product/3208	Replacement	Reusable	Digicare	SpO2 Sensors	Accessories	Digicare SpO2 Sensor	Reusable Digicare SpO2 Sensor	Replacement: Pediatric"," Finger clip"," 3.0m"," Reusable	Digicare SpO2 Sensor"," Pediatric"," Finger clip"," 3.0m"," Reusable	1	12				Ultrasound Foetal Transducer - comp w/ Bionet - Uterine Contractions		Ultrasound Foetal Transducer - comp w/ Bionet - UC	Bionet "
"6011819	SS-101-PS30		SS-101-PS30	https://www.medten.com/product/3209	Replacement	Reusable	Digicare	SpO2 Sensors	Accessories	Digicare SpO2 Sensor	Reusable Digicare SpO2 Sensor	Replacement: Pediatric"," Soft rubber"," 3.0m"," Reusable	Digicare SpO2 Sensor"," Pediatric"," Soft rubber"," 3.0m"," Reusable	1	12				Ultrasound Foetal Transducer - comp w/ Bionet - Uterine Contractions		Ultrasound Foetal Transducer - comp w/ Bionet - UC	Bionet "
"6012466	SS-102-AE30		SS-102-AE30	https://www.medten.com/product/3210	Replacement	Reusable	Lohmeier	SpO2 Sensors	Accessories	Lohmeier SpO2 Sensor	Reusable Lohmeier SpO2 Sensor	Replacement: Adult"," Ear clip"," 3.0m"," Reusable	Lohmeier SpO2 Sensor"," Adult"," Ear clip"," 3.0m"," Reusable	1	12				Ultrasound Foetal Transducer - comp w/ Bionet - Uterine Contractions		Ultrasound Foetal Transducer - comp w/ Bionet - UC	Bionet "
"6012467	SS-103D-AE30		SS-103D-AE30	https://www.medten.com/product/3211	Replacement	Reusable	ChoiceMMed	SpO2 Sensors	Accessories	ChoiceMMed SpO2 Sensor	Reusable ChoiceMMed SpO2 Sensor	Replacement: Adult"," Ear clip"," 3.0m"," Digital "," Reusable	ChoiceMMed SpO2 Sensor"," Adult"," Ear clip"," 3.0m"," Digital "," Reusable	1	12				Ultrasound Foetal Transducer - comp w/ Bionet - Uterine Contractions		Ultrasound Foetal Transducer - comp w/ Bionet - UC	Bionet "
"6012468	SS-104-AE30		SS-104-AE30	https://www.medten.com/product/3212	Replacement	Reusable	ChoiceMMed	SpO2 Sensors	Accessories	ChoiceMMed SpO2 Sensor	Reusable ChoiceMMed SpO2 Sensor	Replacement: Adult"," Ear clip"," 3.0m"," Reusable	ChoiceMMed SpO2 Sensor"," Adult"," Ear clip"," 3.0m"," Reusable	1	12				Ultrasound Foetal Transducer - comp w/ Bionet - Uterine Contractions		Ultrasound Foetal Transducer - comp w/ Bionet - UC	Bionet "
"6012470	SS-106-AE30		SS-106-AE30	https://www.medten.com/product/3213	Replacement	Reusable	Welch Allyn	SpO2 Sensors	Accessories	Welch Allyn SpO2 Sensor	Reusable Welch Allyn SpO2 Sensor	Replacement: Adult"," Ear clip"," 3.0m"," Nellcor"," Reusable	Welch Allyn SpO2 Sensor"," Adult"," Ear clip"," 3.0m"," Nellcor"," Reusable	1	12				Ultrasound Foetal Transducer - comp w/ Bionet - Uterine Contractions		Ultrasound Foetal Transducer - comp w/ Bionet - UC	Bionet "
"6011153	SS-106-AF30		SS-106-AF30	https://www.medten.com/product/3214	Replacement	Reusable	Welch Allyn	SpO2 Sensors	Accessories	Welch Allyn SpO2 Sensor	Reusable Welch Allyn SpO2 Sensor	Replacement: Adult"," Finger clip"," 3.0m"," Reusable	Welch Allyn SpO2 Sensor"," Adult"," Finger clip"," 3.0m"," Reusable	1	12				Ultrasound Foetal Transducer - comp w/ Bionet - Uterine Contractions		Ultrasound Foetal Transducer - comp w/ Bionet - UC	Bionet "
"6011387	SS-106-AS30		SS-106-AS30	https://www.medten.com/product/3215	Replacement	Reusable	Welch Allyn	SpO2 Sensors	Accessories	Welch Allyn SpO2 Sensor	Reusable Welch Allyn SpO2 Sensor	Replacement: Adult"," Soft rubber"," 3.0m"," Reusable	Welch Allyn SpO2 Sensor"," Adult"," Soft rubber"," 3.0m"," Reusable	1	12				Ultrasound Foetal Transducer - comp w/ Bionet - Uterine Contractions		Ultrasound Foetal Transducer - comp w/ Bionet - UC	Bionet "
"6012684	SS-106-MY30		SS-106-MY30	https://www.medten.com/product/3216	Replacement	Reusable	Welch Allyn	SpO2 Sensors	Accessories	Welch Allyn SpO2 Sensor	Reusable Welch Allyn SpO2 Sensor	Replacement: All Sizes"," Multi-Y"," 3.0m"," Nellcor"," Reusable	Welch Allyn SpO2 Sensor"," All Sizes"," Multi-Y"," 3.0m"," Nellcor"," Reusable	1	12				Ultrasound Foetal Transducer - comp w/ Bionet - Uterine Contractions		Ultrasound Foetal Transducer - comp w/ Bionet - UC	Bionet "
"6012256	SS-106-NW30		SS-106-NW30	https://www.medten.com/product/3217	Replacement	Reusable	Welch Allyn	SpO2 Sensors	Accessories	Welch Allyn SpO2 Sensor	Reusable Welch Allyn SpO2 Sensor	Replacement: Neonate"," Wrap"," 3.0m"," Nellcor"," Reusable	Welch Allyn SpO2 Sensor"," Neonate"," Wrap"," 3.0m"," Nellcor"," Reusable	1	12				Ultrasound Foetal Transducer - comp w/ Bionet - Uterine Contractions		Ultrasound Foetal Transducer - comp w/ Bionet - UC	Bionet "
"6011606	SS-106-PF30		SS-106-PF30	https://www.medten.com/product/3218	Replacement	Reusable	Welch Allyn	SpO2 Sensors	Accessories	Welch Allyn SpO2 Sensor	Reusable Welch Allyn SpO2 Sensor	Replacement: Pediatric"," Finger clip"," 3.0m"," Nellcor"," Reusable	Welch Allyn SpO2 Sensor"," Pediatric"," Finger clip"," 3.0m"," Nellcor"," Reusable	1	12				Ultrasound Foetal Transducer - comp w/ Bionet - Uterine Contractions		Ultrasound Foetal Transducer - comp w/ Bionet - UC	Bionet "
"6011824	SS-106-PS30		SS-106-PS30	https://www.medten.com/product/3219	Replacement	Reusable	Welch Allyn	SpO2 Sensors	Accessories	Welch Allyn SpO2 Sensor	Reusable Welch Allyn SpO2 Sensor	Replacement: Pediatric"," Soft rubber"," 3.0m"," Nellcor"," Reusable	Welch Allyn SpO2 Sensor"," Pediatric"," Soft rubber"," 3.0m"," Nellcor"," Reusable	1	12				Ultrasound Foetal Transducer - comp w/ Bionet - Uterine Contractions		Ultrasound Foetal Transducer - comp w/ Bionet - UC	Bionet "
"6012478	SS-112D-AE30		SS-112D-AE30	https://www.medten.com/product/3220	Replacement	Reusable	Infinium	SpO2 Sensors	Accessories	Infinium SpO2 Sensor	Reusable Infinium SpO2 Sensor	Replacement: Adult"," Ear clip"," 3.0m"," Digital "," Reusable	Infinium SpO2 Sensor"," Adult"," Ear clip"," 3.0m"," Digital "," Reusable	1	12				Ultrasound Foetal Transducer - comp w/ Bionet - Uterine Contractions		Ultrasound Foetal Transducer - comp w/ Bionet - UC	Bionet "
"6012479	SS-113-AE30		SS-113-AE30	https://www.medten.com/product/3221	Replacement	Reusable	Infinium	SpO2 Sensors	Accessories	Infinium SpO2 Sensor	Reusable Infinium SpO2 Sensor	Replacement: Adult"," Ear clip"," 3.0m"," Nellcor"," Reusable	Infinium SpO2 Sensor"," Adult"," Ear clip"," 3.0m"," Nellcor"," Reusable	1	12				Ultrasound Foetal Transducer - comp w/ Bionet - Uterine Contractions		Ultrasound Foetal Transducer - comp w/ Bionet - UC	Bionet "
"6012480	SS-113D-AE30		SS-113D-AE30	https://www.medten.com/product/3222	Replacement	Reusable	Infinium	SpO2 Sensors	Accessories	Infinium SpO2 Sensor	Reusable Infinium SpO2 Sensor	Replacement: Adult"," Ear clip"," 3.0m"," Digital "," Reusable	Infinium SpO2 Sensor"," Adult"," Ear clip"," 3.0m"," Digital "," Reusable	1	12				Ultrasound Foetal Transducer - comp w/ Bionet - Uterine Contractions		Ultrasound Foetal Transducer - comp w/ Bionet - UC	Bionet "
"6012481	SS-114-AE30		SS-114-AE30	https://www.medten.com/product/3223	Replacement	Reusable	Infinium	SpO2 Sensors	Accessories	Infinium SpO2 Sensor	Reusable Infinium SpO2 Sensor	Replacement: Adult"," Ear clip"," 3.0m"," Nellcor"," Reusable	Infinium SpO2 Sensor"," Adult"," Ear clip"," 3.0m"," Nellcor"," Reusable	1	12				Ultrasound Foetal Transducer - comp w/ Bionet - Uterine Contractions		Ultrasound Foetal Transducer - comp w/ Bionet - UC	Bionet "
"6012484	SS-117D-AE30		SS-117D-AE30	https://www.medten.com/product/3224	Replacement	Reusable	General Meditech	SpO2 Sensors	Accessories	General Meditech SpO2 Sensor	Reusable General Meditech SpO2 Sensor	Replacement: Adult"," Ear clip"," 3.0m"," Digital "," Reusable	General Meditech SpO2 Sensor"," Adult"," Ear clip"," 3.0m"," Digital "," Reusable	1	12				Ultrasound Foetal Transducer - comp w/ Bionet - Uterine Contractions		Ultrasound Foetal Transducer - comp w/ Bionet - UC	Bionet "
"6012487	SS-120D-AE30		SS-120D-AE30	https://www.medten.com/product/3225	Replacement	Reusable		SpO2 Sensors	Accessories	Digital SpO2 Sensor	Reusable Digital SpO2 Sensor	Replacement: Adult"," Ear clip"," 3.0m"," Digital "," Reusable	Digital SpO2 Sensor"," Adult"," Ear clip"," 3.0m"," Digital "," Reusable	1	12				Ultrasound Foetal Transducer - comp w/ Bionet - Uterine Contractions		Ultrasound Foetal Transducer - comp w/ Bionet - UC	Bionet "
"6011170	SS-120D-AF30		SS-120D-AF30	https://www.medten.com/product/3226	Replacement	Reusable		SpO2 Sensors	Accessories	Digital SpO2 Sensor	Reusable Digital SpO2 Sensor	Replacement: Adult"," Finger clip"," 3.0m"," Digital "," Reusable	Digital SpO2 Sensor"," Adult"," Finger clip"," 3.0m"," Digital "," Reusable	1	12				Ultrasound Foetal Transducer - comp w/ Bionet - Uterine Contractions		Ultrasound Foetal Transducer - comp w/ Bionet - UC	Bionet "
"6011404	SS-120D-AS30		SS-120D-AS30	https://www.medten.com/product/3227	Replacement	Reusable		SpO2 Sensors	Accessories	Digital SpO2 Sensor	Reusable Digital SpO2 Sensor	Replacement: Adult"," Soft rubber"," 3.0m"," Digital "," Reusable	Digital SpO2 Sensor"," Adult"," Soft rubber"," 3.0m"," Digital "," Reusable	1	12				Ultrasound Foetal Transducer - comp w/ Bionet - Uterine Contractions		Ultrasound Foetal Transducer - comp w/ Bionet - UC	Bionet "
"6012701	SS-120D-MY30		SS-120D-MY30	https://www.medten.com/product/3228	Replacement	Reusable		SpO2 Sensors	Accessories	Digital SpO2 Sensor	Reusable Digital SpO2 Sensor	Replacement: All Sizes"," Multi-Y"," 3.0m"," Digital "," Reusable	Digital SpO2 Sensor"," All Sizes"," Multi-Y"," 3.0m"," Digital "," Reusable	1	12				Ultrasound Foetal Transducer - comp w/ Bionet - Uterine Contractions		Ultrasound Foetal Transducer - comp w/ Bionet - UC	Bionet "
"6012273	SS-120D-NW30		SS-120D-NW30	https://www.medten.com/product/3229	Replacement	Reusable		SpO2 Sensors	Accessories	Digital SpO2 Sensor	Reusable Digital SpO2 Sensor	Replacement: Neonate"," Wrap"," 3.0m"," Digital "," Reusable	Digital SpO2 Sensor"," Neonate"," Wrap"," 3.0m"," Digital "," Reusable	1	12				Ultrasound Foetal Transducer - comp w/ Bionet - Uterine Contractions		Ultrasound Foetal Transducer - comp w/ Bionet - UC	Bionet "
"6011623	SS-120D-PF30		SS-120D-PF30	https://www.medten.com/product/3230	Replacement	Reusable		SpO2 Sensors	Accessories	Digital SpO2 Sensor	Reusable Digital SpO2 Sensor	Replacement: Pediatric"," Finger clip"," 3.0m"," Digital "," Reusable	Digital SpO2 Sensor"," Pediatric"," Finger clip"," 3.0m"," Digital "," Reusable	1	12				Ultrasound Foetal Transducer - comp w/ Bionet - Uterine Contractions		Ultrasound Foetal Transducer - comp w/ Bionet - UC	Bionet "
"6011841	SS-120D-PS30		SS-120D-PS30	https://www.medten.com/product/3231	Replacement	Reusable		SpO2 Sensors	Accessories	Digital SpO2 Sensor	Reusable Digital SpO2 Sensor	Replacement: Pediatric"," Soft rubber"," 3.0m"," Digital "," Reusable	Digital SpO2 Sensor"," Pediatric"," Soft rubber"," 3.0m"," Digital "," Reusable	1	12				Ultrasound Foetal Transducer - comp w/ Bionet - Uterine Contractions		Ultrasound Foetal Transducer - comp w/ Bionet - UC	Bionet "
"6012488	SS-121-AE30		SS-121-AE30	https://www.medten.com/product/3232	Replacement	Reusable	Comen	SpO2 Sensors	Accessories	Comen SpO2 Sensor	Reusable Comen SpO2 Sensor	Replacement: Adult"," Ear clip"," 3.0m"," Reusable	Comen SpO2 Sensor"," Adult"," Ear clip"," 3.0m"," Reusable	1	12				Ultrasound Foetal Transducer - comp w/ Bionet - Uterine Contractions		Ultrasound Foetal Transducer - comp w/ Bionet - UC	Bionet "
"6011171	SS-121-AF30		SS-121-AF30	https://www.medten.com/product/3233	Replacement	Reusable	Comen	SpO2 Sensors	Accessories	Comen SpO2 Sensor	Reusable Comen SpO2 Sensor	Replacement: Adult"," Finger clip"," 3.0m"," Nellcor"," Reusable	Comen SpO2 Sensor"," Adult"," Finger clip"," 3.0m"," Nellcor"," Reusable	1	12				Ultrasound Foetal Transducer - comp w/ Bionet - Uterine Contractions		Ultrasound Foetal Transducer - comp w/ Bionet - UC	Bionet "
"6011405	SS-121-AS30		SS-121-AS30	https://www.medten.com/product/3234	Replacement	Reusable	Comen	SpO2 Sensors	Accessories	Comen SpO2 Sensor	Reusable Comen SpO2 Sensor	Replacement: Adult"," Soft rubber"," 3.0m"," Nellcor"," Reusable	Comen SpO2 Sensor"," Adult"," Soft rubber"," 3.0m"," Nellcor"," Reusable	1	12				Ultrasound Foetal Transducer - comp w/ Bionet - Uterine Contractions		Ultrasound Foetal Transducer - comp w/ Bionet - UC	Bionet "
"6012702	SS-121-MY30		SS-121-MY30	https://www.medten.com/product/3235	Replacement	Reusable	Comen	SpO2 Sensors	Accessories	Comen SpO2 Sensor	Reusable Comen SpO2 Sensor	Replacement: All Sizes"," Multi-Y"," 3.0m"," Reusable	Comen SpO2 Sensor"," All Sizes"," Multi-Y"," 3.0m"," Reusable	1	12				Ultrasound Foetal Transducer - comp w/ Bionet - Uterine Contractions		Ultrasound Foetal Transducer - comp w/ Bionet - UC	Bionet "
"6012274	SS-121-NW30		SS-121-NW30	https://www.medten.com/product/3236	Replacement	Reusable	Comen	SpO2 Sensors	Accessories	Comen SpO2 Sensor	Reusable Comen SpO2 Sensor	Replacement: Neonate"," Wrap"," 3.0m"," Reusable	Comen SpO2 Sensor"," Neonate"," Wrap"," 3.0m"," Reusable	1	12				Ultrasound Foetal Transducer - comp w/ Bionet - Uterine Contractions		Ultrasound Foetal Transducer - comp w/ Bionet - UC	Bionet "
"6011624	SS-121-PF30		SS-121-PF30	https://www.medten.com/product/3237	Replacement	Reusable	Comen	SpO2 Sensors	Accessories	Comen SpO2 Sensor	Reusable Comen SpO2 Sensor	Replacement: Pediatric"," Finger clip"," 3.0m"," Reusable	Comen SpO2 Sensor"," Pediatric"," Finger clip"," 3.0m"," Reusable	1	12				Ultrasound Foetal Transducer - comp w/ Bionet - Uterine Contractions		Ultrasound Foetal Transducer - comp w/ Bionet - UC	Bionet "
"6011842	SS-121-PS30		SS-121-PS30	https://www.medten.com/product/3238	Replacement	Reusable	Comen	SpO2 Sensors	Accessories	Comen SpO2 Sensor	Reusable Comen SpO2 Sensor	Replacement: Pediatric"," Soft rubber"," 3.0m"," Reusable	Comen SpO2 Sensor"," Pediatric"," Soft rubber"," 3.0m"," Reusable	1	12				Ultrasound Foetal Transducer - comp w/ Bionet - Uterine Contractions		Ultrasound Foetal Transducer - comp w/ Bionet - UC	Bionet "
"6012492	SS-124D-AE30		SS-124D-AE30	https://www.medten.com/product/3239	Replacement	Reusable	Comen	SpO2 Sensors	Accessories	Comen SpO2 Sensor	Reusable Comen SpO2 Sensor	Replacement: Adult"," Ear clip"," 3.0m"," Digital "," Reusable	Comen SpO2 Sensor"," Adult"," Ear clip"," 3.0m"," Digital "," Reusable	1	12				Ultrasound Foetal Transducer - comp w/ Bionet - Uterine Contractions		Ultrasound Foetal Transducer - comp w/ Bionet - UC	Bionet "
"6011175	SS-124D-AF30		SS-124D-AF30	https://www.medten.com/product/3240	Replacement	Reusable	Comen	SpO2 Sensors	Accessories	Comen SpO2 Sensor	Reusable Comen SpO2 Sensor	Replacement: Adult"," Finger clip"," 3.0m"," Digital "," Reusable	Comen SpO2 Sensor"," Adult"," Finger clip"," 3.0m"," Digital "," Reusable	1	12				Ultrasound Foetal Transducer - comp w/ Bionet - Uterine Contractions		Ultrasound Foetal Transducer - comp w/ Bionet - UC	Bionet "
"6011409	SS-124D-AS30		SS-124D-AS30	https://www.medten.com/product/3241	Replacement	Reusable	Comen	SpO2 Sensors	Accessories	Comen SpO2 Sensor	Reusable Comen SpO2 Sensor	Replacement: Adult"," Soft rubber"," 3.0m"," Digital "," Reusable	Comen SpO2 Sensor"," Adult"," Soft rubber"," 3.0m"," Digital "," Reusable	1	12				Ultrasound Foetal Transducer - comp w/ Bionet - Uterine Contractions		Ultrasound Foetal Transducer - comp w/ Bionet - UC	Bionet "
"6012706	SS-124D-MY30		SS-124D-MY30	https://www.medten.com/product/3242	Replacement	Reusable	Comen	SpO2 Sensors	Accessories	Comen SpO2 Sensor	Reusable Comen SpO2 Sensor	Replacement: All Sizes"," Multi-Y"," 3.0m"," Digital "," Reusable	Comen SpO2 Sensor"," All Sizes"," Multi-Y"," 3.0m"," Digital "," Reusable	1	12				Ultrasound Foetal Transducer - comp w/ Bionet - Uterine Contractions		Ultrasound Foetal Transducer - comp w/ Bionet - UC	Bionet "
"6012278	SS-124D-NW30		SS-124D-NW30	https://www.medten.com/product/3243	Replacement	Reusable	Comen	SpO2 Sensors	Accessories	Comen SpO2 Sensor	Reusable Comen SpO2 Sensor	Replacement: Neonate"," Wrap"," 3.0m"," Digital "," Reusable	Comen SpO2 Sensor"," Neonate"," Wrap"," 3.0m"," Digital "," Reusable	1	12				Ultrasound Foetal Transducer - comp w/ Bionet - Uterine Contractions		Ultrasound Foetal Transducer - comp w/ Bionet - UC	Bionet "
"6011628	SS-124D-PF30		SS-124D-PF30	https://www.medten.com/product/3244	Replacement	Reusable	Comen	SpO2 Sensors	Accessories	Comen SpO2 Sensor	Reusable Comen SpO2 Sensor	Replacement: Pediatric"," Finger clip"," 3.0m"," Digital "," Reusable	Comen SpO2 Sensor"," Pediatric"," Finger clip"," 3.0m"," Digital "," Reusable	1	12				Ultrasound Foetal Transducer - comp w/ Bionet - Uterine Contractions		Ultrasound Foetal Transducer - comp w/ Bionet - UC	Bionet "
"6011846	SS-124D-PS30		SS-124D-PS30	https://www.medten.com/product/3245	Replacement	Reusable	Comen	SpO2 Sensors	Accessories	Comen SpO2 Sensor	Reusable Comen SpO2 Sensor	Replacement: Pediatric"," Soft rubber"," 3.0m"," Digital "," Reusable	Comen SpO2 Sensor"," Pediatric"," Soft rubber"," 3.0m"," Digital "," Reusable	1	12				Ultrasound Foetal Transducer - comp w/ Bionet - Uterine Contractions		Ultrasound Foetal Transducer - comp w/ Bionet - UC	Bionet "
"6012495	SS-127-AE30		SS-127-AE30	https://www.medten.com/product/3247	Replacement	Reusable	Triton	SpO2 Sensors	Accessories	Triton SpO2 Sensor	Reusable Triton SpO2 Sensor	Replacement: Adult"," Ear clip"," 3.0m"," Nellcor"," Reusable	Triton SpO2 Sensor"," Adult"," Ear clip"," 3.0m"," Nellcor"," Reusable	1	12				Ultrasound Foetal Transducer - comp w/ Bionet - Uterine Contractions		Ultrasound Foetal Transducer - comp w/ Bionet - UC	Bionet "
"6011178	SS-127-AF30		SS-127-AF30	https://www.medten.com/product/3248	Replacement	Reusable	Triton	SpO2 Sensors	Accessories	Triton SpO2 Sensor	Reusable Triton SpO2 Sensor	Replacement: Adult"," Finger clip"," 3.0m"," Nellcor"," Reusable	Triton SpO2 Sensor"," Adult"," Finger clip"," 3.0m"," Nellcor"," Reusable	1	12				Ultrasound Foetal Transducer - comp w/ Bionet - Uterine Contractions		Ultrasound Foetal Transducer - comp w/ Bionet - UC	Bionet "
"6011412	SS-127-AS30		SS-127-AS30	https://www.medten.com/product/3249	Replacement	Reusable	Triton	SpO2 Sensors	Accessories	Triton SpO2 Sensor	Reusable Triton SpO2 Sensor	Replacement: Adult"," Soft rubber"," 3.0m"," Nellcor"," Reusable	Triton SpO2 Sensor"," Adult"," Soft rubber"," 3.0m"," Nellcor"," Reusable	1	12				Ultrasound Foetal Transducer - comp w/ Bionet - Uterine Contractions		Ultrasound Foetal Transducer - comp w/ Bionet - UC	Bionet "
"6012709	SS-127-MY30		SS-127-MY30	https://www.medten.com/product/3250	Replacement	Reusable	Triton	SpO2 Sensors	Accessories	Triton SpO2 Sensor	Reusable Triton SpO2 Sensor	Replacement: All Sizes"," Multi-Y"," 3.0m"," Nellcor"," Reusable	Triton SpO2 Sensor"," All Sizes"," Multi-Y"," 3.0m"," Nellcor"," Reusable	1	12				Ultrasound Foetal Transducer - comp w/ Bionet - Uterine Contractions		Ultrasound Foetal Transducer - comp w/ Bionet - UC	Bionet "
"6012281	SS-127-NW30		SS-127-NW30	https://www.medten.com/product/3251	Replacement	Reusable	Triton	SpO2 Sensors	Accessories	Triton SpO2 Sensor	Reusable Triton SpO2 Sensor	Replacement: Neonate"," Wrap"," 3.0m"," Nellcor"," Reusable	Triton SpO2 Sensor"," Neonate"," Wrap"," 3.0m"," Nellcor"," Reusable	1	12				Ultrasound Foetal Transducer - comp w/ Bionet - Uterine Contractions		Ultrasound Foetal Transducer - comp w/ Bionet - UC	Bionet "
"6011631	SS-127-PF30		SS-127-PF30	https://www.medten.com/product/3252	Replacement	Reusable	Triton	SpO2 Sensors	Accessories	Triton SpO2 Sensor	Reusable Triton SpO2 Sensor	Replacement: Pediatric"," Finger clip"," 3.0m"," Nellcor"," Reusable	Triton SpO2 Sensor"," Pediatric"," Finger clip"," 3.0m"," Nellcor"," Reusable	1	12				Ultrasound Foetal Transducer - comp w/ Bionet - Uterine Contractions		Ultrasound Foetal Transducer - comp w/ Bionet - UC	Bionet "
"6011849	SS-127-PS30		SS-127-PS30	https://www.medten.com/product/3253	Replacement	Reusable	Triton	SpO2 Sensors	Accessories	Triton SpO2 Sensor	Reusable Triton SpO2 Sensor	Replacement: Pediatric"," Soft rubber"," 3.0m"," Nellcor"," Reusable	Triton SpO2 Sensor"," Pediatric"," Soft rubber"," 3.0m"," Nellcor"," Reusable	1	12				Ultrasound Foetal Transducer - comp w/ Bionet - Uterine Contractions		Ultrasound Foetal Transducer - comp w/ Bionet - UC	Bionet "
"6012496	SS-128-AE30		SS-128-AE30	https://www.medten.com/product/3254	Replacement	Reusable	Utas	SpO2 Sensors	Accessories	Utas SpO2 Sensor	Reusable Utas SpO2 Sensor	Replacement: Adult"," Ear clip"," 3.0m"," Nellcor"," Reusable	Utas SpO2 Sensor"," Adult"," Ear clip"," 3.0m"," Nellcor"," Reusable	1	12				Ultrasound Foetal Transducer - comp w/ Bionet - Uterine Contractions		Ultrasound Foetal Transducer - comp w/ Bionet - UC	Bionet "
"6011179	SS-128-AF30		SS-128-AF30	https://www.medten.com/product/3255	Replacement	Reusable	Utas	SpO2 Sensors	Accessories	Utas SpO2 Sensor	Reusable Utas SpO2 Sensor	Replacement: Adult"," Finger clip"," 3.0m"," Nellcor"," Reusable	Utas SpO2 Sensor"," Adult"," Finger clip"," 3.0m"," Nellcor"," Reusable	1	12				Ultrasound Foetal Transducer - comp w/ Bionet - Uterine Contractions		Ultrasound Foetal Transducer - comp w/ Bionet - UC	Bionet "
"6011413	SS-128-AS30		SS-128-AS30	https://www.medten.com/product/3256	Replacement	Reusable	Utas	SpO2 Sensors	Accessories	Utas SpO2 Sensor	Reusable Utas SpO2 Sensor	Replacement: Adult"," Soft rubber"," 3.0m"," Nellcor"," Reusable	Utas SpO2 Sensor"," Adult"," Soft rubber"," 3.0m"," Nellcor"," Reusable	1	12				Ultrasound Foetal Transducer - comp w/ Bionet - Uterine Contractions		Ultrasound Foetal Transducer - comp w/ Bionet - UC	Bionet "
"6012710	SS-128-MY30		SS-128-MY30	https://www.medten.com/product/3257	Replacement	Reusable	Utas	SpO2 Sensors	Accessories	Utas SpO2 Sensor	Reusable Utas SpO2 Sensor	Replacement: All Sizes"," Multi-Y"," 3.0m"," Nellcor"," Reusable	Utas SpO2 Sensor"," All Sizes"," Multi-Y"," 3.0m"," Nellcor"," Reusable	1	12				Ultrasound Foetal Transducer - comp w/ Bionet - Uterine Contractions		Ultrasound Foetal Transducer - comp w/ Bionet - UC	Bionet "
"6012463	SS-099D-AE10		SS-099D-AE10	https://www.medten.com/product/3258	Replacement	Reusable	Dolphin	SpO2 Sensors	Accessories	Dolphin SpO2 Sensor	Reusable Dolphin SpO2 Sensor	Replacement: Adult"," Ear clip"," 1.0m"," Digital "," Reusable	Dolphin SpO2 Sensor"," Adult"," Ear clip"," 1.0m"," Digital "," Reusable	1	12				Ultrasound Foetal Transducer - comp w/ Bionet - Uterine Contractions		Ultrasound Foetal Transducer - comp w/ Bionet - UC	Bionet "
"6012282	SS-128-NW30		SS-128-NW30	https://www.medten.com/product/3259	Replacement	Reusable	Utas	SpO2 Sensors	Accessories	Utas SpO2 Sensor	Reusable Utas SpO2 Sensor	Replacement: Neonate"," Wrap"," 3.0m"," Nellcor"," Reusable	Utas SpO2 Sensor"," Neonate"," Wrap"," 3.0m"," Nellcor"," Reusable	1	12				Ultrasound Foetal Transducer - comp w/ Bionet - Uterine Contractions		Ultrasound Foetal Transducer - comp w/ Bionet - UC	Bionet "
"6011632	SS-128-PF30		SS-128-PF30	https://www.medten.com/product/3260	Replacement	Reusable	Utas	SpO2 Sensors	Accessories	Utas SpO2 Sensor	Reusable Utas SpO2 Sensor	Replacement: Pediatric"," Finger clip"," 3.0m"," Nellcor"," Reusable	Utas SpO2 Sensor"," Pediatric"," Finger clip"," 3.0m"," Nellcor"," Reusable	1	12				Ultrasound Foetal Transducer - comp w/ Bionet - Uterine Contractions		Ultrasound Foetal Transducer - comp w/ Bionet - UC	Bionet "
"6011850	SS-128-PS30		SS-128-PS30	https://www.medten.com/product/3261	Replacement	Reusable	Utas	SpO2 Sensors	Accessories	Utas SpO2 Sensor	Reusable Utas SpO2 Sensor	Replacement: Pediatric"," Soft rubber"," 3.0m"," Nellcor"," Reusable	Utas SpO2 Sensor"," Pediatric"," Soft rubber"," 3.0m"," Nellcor"," Reusable	1	12				Ultrasound Foetal Transducer - comp w/ Bionet - Uterine Contractions		Ultrasound Foetal Transducer - comp w/ Bionet - UC	Bionet "
"6012497	SS-129-AE30		SS-129-AE30	https://www.medten.com/product/3262	Replacement	Reusable	Petas	SpO2 Sensors	Accessories	Petas SpO2 Sensor	Reusable Petas SpO2 Sensor	Replacement: Adult"," Ear clip"," 3.0m"," Reusable	Petas SpO2 Sensor"," Adult"," Ear clip"," 3.0m"," Reusable	1	12				Ultrasound Foetal Transducer - comp w/ Bionet - Uterine Contractions		Ultrasound Foetal Transducer - comp w/ Bionet - UC	Bionet "
"6011180	SS-129-AF30		SS-129-AF30	https://www.medten.com/product/3263	Replacement	Reusable	Petas	SpO2 Sensors	Accessories	Petas SpO2 Sensor	Reusable Petas SpO2 Sensor	Replacement: Adult"," Finger clip"," 3.0m"," Reusable	Petas SpO2 Sensor"," Adult"," Finger clip"," 3.0m"," Reusable	1	12				Ultrasound Foetal Transducer - comp w/ Bionet - Uterine Contractions		Ultrasound Foetal Transducer - comp w/ Bionet - UC	Bionet "
"6011414	SS-129-AS30		SS-129-AS30	https://www.medten.com/product/3264	Replacement	Reusable	Petas	SpO2 Sensors	Accessories	Petas SpO2 Sensor	Reusable Petas SpO2 Sensor	Replacement: Adult"," Soft rubber"," 3.0m"," Reusable	Petas SpO2 Sensor"," Adult"," Soft rubber"," 3.0m"," Reusable	1	12				Ultrasound Foetal Transducer - comp w/ Bionet - Uterine Contractions		Ultrasound Foetal Transducer - comp w/ Bionet - UC	Bionet "
"6012711	SS-129-MY30		SS-129-MY30	https://www.medten.com/product/3265	Replacement	Reusable	Petas	SpO2 Sensors	Accessories	Petas SpO2 Sensor	Reusable Petas SpO2 Sensor	Replacement: All Sizes"," Multi-Y"," 3.0m"," Reusable	Petas SpO2 Sensor"," All Sizes"," Multi-Y"," 3.0m"," Reusable	1	12				Ultrasound Foetal Transducer - comp w/ Bionet - Uterine Contractions		Ultrasound Foetal Transducer - comp w/ Bionet - UC	Bionet "
"6012283	SS-129-NW30		SS-129-NW30	https://www.medten.com/product/3266	Replacement	Reusable	Petas	SpO2 Sensors	Accessories	Petas SpO2 Sensor	Reusable Petas SpO2 Sensor	Replacement: Neonate"," Wrap"," 3.0m"," Reusable	Petas SpO2 Sensor"," Neonate"," Wrap"," 3.0m"," Reusable	1	12				Ultrasound Foetal Transducer - comp w/ Bionet - Uterine Contractions		Ultrasound Foetal Transducer - comp w/ Bionet - UC	Bionet "
"6011633	SS-129-PF30		SS-129-PF30	https://www.medten.com/product/3267	Replacement	Reusable	Petas	SpO2 Sensors	Accessories	Petas SpO2 Sensor	Reusable Petas SpO2 Sensor	Replacement: Pediatric"," Finger clip"," 3.0m"," Reusable	Petas SpO2 Sensor"," Pediatric"," Finger clip"," 3.0m"," Reusable	1	12				Ultrasound Foetal Transducer - comp w/ Bionet - Uterine Contractions		Ultrasound Foetal Transducer - comp w/ Bionet - UC	Bionet "
"6011851	SS-129-PS30		SS-129-PS30	https://www.medten.com/product/3268	Replacement	Reusable	Petas	SpO2 Sensors	Accessories	Petas SpO2 Sensor	Reusable Petas SpO2 Sensor	Replacement: Pediatric"," Soft rubber"," 3.0m"," Reusable	Petas SpO2 Sensor"," Pediatric"," Soft rubber"," 3.0m"," Reusable	1	12				Ultrasound Foetal Transducer - comp w/ Bionet - Uterine Contractions		Ultrasound Foetal Transducer - comp w/ Bionet - UC	Bionet "
"6012499	SS-131-AE30		SS-131-AE30	https://www.medten.com/product/3269	Replacement	Reusable	Takaoka	SpO2 Sensors	Accessories	Takaoka SpO2 Sensor	Reusable Takaoka SpO2 Sensor	Replacement: Adult"," Ear clip"," 3.0m"," Nellcor"," Reusable	Takaoka SpO2 Sensor"," Adult"," Ear clip"," 3.0m"," Nellcor"," Reusable	1	12				Ultrasound Foetal Transducer - comp w/ Bionet - Uterine Contractions		Ultrasound Foetal Transducer - comp w/ Bionet - UC	Bionet "
"6012500	SS-132-AE30		SS-132-AE30	https://www.medten.com/product/3270	Replacement	Reusable	M&B	SpO2 Sensors	Accessories	M&B SpO2 Sensor	Reusable M&B SpO2 Sensor	Replacement: Adult"," Ear clip"," 3.0m"," Reusable	M&B SpO2 Sensor"," Adult"," Ear clip"," 3.0m"," Reusable	1	12				Ultrasound Foetal Transducer - comp w/ Bionet - Uterine Contractions		Ultrasound Foetal Transducer - comp w/ Bionet - UC	Bionet "
"6011183	SS-132-AF30		SS-132-AF30	https://www.medten.com/product/3271	Replacement	Reusable	M&B	SpO2 Sensors	Accessories	M&B SpO2 Sensor	Reusable M&B SpO2 Sensor	Replacement: Adult"," Finger clip"," 3.0m"," Nellcor"," Reusable	M&B SpO2 Sensor"," Adult"," Finger clip"," 3.0m"," Nellcor"," Reusable	1	12				Ultrasound Foetal Transducer - comp w/ Bionet - Uterine Contractions		Ultrasound Foetal Transducer - comp w/ Bionet - UC	Bionet "
"6011417	SS-132-AS30		SS-132-AS30	https://www.medten.com/product/3272	Replacement	Reusable	M&B	SpO2 Sensors	Accessories	M&B SpO2 Sensor	Reusable M&B SpO2 Sensor	Replacement: Adult"," Soft rubber"," 3.0m"," Nellcor"," Reusable	M&B SpO2 Sensor"," Adult"," Soft rubber"," 3.0m"," Nellcor"," Reusable	1	12				Ultrasound Foetal Transducer - comp w/ Bionet - Uterine Contractions		Ultrasound Foetal Transducer - comp w/ Bionet - UC	Bionet "
"6012714	SS-132-MY30		SS-132-MY30	https://www.medten.com/product/3273	Replacement	Reusable	M&B	SpO2 Sensors	Accessories	M&B SpO2 Sensor	Reusable M&B SpO2 Sensor	Replacement: All Sizes"," Multi-Y"," 3.0m"," Reusable	M&B SpO2 Sensor"," All Sizes"," Multi-Y"," 3.0m"," Reusable	1	12				Ultrasound Foetal Transducer - comp w/ Bionet - Uterine Contractions		Ultrasound Foetal Transducer - comp w/ Bionet - UC	Bionet "
"6012286	SS-132-NW30		SS-132-NW30	https://www.medten.com/product/3274	Replacement	Reusable	M&B	SpO2 Sensors	Accessories	M&B SpO2 Sensor	Reusable M&B SpO2 Sensor	Replacement: Neonate"," Wrap"," 3.0m"," Reusable	M&B SpO2 Sensor"," Neonate"," Wrap"," 3.0m"," Reusable	1	12				Ultrasound Foetal Transducer - comp w/ Bionet - Uterine Contractions		Ultrasound Foetal Transducer - comp w/ Bionet - UC	Bionet "
"6011636	SS-132-PF30		SS-132-PF30	https://www.medten.com/product/3275	Replacement	Reusable	M&B	SpO2 Sensors	Accessories	M&B SpO2 Sensor	Reusable M&B SpO2 Sensor	Replacement: Pediatric"," Finger clip"," 3.0m"," Reusable	M&B SpO2 Sensor"," Pediatric"," Finger clip"," 3.0m"," Reusable	1	12				Ultrasound Foetal Transducer - comp w/ Bionet - Uterine Contractions		Ultrasound Foetal Transducer - comp w/ Bionet - UC	Bionet "
"6011854	SS-132-PS30		SS-132-PS30	https://www.medten.com/product/3276	Replacement	Reusable	M&B	SpO2 Sensors	Accessories	M&B SpO2 Sensor	Reusable M&B SpO2 Sensor	Replacement: Pediatric"," Soft rubber"," 3.0m"," Reusable	M&B SpO2 Sensor"," Pediatric"," Soft rubber"," 3.0m"," Reusable	1	12				Ultrasound Foetal Transducer - comp w/ Bionet - Uterine Contractions		Ultrasound Foetal Transducer - comp w/ Bionet - UC	Bionet "
"6012502	SS-133-AE30		SS-133-AE30	https://www.medten.com/product/3277	Replacement	Reusable	Charmcare	SpO2 Sensors	Accessories	Charmcare SpO2 Sensor	Reusable Charmcare SpO2 Sensor	Replacement: Adult"," Ear clip"," 3.0m"," Reusable	Charmcare SpO2 Sensor"," Adult"," Ear clip"," 3.0m"," Reusable	1	12				Ultrasound Foetal Transducer - comp w/ Bionet - Uterine Contractions		Ultrasound Foetal Transducer - comp w/ Bionet - UC	Bionet "
"6011185	SS-133-AF30		SS-133-AF30	https://www.medten.com/product/3278	Replacement	Reusable	Charmcare	SpO2 Sensors	Accessories	Charmcare SpO2 Sensor	Reusable Charmcare SpO2 Sensor	Replacement: Adult"," Finger clip"," 3.0m"," Nellcor"," Reusable	Charmcare SpO2 Sensor"," Adult"," Finger clip"," 3.0m"," Nellcor"," Reusable	1	12				Ultrasound Foetal Transducer - comp w/ Bionet - Uterine Contractions		Ultrasound Foetal Transducer - comp w/ Bionet - UC	Bionet "
"6011419	SS-133-AS30		SS-133-AS30	https://www.medten.com/product/3279	Replacement	Reusable	Charmcare	SpO2 Sensors	Accessories	Charmcare SpO2 Sensor	Reusable Charmcare SpO2 Sensor	Replacement: Adult"," Soft rubber"," 3.0m"," Nellcor"," Reusable	Charmcare SpO2 Sensor"," Adult"," Soft rubber"," 3.0m"," Nellcor"," Reusable	1	12				Ultrasound Foetal Transducer - comp w/ Bionet - Uterine Contractions		Ultrasound Foetal Transducer - comp w/ Bionet - UC	Bionet "
"6012716	SS-133-MY30		SS-133-MY30	https://www.medten.com/product/3280	Replacement	Reusable	Charmcare	SpO2 Sensors	Accessories	Charmcare SpO2 Sensor	Reusable Charmcare SpO2 Sensor	Replacement: All Sizes"," Multi-Y"," 3.0m"," Reusable	Charmcare SpO2 Sensor"," All Sizes"," Multi-Y"," 3.0m"," Reusable	1	12				Ultrasound Foetal Transducer - comp w/ Bionet - Uterine Contractions		Ultrasound Foetal Transducer - comp w/ Bionet - UC	Bionet "
"6012288	SS-133-NW30		SS-133-NW30	https://www.medten.com/product/3281	Replacement	Reusable	Charmcare	SpO2 Sensors	Accessories	Charmcare SpO2 Sensor	Reusable Charmcare SpO2 Sensor	Replacement: Neonate"," Wrap"," 3.0m"," Reusable	Charmcare SpO2 Sensor"," Neonate"," Wrap"," 3.0m"," Reusable	1	12				Ultrasound Foetal Transducer - comp w/ Bionet - Uterine Contractions		Ultrasound Foetal Transducer - comp w/ Bionet - UC	Bionet "
"6011638	SS-133-PF30		SS-133-PF30	https://www.medten.com/product/3282	Replacement	Reusable	Charmcare	SpO2 Sensors	Accessories	Charmcare SpO2 Sensor	Reusable Charmcare SpO2 Sensor	Replacement: Pediatric"," Finger clip"," 3.0m"," Reusable	Charmcare SpO2 Sensor"," Pediatric"," Finger clip"," 3.0m"," Reusable	1	12				Ultrasound Foetal Transducer - comp w/ Bionet - Uterine Contractions		Ultrasound Foetal Transducer - comp w/ Bionet - UC	Bionet "
"6011856	SS-133-PS30		SS-133-PS30	https://www.medten.com/product/3283	Replacement	Reusable	Charmcare	SpO2 Sensors	Accessories	Charmcare SpO2 Sensor	Reusable Charmcare SpO2 Sensor	Replacement: Pediatric"," Soft rubber"," 3.0m"," Reusable	Charmcare SpO2 Sensor"," Pediatric"," Soft rubber"," 3.0m"," Reusable	1	12				Ultrasound Foetal Transducer - comp w/ Bionet - Uterine Contractions		Ultrasound Foetal Transducer - comp w/ Bionet - UC	Bionet "
"6012503	SS-134-AE30		SS-134-AE30	https://www.medten.com/product/3284	Replacement	Reusable	Innomed	SpO2 Sensors	Accessories	Innomed SpO2 Sensor	Reusable Innomed SpO2 Sensor	Replacement: Adult"," Ear clip"," 3.0m"," Nellcor"," Reusable	Innomed SpO2 Sensor"," Adult"," Ear clip"," 3.0m"," Nellcor"," Reusable	1	12				Ultrasound Foetal Transducer - comp w/ Bionet - Uterine Contractions		Ultrasound Foetal Transducer - comp w/ Bionet - UC	Bionet "
"6011186	SS-134-AF30		SS-134-AF30	https://www.medten.com/product/3285	Replacement	Reusable	Innomed	SpO2 Sensors	Accessories	Innomed SpO2 Sensor	Reusable Innomed SpO2 Sensor	Replacement: Adult"," Finger clip"," 3.0m"," Nellcor"," Reusable	Innomed SpO2 Sensor"," Adult"," Finger clip"," 3.0m"," Nellcor"," Reusable	1	12				Ultrasound Foetal Transducer - comp w/ Bionet - Uterine Contractions		Ultrasound Foetal Transducer - comp w/ Bionet - UC	Bionet "
"6011420	SS-134-AS30		SS-134-AS30	https://www.medten.com/product/3286	Replacement	Reusable	Innomed	SpO2 Sensors	Accessories	Innomed SpO2 Sensor	Reusable Innomed SpO2 Sensor	Replacement: Adult"," Soft rubber"," 3.0m"," Nellcor"," Reusable	Innomed SpO2 Sensor"," Adult"," Soft rubber"," 3.0m"," Nellcor"," Reusable	1	12				Ultrasound Foetal Transducer - comp w/ Bionet - Uterine Contractions		Ultrasound Foetal Transducer - comp w/ Bionet - UC	Bionet "
"6012717	SS-134-MY30		SS-134-MY30	https://www.medten.com/product/3287	Replacement	Reusable	Innomed	SpO2 Sensors	Accessories	Innomed SpO2 Sensor	Reusable Innomed SpO2 Sensor	Replacement: All Sizes"," Multi-Y"," 3.0m"," Nellcor"," Reusable	Innomed SpO2 Sensor"," All Sizes"," Multi-Y"," 3.0m"," Nellcor"," Reusable	1	12				Ultrasound Foetal Transducer - comp w/ Bionet - Uterine Contractions		Ultrasound Foetal Transducer - comp w/ Bionet - UC	Bionet "
"6012289	SS-134-NW30		SS-134-NW30	https://www.medten.com/product/3288	Replacement	Reusable	Innomed	SpO2 Sensors	Accessories	Innomed SpO2 Sensor	Reusable Innomed SpO2 Sensor	Replacement: Neonate"," Wrap"," 3.0m"," Nellcor"," Reusable	Innomed SpO2 Sensor"," Neonate"," Wrap"," 3.0m"," Nellcor"," Reusable	1	12				Ultrasound Foetal Transducer - comp w/ Bionet - Uterine Contractions		Ultrasound Foetal Transducer - comp w/ Bionet - UC	Bionet "
"6011639	SS-134-PF30		SS-134-PF30	https://www.medten.com/product/3289	Replacement	Reusable	Innomed	SpO2 Sensors	Accessories	Innomed SpO2 Sensor	Reusable Innomed SpO2 Sensor	Replacement: Pediatric"," Finger clip"," 3.0m"," Nellcor"," Reusable	Innomed SpO2 Sensor"," Pediatric"," Finger clip"," 3.0m"," Nellcor"," Reusable	1	12				Ultrasound Foetal Transducer - comp w/ Bionet - Uterine Contractions		Ultrasound Foetal Transducer - comp w/ Bionet - UC	Bionet "
"6011857	SS-134-PS30		SS-134-PS30	https://www.medten.com/product/3290	Replacement	Reusable	Innomed	SpO2 Sensors	Accessories	Innomed SpO2 Sensor	Reusable Innomed SpO2 Sensor	Replacement: Pediatric"," Soft rubber"," 3.0m"," Nellcor"," Reusable	Innomed SpO2 Sensor"," Pediatric"," Soft rubber"," 3.0m"," Nellcor"," Reusable	1	12				Ultrasound Foetal Transducer - comp w/ Bionet - Uterine Contractions		Ultrasound Foetal Transducer - comp w/ Bionet - UC	Bionet "
"6012504	SS-135-AE30		SS-135-AE30	https://www.medten.com/product/3291	Replacement	Reusable	Guoteng	SpO2 Sensors	Accessories	Guoteng SpO2 Sensor	Reusable Guoteng SpO2 Sensor	Replacement: Adult"," Ear clip"," 3.0m"," Reusable	Guoteng SpO2 Sensor"," Adult"," Ear clip"," 3.0m"," Reusable	1	12				Ultrasound Foetal Transducer - comp w/ Bionet - Uterine Contractions		Ultrasound Foetal Transducer - comp w/ Bionet - UC	Bionet "
"6011187	SS-135-AF30		SS-135-AF30	https://www.medten.com/product/3292	Replacement	Reusable	Guoteng	SpO2 Sensors	Accessories	Guoteng SpO2 Sensor	Reusable Guoteng SpO2 Sensor	Replacement: Adult"," Finger clip"," 3.0m"," Reusable	Guoteng SpO2 Sensor"," Adult"," Finger clip"," 3.0m"," Reusable	1	12				Ultrasound Foetal Transducer - comp w/ Bionet - Uterine Contractions		Ultrasound Foetal Transducer - comp w/ Bionet - UC	Bionet "
"6011421	SS-135-AS30		SS-135-AS30	https://www.medten.com/product/3293	Replacement	Reusable	Guoteng	SpO2 Sensors	Accessories	Guoteng SpO2 Sensor	Reusable Guoteng SpO2 Sensor	Replacement: Adult"," Soft rubber"," 3.0m"," Reusable	Guoteng SpO2 Sensor"," Adult"," Soft rubber"," 3.0m"," Reusable	1	12				Ultrasound Foetal Transducer - comp w/ Bionet - Uterine Contractions		Ultrasound Foetal Transducer - comp w/ Bionet - UC	Bionet "
"6012718	SS-135-MY30		SS-135-MY30	https://www.medten.com/product/3294	Replacement	Reusable	Guoteng	SpO2 Sensors	Accessories	Guoteng SpO2 Sensor	Reusable Guoteng SpO2 Sensor	Replacement: All Sizes"," Multi-Y"," 3.0m"," Reusable	Guoteng SpO2 Sensor"," All Sizes"," Multi-Y"," 3.0m"," Reusable	1	12				Ultrasound Foetal Transducer - comp w/ Bionet - Uterine Contractions		Ultrasound Foetal Transducer - comp w/ Bionet - UC	Bionet "
"6012290	SS-135-NW30		SS-135-NW30	https://www.medten.com/product/3295	Replacement	Reusable	Guoteng	SpO2 Sensors	Accessories	Guoteng SpO2 Sensor	Reusable Guoteng SpO2 Sensor	Replacement: Neonate"," Wrap"," 3.0m"," Reusable	Guoteng SpO2 Sensor"," Neonate"," Wrap"," 3.0m"," Reusable	1	12				Ultrasound Foetal Transducer - comp w/ Bionet - Uterine Contractions		Ultrasound Foetal Transducer - comp w/ Bionet - UC	Bionet "
"6011640	SS-135-PF30		SS-135-PF30	https://www.medten.com/product/3296	Replacement	Reusable	Guoteng	SpO2 Sensors	Accessories	Guoteng SpO2 Sensor	Reusable Guoteng SpO2 Sensor	Replacement: Pediatric"," Finger clip"," 3.0m"," Reusable	Guoteng SpO2 Sensor"," Pediatric"," Finger clip"," 3.0m"," Reusable	1	12				Ultrasound Foetal Transducer - comp w/ Bionet - Uterine Contractions		Ultrasound Foetal Transducer - comp w/ Bionet - UC	Bionet "
"6011858	SS-135-PS30		SS-135-PS30	https://www.medten.com/product/3297	Replacement	Reusable	Guoteng	SpO2 Sensors	Accessories	Guoteng SpO2 Sensor	Reusable Guoteng SpO2 Sensor	Replacement: Pediatric"," Soft rubber"," 3.0m"," Reusable	Guoteng SpO2 Sensor"," Pediatric"," Soft rubber"," 3.0m"," Reusable	1	12				Ultrasound Foetal Transducer - comp w/ Bionet - Uterine Contractions		Ultrasound Foetal Transducer - comp w/ Bionet - UC	Bionet "
"6012505	SS-136-AE30		SS-136-AE30	https://www.medten.com/product/3298	Replacement	Reusable	Guoteng	SpO2 Sensors	Accessories	Guoteng SpO2 Sensor	Reusable Guoteng SpO2 Sensor	Replacement: Adult"," Ear clip"," 3.0m"," Reusable	Guoteng SpO2 Sensor"," Adult"," Ear clip"," 3.0m"," Reusable	1	12				Ultrasound Foetal Transducer - comp w/ Bionet - Uterine Contractions		Ultrasound Foetal Transducer - comp w/ Bionet - UC	Bionet "
"6012506	SS-137-AE30		SS-137-AE30	https://www.medten.com/product/3299	Replacement	Reusable	ZONDAN	SpO2 Sensors	Accessories	ZONDAN SpO2 Sensor	Reusable ZONDAN SpO2 Sensor	Replacement: Adult"," Ear clip"," 3.0m"," Nellcor"," Reusable	ZONDAN SpO2 Sensor"," Adult"," Ear clip"," 3.0m"," Nellcor"," Reusable	1	12				Ultrasound Foetal Transducer - comp w/ Bionet - Uterine Contractions		Ultrasound Foetal Transducer - comp w/ Bionet - UC	Bionet "
"6012536	SS-001XC-MY30		SS-001XC-MY30	https://www.medten.com/product/3300	Replacement	Reusable	Nellcor	SpO2 Sensors	Accessories	Nellcor SpO2 Sensor D-YS (3.0m)	Reusable Nellcor SpO2 Sensor D-YS (3.0m)	Replacement: All Sizes"," Multi-Y"," 3.0m"," Nellcor - OxiMax	Nellcor SpO2 Sensor D-YS (3.0m)"," All Sizes"," Multi-Y"," 3.0m"," Nellcor - OxiMax	1	12				Ultrasound Foetal Transducer - comp w/ Bionet - Uterine Contractions		Ultrasound Foetal Transducer - comp w/ Bionet - UC	Bionet "
"6011189	SS-137-AF30		SS-137-AF30	https://www.medten.com/product/3301	Replacement	Reusable	ZONDAN	SpO2 Sensors	Accessories	ZONDAN SpO2 Sensor	Reusable ZONDAN SpO2 Sensor	Replacement: Adult"," Finger clip"," 3.0m"," Nellcor"," Reusable	ZONDAN SpO2 Sensor"," Adult"," Finger clip"," 3.0m"," Nellcor"," Reusable	1	12				Ultrasound Foetal Transducer - comp w/ Bionet - Uterine Contractions		Ultrasound Foetal Transducer - comp w/ Bionet - UC	Bionet "
"6011423	SS-137-AS30		SS-137-AS30	https://www.medten.com/product/3302	Replacement	Reusable	ZONDAN	SpO2 Sensors	Accessories	ZONDAN SpO2 Sensor	Reusable ZONDAN SpO2 Sensor	Replacement: Adult"," Soft rubber"," 3.0m"," Nellcor"," Reusable	ZONDAN SpO2 Sensor"," Adult"," Soft rubber"," 3.0m"," Nellcor"," Reusable	1	12				Ultrasound Foetal Transducer - comp w/ Bionet - Uterine Contractions		Ultrasound Foetal Transducer - comp w/ Bionet - UC	Bionet "
"6012720	SS-137-MY30		SS-137-MY30	https://www.medten.com/product/3303	Replacement	Reusable	ZONDAN	SpO2 Sensors	Accessories	ZONDAN SpO2 Sensor	Reusable ZONDAN SpO2 Sensor	Replacement: All Sizes"," Multi-Y"," 3.0m"," Nellcor"," Reusable	ZONDAN SpO2 Sensor"," All Sizes"," Multi-Y"," 3.0m"," Nellcor"," Reusable	1	12				Ultrasound Foetal Transducer - comp w/ Bionet - Uterine Contractions		Ultrasound Foetal Transducer - comp w/ Bionet - UC	Bionet "
"6012292	SS-137-NW30		SS-137-NW30	https://www.medten.com/product/3304	Replacement	Reusable	ZONDAN	SpO2 Sensors	Accessories	ZONDAN SpO2 Sensor	Reusable ZONDAN SpO2 Sensor	Replacement: Neonate"," Wrap"," 3.0m"," Nellcor"," Reusable	ZONDAN SpO2 Sensor"," Neonate"," Wrap"," 3.0m"," Nellcor"," Reusable	1	12				Ultrasound Foetal Transducer - comp w/ Bionet - Uterine Contractions		Ultrasound Foetal Transducer - comp w/ Bionet - UC	Bionet "
"6011642	SS-137-PF30		SS-137-PF30	https://www.medten.com/product/3305	Replacement	Reusable	ZONDAN	SpO2 Sensors	Accessories	ZONDAN SpO2 Sensor	Reusable ZONDAN SpO2 Sensor	Replacement: Pediatric"," Finger clip"," 3.0m"," Nellcor"," Reusable	ZONDAN SpO2 Sensor"," Pediatric"," Finger clip"," 3.0m"," Nellcor"," Reusable	1	12				Ultrasound Foetal Transducer - comp w/ Bionet - Uterine Contractions		Ultrasound Foetal Transducer - comp w/ Bionet - UC	Bionet "
"6011860	SS-137-PS30		SS-137-PS30	https://www.medten.com/product/3306	Replacement	Reusable	ZONDAN	SpO2 Sensors	Accessories	ZONDAN SpO2 Sensor	Reusable ZONDAN SpO2 Sensor	Replacement: Pediatric"," Soft rubber"," 3.0m"," Nellcor"," Reusable	ZONDAN SpO2 Sensor"," Pediatric"," Soft rubber"," 3.0m"," Nellcor"," Reusable	1	12				Ultrasound Foetal Transducer - comp w/ Bionet - Uterine Contractions		Ultrasound Foetal Transducer - comp w/ Bionet - UC	Bionet "
"6012508	SS-139-AE30		SS-139-AE30	https://www.medten.com/product/3307	Replacement	Reusable	Adecon	SpO2 Sensors	Accessories	Adecon SpO2 Sensor	Reusable Adecon SpO2 Sensor	Replacement: Adult"," Ear clip"," 3.0m"," Nellcor"," Reusable	Adecon SpO2 Sensor"," Adult"," Ear clip"," 3.0m"," Nellcor"," Reusable	1	12				Ultrasound Foetal Transducer - comp w/ Bionet - Uterine Contractions		Ultrasound Foetal Transducer - comp w/ Bionet - UC	Bionet "
"6012509	SS-140-AE30		SS-140-AE30	https://www.medten.com/product/3308	Replacement	Reusable	Luckcome	SpO2 Sensors	Accessories	Luckcome SpO2 Sensor	Reusable Luckcome SpO2 Sensor	Replacement: Adult"," Ear clip"," 3.0m"," Reusable	Luckcome SpO2 Sensor"," Adult"," Ear clip"," 3.0m"," Reusable	1	12				Ultrasound Foetal Transducer - comp w/ Bionet - Uterine Contractions		Ultrasound Foetal Transducer - comp w/ Bionet - UC	Bionet "
"6011192	SS-140-AF30		SS-140-AF30	https://www.medten.com/product/3309	Replacement	Reusable	Luckcome	SpO2 Sensors	Accessories	Luckcome SpO2 Sensor	Reusable Luckcome SpO2 Sensor	Replacement: Adult"," Finger clip"," 3.0m"," Reusable	Luckcome SpO2 Sensor"," Adult"," Finger clip"," 3.0m"," Reusable	1	12				Ultrasound Foetal Transducer - comp w/ Bionet - Uterine Contractions		Ultrasound Foetal Transducer - comp w/ Bionet - UC	Bionet "
"6011426	SS-140-AS30		SS-140-AS30	https://www.medten.com/product/3310	Replacement	Reusable	Luckcome	SpO2 Sensors	Accessories	Luckcome SpO2 Sensor	Reusable Luckcome SpO2 Sensor	Replacement: Adult"," Soft rubber"," 3.0m"," Reusable	Luckcome SpO2 Sensor"," Adult"," Soft rubber"," 3.0m"," Reusable	1	12				Ultrasound Foetal Transducer - comp w/ Bionet - Uterine Contractions		Ultrasound Foetal Transducer - comp w/ Bionet - UC	Bionet "
"6012723	SS-140-MY30		SS-140-MY30	https://www.medten.com/product/3311	Replacement	Reusable	Luckcome	SpO2 Sensors	Accessories	Luckcome SpO2 Sensor	Reusable Luckcome SpO2 Sensor	Replacement: All Sizes"," Multi-Y"," 3.0m"," Reusable	Luckcome SpO2 Sensor"," All Sizes"," Multi-Y"," 3.0m"," Reusable	1	12				Ultrasound Foetal Transducer - comp w/ Bionet - Uterine Contractions		Ultrasound Foetal Transducer - comp w/ Bionet - UC	Bionet "
"6012295	SS-140-NW30		SS-140-NW30	https://www.medten.com/product/3312	Replacement	Reusable	Luckcome	SpO2 Sensors	Accessories	Luckcome SpO2 Sensor	Reusable Luckcome SpO2 Sensor	Replacement: Neonate"," Wrap"," 3.0m"," Reusable	Luckcome SpO2 Sensor"," Neonate"," Wrap"," 3.0m"," Reusable	1	12				Ultrasound Foetal Transducer - comp w/ Bionet - Uterine Contractions		Ultrasound Foetal Transducer - comp w/ Bionet - UC	Bionet "
"6011645	SS-140-PF30		SS-140-PF30	https://www.medten.com/product/3313	Replacement	Reusable	Luckcome	SpO2 Sensors	Accessories	Luckcome SpO2 Sensor	Reusable Luckcome SpO2 Sensor	Replacement: Pediatric"," Finger clip"," 3.0m"," Reusable	Luckcome SpO2 Sensor"," Pediatric"," Finger clip"," 3.0m"," Reusable	1	12				Ultrasound Foetal Transducer - comp w/ Bionet - Uterine Contractions		Ultrasound Foetal Transducer - comp w/ Bionet - UC	Bionet "
"6011863	SS-140-PS30		SS-140-PS30	https://www.medten.com/product/3314	Replacement	Reusable	Luckcome	SpO2 Sensors	Accessories	Luckcome SpO2 Sensor	Reusable Luckcome SpO2 Sensor	Replacement: Pediatric"," Soft rubber"," 3.0m"," Reusable	Luckcome SpO2 Sensor"," Pediatric"," Soft rubber"," 3.0m"," Reusable	1	12				Ultrasound Foetal Transducer - comp w/ Bionet - Uterine Contractions		Ultrasound Foetal Transducer - comp w/ Bionet - UC	Bionet "
"6012510	SS-141-AE30		SS-141-AE30	https://www.medten.com/product/3315	Replacement	Reusable	Contec	SpO2 Sensors	Accessories	Contec SpO2 Sensor	Reusable Contec SpO2 Sensor	Replacement: Adult"," Ear clip"," 3.0m"," Nellcor"," Reusable	Contec SpO2 Sensor"," Adult"," Ear clip"," 3.0m"," Nellcor"," Reusable	1	12				Ultrasound Foetal Transducer - comp w/ Bionet - Uterine Contractions		Ultrasound Foetal Transducer - comp w/ Bionet - UC	Bionet "
"6011193	SS-141-AF30		SS-141-AF30	https://www.medten.com/product/3316	Replacement	Reusable	Contec	SpO2 Sensors	Accessories	Contec SpO2 Sensor	Reusable Contec SpO2 Sensor	Replacement: Adult"," Finger clip"," 3.0m"," Nellcor"," Reusable	Contec SpO2 Sensor"," Adult"," Finger clip"," 3.0m"," Nellcor"," Reusable	1	12				Ultrasound Foetal Transducer - comp w/ Bionet - Uterine Contractions		Ultrasound Foetal Transducer - comp w/ Bionet - UC	Bionet "
"6011427	SS-141-AS30		SS-141-AS30	https://www.medten.com/product/3317	Replacement	Reusable	Contec	SpO2 Sensors	Accessories	Contec SpO2 Sensor	Reusable Contec SpO2 Sensor	Replacement: Adult"," Soft rubber"," 3.0m"," Nellcor"," Reusable	Contec SpO2 Sensor"," Adult"," Soft rubber"," 3.0m"," Nellcor"," Reusable	1	12				Ultrasound Foetal Transducer - comp w/ Bionet - Uterine Contractions		Ultrasound Foetal Transducer - comp w/ Bionet - UC	Bionet "
"6012724	SS-141-MY30		SS-141-MY30	https://www.medten.com/product/3318	Replacement	Reusable	Contec	SpO2 Sensors	Accessories	Contec SpO2 Sensor	Reusable Contec SpO2 Sensor	Replacement"," (please add OEM description here)	Contec SpO2 SensorReplacement"," (please add OEM description here)	0	12				Ultrasound Foetal Transducer - comp w/ Bionet - Uterine Contractions		Ultrasound Foetal Transducer - comp w/ Bionet - UC	Bionet "
"6012296	SS-141-NW30		SS-141-NW30	https://www.medten.com/product/3319	Replacement	Reusable	Contec	SpO2 Sensors	Accessories	Contec SpO2 Sensor	Reusable Contec SpO2 Sensor	Replacement: Neonate"," Wrap"," 3.0m"," Nellcor"," Reusable	Contec SpO2 Sensor"," Neonate"," Wrap"," 3.0m"," Nellcor"," Reusable	1	12				Ultrasound Foetal Transducer - comp w/ Bionet - Uterine Contractions		Ultrasound Foetal Transducer - comp w/ Bionet - UC	Bionet "
"6011646	SS-141-PF30		SS-141-PF30	https://www.medten.com/product/3320	Replacement	Reusable	Contec	SpO2 Sensors	Accessories	Contec SpO2 Sensor	Reusable Contec SpO2 Sensor	Replacement"," (please add OEM description here)	Contec SpO2 SensorReplacement"," (please add OEM description here)	0	12				Ultrasound Foetal Transducer - comp w/ Bionet - Uterine Contractions		Ultrasound Foetal Transducer - comp w/ Bionet - UC	Bionet "
"6011864	SS-141-PS30		SS-141-PS30	https://www.medten.com/product/3321	Replacement	Reusable	Contec	SpO2 Sensors	Accessories	Contec SpO2 Sensor	Reusable Contec SpO2 Sensor	Replacement: Pediatric"," Soft rubber"," 3.0m"," Nellcor"," Reusable	Contec SpO2 Sensor"," Pediatric"," Soft rubber"," 3.0m"," Nellcor"," Reusable	1	12				Ultrasound Foetal Transducer - comp w/ Bionet - Uterine Contractions		Ultrasound Foetal Transducer - comp w/ Bionet - UC	Bionet "
"6012511	SS-142-AE30		SS-142-AE30	https://www.medten.com/product/3322	Replacement	Reusable	3F	SpO2 Sensors	Accessories	3F SpO2 Sensor	Reusable 3F SpO2 Sensor	Replacement: Adult"," Ear clip"," 3.0m"," Nellcor"," Reusable	3F SpO2 Sensor"," Adult"," Ear clip"," 3.0m"," Nellcor"," Reusable	1	12				Ultrasound Foetal Transducer - comp w/ Bionet - Uterine Contractions		Ultrasound Foetal Transducer - comp w/ Bionet - UC	Bionet "
"6011194	SS-142-AF30		SS-142-AF30	https://www.medten.com/product/3323	Replacement	Reusable	3F	SpO2 Sensors	Accessories	3F SpO2 Sensor	Reusable 3F SpO2 Sensor	Replacement: Adult"," Finger clip"," 3.0m"," Nellcor"," Reusable	3F SpO2 Sensor"," Adult"," Finger clip"," 3.0m"," Nellcor"," Reusable	1	12				Ultrasound Foetal Transducer - comp w/ Bionet - Uterine Contractions		Ultrasound Foetal Transducer - comp w/ Bionet - UC	Bionet "
"6011428	SS-142-AS30		SS-142-AS30	https://www.medten.com/product/3324	Replacement	Reusable	3F	SpO2 Sensors	Accessories	3F SpO2 Sensor	Reusable 3F SpO2 Sensor	Replacement: Adult"," Soft rubber"," 3.0m"," Nellcor"," Reusable	3F SpO2 Sensor"," Adult"," Soft rubber"," 3.0m"," Nellcor"," Reusable	1	12				Ultrasound Foetal Transducer - comp w/ Bionet - Uterine Contractions		Ultrasound Foetal Transducer - comp w/ Bionet - UC	Bionet "
"6012725	SS-142-MY30		SS-142-MY30	https://www.medten.com/product/3325	Replacement	Reusable	3F	SpO2 Sensors	Accessories	3F SpO2 Sensor	Reusable 3F SpO2 Sensor	Replacement: All Sizes"," Multi-Y"," 3.0m"," Nellcor"," Reusable	3F SpO2 Sensor"," All Sizes"," Multi-Y"," 3.0m"," Nellcor"," Reusable	1	12				Ultrasound Foetal Transducer - comp w/ Bionet - Uterine Contractions		Ultrasound Foetal Transducer - comp w/ Bionet - UC	Bionet "
"6012297	SS-142-NW30		SS-142-NW30	https://www.medten.com/product/3326	Replacement	Reusable	3F	SpO2 Sensors	Accessories	3F SpO2 Sensor	Reusable 3F SpO2 Sensor	Replacement: Neonate"," Wrap"," 3.0m"," Nellcor"," Reusable	3F SpO2 Sensor"," Neonate"," Wrap"," 3.0m"," Nellcor"," Reusable	1	12				Ultrasound Foetal Transducer - comp w/ Bionet - Uterine Contractions		Ultrasound Foetal Transducer - comp w/ Bionet - UC	Bionet "
"6011647	SS-142-PF30		SS-142-PF30	https://www.medten.com/product/3327	Replacement	Reusable	3F	SpO2 Sensors	Accessories	3F SpO2 Sensor	Reusable 3F SpO2 Sensor	Replacement: Pediatric"," Finger clip"," 3.0m"," Nellcor"," Reusable	3F SpO2 Sensor"," Pediatric"," Finger clip"," 3.0m"," Nellcor"," Reusable	1	12				Ultrasound Foetal Transducer - comp w/ Bionet - Uterine Contractions		Ultrasound Foetal Transducer - comp w/ Bionet - UC	Bionet "
"6011865	SS-142-PS30		SS-142-PS30	https://www.medten.com/product/3328	Replacement	Reusable	3F	SpO2 Sensors	Accessories	3F SpO2 Sensor	Reusable 3F SpO2 Sensor	Replacement: Pediatric"," Soft rubber"," 3.0m"," Nellcor - OxiSmart	3F SpO2 Sensor"," Pediatric"," Soft rubber"," 3.0m"," Nellcor - OxiSmart	1	12				Ultrasound Foetal Transducer - comp w/ Bionet - Uterine Contractions		Ultrasound Foetal Transducer - comp w/ Bionet - UC	Bionet "
"6012512	SS-143D-AE30		SS-143D-AE30	https://www.medten.com/product/3329	Replacement	Reusable	Newtech	SpO2 Sensors	Accessories	Newtech SpO2 Sensor	Reusable Newtech SpO2 Sensor	Replacement: Adult"," Ear clip"," 3.0m"," Digital "," Reusable	Newtech SpO2 Sensor"," Adult"," Ear clip"," 3.0m"," Digital "," Reusable	1	12				Ultrasound Foetal Transducer - comp w/ Bionet - Uterine Contractions		Ultrasound Foetal Transducer - comp w/ Bionet - UC	Bionet "
"6012513	SS-144-AE30		SS-144-AE30	https://www.medten.com/product/3330	Replacement	Reusable	Newtech	SpO2 Sensors	Accessories	Newtech SpO2 Sensor	Reusable Newtech SpO2 Sensor	Replacement: Adult"," Ear clip"," 3.0m"," Reusable	Newtech SpO2 Sensor"," Adult"," Ear clip"," 3.0m"," Reusable	1	12				Ultrasound Foetal Transducer - comp w/ Bionet - Uterine Contractions		Ultrasound Foetal Transducer - comp w/ Bionet - UC	Bionet "
"6011196	SS-144-AF30		SS-144-AF30	https://www.medten.com/product/3331	Replacement	Reusable	Newtech	SpO2 Sensors	Accessories	Newtech SpO2 Sensor	Reusable Newtech SpO2 Sensor	Replacement: Adult"," Finger clip"," 3.0m"," Nellcor"," Reusable	Newtech SpO2 Sensor"," Adult"," Finger clip"," 3.0m"," Nellcor"," Reusable	1	12				Ultrasound Foetal Transducer - comp w/ Bionet - Uterine Contractions		Ultrasound Foetal Transducer - comp w/ Bionet - UC	Bionet "
"6011430	SS-144-AS30		SS-144-AS30	https://www.medten.com/product/3332	Replacement	Reusable	Newtech	SpO2 Sensors	Accessories	Newtech SpO2 Sensor	Reusable Newtech SpO2 Sensor	Replacement: Adult"," Soft rubber"," 3.0m"," Nellcor"," Reusable	Newtech SpO2 Sensor"," Adult"," Soft rubber"," 3.0m"," Nellcor"," Reusable	1	12				Ultrasound Foetal Transducer - comp w/ Bionet - Uterine Contractions		Ultrasound Foetal Transducer - comp w/ Bionet - UC	Bionet "
"6012727	SS-144-MY30		SS-144-MY30	https://www.medten.com/product/3333	Replacement	Reusable	Newtech	SpO2 Sensors	Accessories	Newtech SpO2 Sensor	Reusable Newtech SpO2 Sensor	Replacement: All Sizes"," Multi-Y"," 3.0m"," Reusable	Newtech SpO2 Sensor"," All Sizes"," Multi-Y"," 3.0m"," Reusable	1	12				Ultrasound Foetal Transducer - comp w/ Bionet - Uterine Contractions		Ultrasound Foetal Transducer - comp w/ Bionet - UC	Bionet "
"6012299	SS-144-NW30		SS-144-NW30	https://www.medten.com/product/3334	Replacement	Reusable	Newtech	SpO2 Sensors	Accessories	Newtech SpO2 Sensor	Reusable Newtech SpO2 Sensor	Replacement: Neonate"," Wrap"," 3.0m"," Reusable	Newtech SpO2 Sensor"," Neonate"," Wrap"," 3.0m"," Reusable	1	12				Ultrasound Foetal Transducer - comp w/ Bionet - Uterine Contractions		Ultrasound Foetal Transducer - comp w/ Bionet - UC	Bionet "
"6011649	SS-144-PF30		SS-144-PF30	https://www.medten.com/product/3335	Replacement	Reusable	Newtech	SpO2 Sensors	Accessories	Newtech SpO2 Sensor	Reusable Newtech SpO2 Sensor	Replacement: Pediatric"," Finger clip"," 3.0m"," Reusable	Newtech SpO2 Sensor"," Pediatric"," Finger clip"," 3.0m"," Reusable	1	12				Ultrasound Foetal Transducer - comp w/ Bionet - Uterine Contractions		Ultrasound Foetal Transducer - comp w/ Bionet - UC	Bionet "
"6011867	SS-144-PS30		SS-144-PS30	https://www.medten.com/product/3336	Replacement	Reusable	Newtech	SpO2 Sensors	Accessories	Newtech SpO2 Sensor	Reusable Newtech SpO2 Sensor	Replacement: Pediatric"," Soft rubber"," 3.0m"," Reusable	Newtech SpO2 Sensor"," Pediatric"," Soft rubber"," 3.0m"," Reusable	1	12				Ultrasound Foetal Transducer - comp w/ Bionet - Uterine Contractions		Ultrasound Foetal Transducer - comp w/ Bionet - UC	Bionet "
"6012514	SS-145D-AE30		SS-145D-AE30	https://www.medten.com/product/3337	Replacement	Reusable	Newtech	SpO2 Sensors	Accessories	Newtech SpO2 Sensor	Reusable Newtech SpO2 Sensor	Replacement: Adult"," Ear clip"," 3.0m"," Digital "," Reusable	Newtech SpO2 Sensor"," Adult"," Ear clip"," 3.0m"," Digital "," Reusable	1	12				Ultrasound Foetal Transducer - comp w/ Bionet - Uterine Contractions		Ultrasound Foetal Transducer - comp w/ Bionet - UC	Bionet "
"6012515	SS-146-AE30		SS-146-AE30	https://www.medten.com/product/3338	Replacement	Reusable	TianRong	SpO2 Sensors	Accessories	TianRong SpO2 Sensor	Reusable TianRong SpO2 Sensor	Replacement: Adult"," Ear clip"," 3.0m"," Nellcor"," Reusable	TianRong SpO2 Sensor"," Adult"," Ear clip"," 3.0m"," Nellcor"," Reusable	1	12				Ultrasound Foetal Transducer - comp w/ Bionet - Uterine Contractions		Ultrasound Foetal Transducer - comp w/ Bionet - UC	Bionet "
"6011198	SS-146-AF30		SS-146-AF30	https://www.medten.com/product/3339	Replacement	Reusable	TianRong	SpO2 Sensors	Accessories	TianRong SpO2 Sensor	Reusable TianRong SpO2 Sensor	Replacement: Adult"," Finger clip"," 3.0m"," Nellcor"," Reusable	TianRong SpO2 Sensor"," Adult"," Finger clip"," 3.0m"," Nellcor"," Reusable	1	12				Ultrasound Foetal Transducer - comp w/ Bionet - Uterine Contractions		Ultrasound Foetal Transducer - comp w/ Bionet - UC	Bionet "
"6011432	SS-146-AS30		SS-146-AS30	https://www.medten.com/product/3341	Replacement	Reusable	TianRong	SpO2 Sensors	Accessories	TianRong SpO2 Sensor	Reusable TianRong SpO2 Sensor	Replacement: Adult"," Soft rubber"," 3.0m"," Nellcor"," Reusable	TianRong SpO2 Sensor"," Adult"," Soft rubber"," 3.0m"," Nellcor"," Reusable	1	12				Ultrasound Foetal Transducer - comp w/ Bionet - Uterine Contractions		Ultrasound Foetal Transducer - comp w/ Bionet - UC	Bionet "
"6012729	SS-146-MY30		SS-146-MY30	https://www.medten.com/product/3343	Replacement	Reusable	TianRong	SpO2 Sensors	Accessories	TianRong SpO2 Sensor	Reusable TianRong SpO2 Sensor	Replacement: All Sizes"," Multi-Y"," 3.0m"," Nellcor"," Reusable	TianRong SpO2 Sensor"," All Sizes"," Multi-Y"," 3.0m"," Nellcor"," Reusable	1	12				Ultrasound Foetal Transducer - comp w/ Bionet - Uterine Contractions		Ultrasound Foetal Transducer - comp w/ Bionet - UC	Bionet "
"6012301	SS-146-NW30		SS-146-NW30	https://www.medten.com/product/3345	Replacement	Reusable	TianRong	SpO2 Sensors	Accessories	TianRong SpO2 Sensor	Reusable TianRong SpO2 Sensor	Replacement: Neonate"," Wrap"," 3.0m"," Nellcor"," Reusable	TianRong SpO2 Sensor"," Neonate"," Wrap"," 3.0m"," Nellcor"," Reusable	1	12				Ultrasound Foetal Transducer - comp w/ Bionet - Uterine Contractions		Ultrasound Foetal Transducer - comp w/ Bionet - UC	Bionet "
"6011651	SS-146-PF30		SS-146-PF30	https://www.medten.com/product/3347	Replacement	Reusable	TianRong	SpO2 Sensors	Accessories	TianRong SpO2 Sensor	Reusable TianRong SpO2 Sensor	Replacement: Pediatric"," Finger clip"," 3.0m"," Nellcor"," Reusable	TianRong SpO2 Sensor"," Pediatric"," Finger clip"," 3.0m"," Nellcor"," Reusable	1	12				Ultrasound Foetal Transducer - comp w/ Bionet - Uterine Contractions		Ultrasound Foetal Transducer - comp w/ Bionet - UC	Bionet "
"6011869	SS-146-PS30		SS-146-PS30	https://www.medten.com/product/3349	Replacement	Reusable	TianRong	SpO2 Sensors	Accessories	TianRong SpO2 Sensor	Reusable TianRong SpO2 Sensor	Replacement: Pediatric"," Soft rubber"," 3.0m"," Nellcor"," Reusable	TianRong SpO2 Sensor"," Pediatric"," Soft rubber"," 3.0m"," Nellcor"," Reusable	1	12				Ultrasound Foetal Transducer - comp w/ Bionet - Uterine Contractions		Ultrasound Foetal Transducer - comp w/ Bionet - UC	Bionet "
"6012516	SS-147-AE30		SS-147-AE30	https://www.medten.com/product/3351	Replacement	Reusable	TianRong	SpO2 Sensors	Accessories	TianRong SpO2 Sensor	Reusable TianRong SpO2 Sensor	Replacement: Adult"," Ear clip"," 3.0m"," Nellcor"," Reusable	TianRong SpO2 Sensor"," Adult"," Ear clip"," 3.0m"," Nellcor"," Reusable	1	12				Ultrasound Foetal Transducer - comp w/ Bionet - Uterine Contractions		Ultrasound Foetal Transducer - comp w/ Bionet - UC	Bionet "
"6011199	SS-147-AF30		SS-147-AF30	https://www.medten.com/product/3352	Replacement	Reusable	TianRong	SpO2 Sensors	Accessories	TianRong SpO2 Sensor	Reusable TianRong SpO2 Sensor	Replacement: Adult"," Finger clip"," 3.0m"," Nellcor"," Reusable	TianRong SpO2 Sensor"," Adult"," Finger clip"," 3.0m"," Nellcor"," Reusable	1	12				Ultrasound Foetal Transducer - comp w/ Bionet - Uterine Contractions		Ultrasound Foetal Transducer - comp w/ Bionet - UC	Bionet "
"6011433	SS-147-AS30		SS-147-AS30	https://www.medten.com/product/3353	Replacement	Reusable	TianRong	SpO2 Sensors	Accessories	TianRong SpO2 Sensor	Reusable TianRong SpO2 Sensor	Replacement: Adult"," Soft rubber"," 3.0m"," Nellcor"," Reusable	TianRong SpO2 Sensor"," Adult"," Soft rubber"," 3.0m"," Nellcor"," Reusable	1	12				Ultrasound Foetal Transducer - comp w/ Bionet - Uterine Contractions		Ultrasound Foetal Transducer - comp w/ Bionet - UC	Bionet "
"6012730	SS-147-MY30		SS-147-MY30	https://www.medten.com/product/3354	Replacement	Reusable	TianRong	SpO2 Sensors	Accessories	TianRong SpO2 Sensor	Reusable TianRong SpO2 Sensor	Replacement: All Sizes"," Multi-Y"," 3.0m"," Nellcor"," Reusable	TianRong SpO2 Sensor"," All Sizes"," Multi-Y"," 3.0m"," Nellcor"," Reusable	1	12				Ultrasound Foetal Transducer - comp w/ Bionet - Uterine Contractions		Ultrasound Foetal Transducer - comp w/ Bionet - UC	Bionet "
"6012302	SS-147-NW30		SS-147-NW30	https://www.medten.com/product/3355	Replacement	Reusable	TianRong	SpO2 Sensors	Accessories	TianRong SpO2 Sensor	Reusable TianRong SpO2 Sensor	Replacement: Neonate"," Wrap"," 3.0m"," Nellcor"," Reusable	TianRong SpO2 Sensor"," Neonate"," Wrap"," 3.0m"," Nellcor"," Reusable	1	12				Ultrasound Foetal Transducer - comp w/ Bionet - Uterine Contractions		Ultrasound Foetal Transducer - comp w/ Bionet - UC	Bionet "
"6011652	SS-147-PF30		SS-147-PF30	https://www.medten.com/product/3356	Replacement	Reusable	TianRong	SpO2 Sensors	Accessories	TianRong SpO2 Sensor	Reusable TianRong SpO2 Sensor	Replacement: Pediatric"," Finger clip"," 3.0m"," Nellcor"," Reusable	TianRong SpO2 Sensor"," Pediatric"," Finger clip"," 3.0m"," Nellcor"," Reusable	1	12				Ultrasound Foetal Transducer - comp w/ Bionet - Uterine Contractions		Ultrasound Foetal Transducer - comp w/ Bionet - UC	Bionet "
"6011870	SS-147-PS30		SS-147-PS30	https://www.medten.com/product/3357	Replacement	Reusable	TianRong	SpO2 Sensors	Accessories	TianRong SpO2 Sensor	Reusable TianRong SpO2 Sensor	Replacement: Pediatric"," Soft rubber"," 3.0m"," Nellcor"," Reusable	TianRong SpO2 Sensor"," Pediatric"," Soft rubber"," 3.0m"," Nellcor"," Reusable	1	12				Ultrasound Foetal Transducer - comp w/ Bionet - Uterine Contractions		Ultrasound Foetal Transducer - comp w/ Bionet - UC	Bionet "
"6010603	SA-037-24		SA-037-24	https://www.medten.com/product/3358	Replacement	Reusable	BCI	SpO2 Adapter Cables	Accessories	BCI SpO2 Adapter Cable	Reusable BCI SpO2 Adapter Cable	Replacement: 2.4m"," use with BCI sensor"," Reusable	BCI SpO2 Adapter Cable"," 2.4m"," use with BCI sensor"," Reusable	1	12				Ultrasound Foetal Transducer - comp w/ Bionet - Uterine Contractions		Ultrasound Foetal Transducer - comp w/ Bionet - UC	Bionet "
"6010606	SA-041-24		SA-041-24	https://www.medten.com/product/3360	Replacement	Reusable	Nonin	SpO2 Adapter Cables	Accessories	Nonin SpO2 Adapter Cable	Reusable Nonin SpO2 Adapter Cable	Replacement: 2.4m"," use with Nonin sensor"," Reusable	Nonin SpO2 Adapter Cable"," 2.4m"," use with Nonin sensor"," Reusable	1	12				Ultrasound Foetal Transducer - comp w/ Bionet - Uterine Contractions		Ultrasound Foetal Transducer - comp w/ Bionet - UC	Bionet "
"6010617	SA-047X-30		SA-047X-30	https://www.medten.com/product/3363	Replacement	Reusable	Nihon Kohden	SpO2 Adapter Cables	Accessories	Nihon Kohden SpO2 Adapter Cable NK-OEM-10	Reusable Nihon Kohden SpO2 Adapter Cable NK-OEM-10	Replacement: 3.0m"," use with Nellcor-Oximax sensor	Nihon Kohden SpO2 Adapter Cable NK-OEM-10"," 3.0m"," use with Nellcor-Oximax sensor	1	12				Ultrasound Foetal Transducer - comp w/ Bionet - Uterine Contractions		Ultrasound Foetal Transducer - comp w/ Bionet - UC	Bionet "
"6010619	SA-048-24		SA-048-24	https://www.medten.com/product/3364	Replacement	Reusable	Schiller	SpO2 Adapter Cables	Accessories	Schiller SpO2 Adapter Cable	Reusable Schiller SpO2 Adapter Cable	Replacement: 2.4m"," use with Nellcor-Oxismart sensor"," Reusable	Schiller SpO2 Adapter Cable"," 2.4m"," use with Nellcor-Oxismart sensor"," Reusable	1	12				Ultrasound Foetal Transducer - comp w/ Bionet - Uterine Contractions		Ultrasound Foetal Transducer - comp w/ Bionet - UC	Bionet "
"6010622	SA-048M-24LP		SA-048M-24LP	https://www.medten.com/product/3366	Replacement	Reusable	Schiller	SpO2 Adapter Cables	Accessories	Schiller SpO2 Adapter Cable 2.310212	Reusable Schiller SpO2 Adapter Cable 2.310212	Replacement: 2.4m"," use with Masimo-LNOP sensor"," Reusable	Schiller SpO2 Adapter Cable 2.310212"," 2.4m"," use with Masimo-LNOP sensor"," Reusable	1	12				Ultrasound Foetal Transducer - comp w/ Bionet - Uterine Contractions		Ultrasound Foetal Transducer - comp w/ Bionet - UC	Bionet "
"6010621	SA-048M-24LS		SA-048M-24LS	https://www.medten.com/product/3367	Replacement	Reusable	Schiller	SpO2 Adapter Cables	Accessories	Schiller SpO2 Adapter Cable 008-0692-02	Reusable Schiller SpO2 Adapter Cable 008-0692-02	Replacement: 2.4m"," use with Masimo-LNCS sensor"," Reusable	Schiller SpO2 Adapter Cable 008-0692-02"," 2.4m"," use with Masimo-LNCS sensor"," Reusable	1	12				Ultrasound Foetal Transducer - comp w/ Bionet - Uterine Contractions		Ultrasound Foetal Transducer - comp w/ Bionet - UC	Bionet "
"6010623	SA-048M-24ML		SA-048M-24ML	https://www.medten.com/product/3368	Replacement	Reusable	Schiller	SpO2 Adapter Cables	Accessories	Schiller SpO2 Adapter Cable	Reusable Schiller SpO2 Adapter Cable	Replacement: 2.4m"," use with Masimo M LNCS sensor"," Reusable	Schiller SpO2 Adapter Cable"," 2.4m"," use with Masimo M LNCS sensor"," Reusable	1	12				Ultrasound Foetal Transducer - comp w/ Bionet - Uterine Contractions		Ultrasound Foetal Transducer - comp w/ Bionet - UC	Bionet "
"6010624	SA-049-24		SA-049-24	https://www.medten.com/product/3369	Replacement	Reusable	Schiller	SpO2 Adapter Cables	Accessories	Schiller SpO2 Adapter Cable	Reusable Schiller SpO2 Adapter Cable	Replacement: 2.4m"," use with Nellcor-Oxismart sensor"," Reusable	Schiller SpO2 Adapter Cable"," 2.4m"," use with Nellcor-Oxismart sensor"," Reusable	1	12				Ultrasound Foetal Transducer - comp w/ Bionet - Uterine Contractions		Ultrasound Foetal Transducer - comp w/ Bionet - UC	Bionet "
"6010631	SA-049RB-24LP		SA-049RB-24LP	https://www.medten.com/product/3372	Replacement	Reusable	Schiller	SpO2 Adapter Cables	Accessories	Schiller SpO2 Adapter Cable	Reusable Schiller SpO2 Adapter Cable	Replacement: 2.4m"," use with Masimo-LNOP sensor"," Reusable	Schiller SpO2 Adapter Cable"," 2.4m"," use with Masimo-LNOP sensor"," Reusable	1	12				Ultrasound Foetal Transducer - comp w/ Bionet - Uterine Contractions		Ultrasound Foetal Transducer - comp w/ Bionet - UC	Bionet "
"6010630	SA-049RB-24LS		SA-049RB-24LS	https://www.medten.com/product/3373	Replacement	Reusable	Schiller	SpO2 Adapter Cables	Accessories	Schiller SpO2 Adapter Cable	Reusable Schiller SpO2 Adapter Cable	Replacement: 2.4m"," use with Masimo-LNCS sensor"," Reusable	Schiller SpO2 Adapter Cable"," 2.4m"," use with Masimo-LNCS sensor"," Reusable	1	12				Ultrasound Foetal Transducer - comp w/ Bionet - Uterine Contractions		Ultrasound Foetal Transducer - comp w/ Bionet - UC	Bionet "
"6010632	SA-049RB-24ML		SA-049RB-24ML	https://www.medten.com/product/3374	Replacement	Reusable	Schiller	SpO2 Adapter Cables	Accessories	Schiller SpO2 Adapter Cable	Reusable Schiller SpO2 Adapter Cable	Replacement: 2.4m"," use with Masimo M LNCS sensor"," Reusable	Schiller SpO2 Adapter Cable"," 2.4m"," use with Masimo M LNCS sensor"," Reusable	1	12				Ultrasound Foetal Transducer - comp w/ Bionet - Uterine Contractions		Ultrasound Foetal Transducer - comp w/ Bionet - UC	Bionet "
"6010633	SA-050-24		SA-050-24	https://www.medten.com/product/3375	Replacement	Reusable	Mindray	SpO2 Adapter Cables	Accessories	Mindray SpO2 Adapter Cable 0010-30-42737	Reusable Mindray SpO2 Adapter Cable 0010-30-42737	Replacement: 2.4m"," use with Nellcor-Oxismart sensor"," Reusable	Mindray SpO2 Adapter Cable 0010-30-42737"," 2.4m"," use with Nellcor-Oxismart sensor"," Reusable	1	12				Ultrasound Foetal Transducer - comp w/ Bionet - Uterine Contractions		Ultrasound Foetal Transducer - comp w/ Bionet - UC	Bionet "
"6010636	SA-050M-24LP		SA-050M-24LP	https://www.medten.com/product/3377	Replacement	Reusable	Mindray	SpO2 Adapter Cables	Accessories	Mindray SpO2 Adapter Cable	Reusable Mindray SpO2 Adapter Cable	Replacement: 2.4m"," use with Masimo-LNOP sensor"," Reusable	Mindray SpO2 Adapter Cable"," 2.4m"," use with Masimo-LNOP sensor"," Reusable	1	12				Ultrasound Foetal Transducer - comp w/ Bionet - Uterine Contractions		Ultrasound Foetal Transducer - comp w/ Bionet - UC	Bionet "
"6010635	SA-050M-24LS		SA-050M-24LS	https://www.medten.com/product/3378	Replacement	Reusable	Mindray	SpO2 Adapter Cables	Accessories	Mindray SpO2 Adapter Cable 0010-30-12452	Reusable Mindray SpO2 Adapter Cable 0010-30-12452	Replacement: 2.4m"," use with Masimo-LNCS sensor"," Reusable	Mindray SpO2 Adapter Cable 0010-30-12452"," 2.4m"," use with Masimo-LNCS sensor"," Reusable	1	12				Ultrasound Foetal Transducer - comp w/ Bionet - Uterine Contractions		Ultrasound Foetal Transducer - comp w/ Bionet - UC	Bionet "
"6010637	SA-050M-24ML		SA-050M-24ML	https://www.medten.com/product/3379	Replacement	Reusable	Mindray	SpO2 Adapter Cables	Accessories	Mindray SpO2 Adapter Cable	Reusable Mindray SpO2 Adapter Cable	Replacement: 2.4m"," use with Masimo M LNCS sensor"," Reusable	Mindray SpO2 Adapter Cable"," 2.4m"," use with Masimo M LNCS sensor"," Reusable	1	12				Ultrasound Foetal Transducer - comp w/ Bionet - Uterine Contractions		Ultrasound Foetal Transducer - comp w/ Bionet - UC	Bionet "
"6010640	SA-051M-24LP		SA-051M-24LP	https://www.medten.com/product/3381	Replacement	Reusable	Mindray	SpO2 Adapter Cables	Accessories	Mindray SpO2 Adapter Cable 9200-30-10707	Reusable Mindray SpO2 Adapter Cable 9200-30-10707	Replacement: 2.4m"," use with Masimo-LNOP sensor"," Reusable	Mindray SpO2 Adapter Cable 9200-30-10707"," 2.4m"," use with Masimo-LNOP sensor"," Reusable	1	12				Ultrasound Foetal Transducer - comp w/ Bionet - Uterine Contractions		Ultrasound Foetal Transducer - comp w/ Bionet - UC	Bionet "
"6010639	SA-051M-24LS		SA-051M-24LS	https://www.medten.com/product/3382	Replacement	Reusable	Mindray	SpO2 Adapter Cables	Accessories	Mindray SpO2 Adapter Cable	Reusable Mindray SpO2 Adapter Cable	Replacement: 2.4m"," use with Masimo-LNCS sensor"," Reusable	Mindray SpO2 Adapter Cable"," 2.4m"," use with Masimo-LNCS sensor"," Reusable	1	12				Ultrasound Foetal Transducer - comp w/ Bionet - Uterine Contractions		Ultrasound Foetal Transducer - comp w/ Bionet - UC	Bionet "
"6010641	SA-051M-24ML		SA-051M-24ML	https://www.medten.com/product/3383	Replacement	Reusable	Mindray	SpO2 Adapter Cables	Accessories	Mindray SpO2 Adapter Cable	Reusable Mindray SpO2 Adapter Cable	Replacement: 2.4m"," use with Masimo M LNCS sensor"," Reusable	Mindray SpO2 Adapter Cable"," 2.4m"," use with Masimo M LNCS sensor"," Reusable	1	12				Ultrasound Foetal Transducer - comp w/ Bionet - Uterine Contractions		Ultrasound Foetal Transducer - comp w/ Bionet - UC	Bionet "
"6010647	SA-052M-24LP		SA-052M-24LP	https://www.medten.com/product/3385	Replacement	Reusable	Mindray	SpO2 Adapter Cables	Accessories	Mindray SpO2 Adapter Cable	Reusable Mindray SpO2 Adapter Cable	Replacement: 2.4m"," use with Masimo-LNOP sensor"," Reusable	Mindray SpO2 Adapter Cable"," 2.4m"," use with Masimo-LNOP sensor"," Reusable	1	12				Ultrasound Foetal Transducer - comp w/ Bionet - Uterine Contractions		Ultrasound Foetal Transducer - comp w/ Bionet - UC	Bionet "
"6010648	SA-052M-24ML		SA-052M-24ML	https://www.medten.com/product/3386	Replacement	Reusable	Mindray	SpO2 Adapter Cables	Accessories	Mindray SpO2 Adapter Cable	Reusable Mindray SpO2 Adapter Cable	Replacement: 2.4m"," use with Masimo M LNCS sensor"," Reusable	Mindray SpO2 Adapter Cable"," 2.4m"," use with Masimo M LNCS sensor"," Reusable	1	12				Ultrasound Foetal Transducer - comp w/ Bionet - Uterine Contractions		Ultrasound Foetal Transducer - comp w/ Bionet - UC	Bionet "
"6010658	SA-053RB-24LP		SA-053RB-24LP	https://www.medten.com/product/3389	Replacement	Reusable	Mindray	SpO2 Adapter Cables	Accessories	Mindray SpO2 Adapter Cable	Reusable Mindray SpO2 Adapter Cable	Replacement: 2.4m"," use with Masimo-LNOP sensor"," Reusable	Mindray SpO2 Adapter Cable"," 2.4m"," use with Masimo-LNOP sensor"," Reusable	1	12				Ultrasound Foetal Transducer - comp w/ Bionet - Uterine Contractions		Ultrasound Foetal Transducer - comp w/ Bionet - UC	Bionet "
"6010659	SA-053RB-24ML		SA-053RB-24ML	https://www.medten.com/product/3390	Replacement	Reusable	Mindray	SpO2 Adapter Cables	Accessories	Mindray SpO2 Adapter Cable M-LNC MR10	Reusable Mindray SpO2 Adapter Cable M-LNC MR10	Replacement: 2.4m"," use with Masimo M LNCS sensor"," Reusable	Mindray SpO2 Adapter Cable M-LNC MR10"," 2.4m"," use with Masimo M LNCS sensor"," Reusable	1	12				Ultrasound Foetal Transducer - comp w/ Bionet - Uterine Contractions		Ultrasound Foetal Transducer - comp w/ Bionet - UC	Bionet "
"6010660	SA-054-24		SA-054-24	https://www.medten.com/product/3391	Replacement	Reusable	Mindray	SpO2 Adapter Cables	Accessories	Mindray SpO2 Adapter Cable 512A-30-0607	Reusable Mindray SpO2 Adapter Cable 512A-30-0607	Replacement: 2.4m"," use with Nellcor-Oxismart sensor"," Reusable	Mindray SpO2 Adapter Cable 512A-30-0607"," 2.4m"," use with Nellcor-Oxismart sensor"," Reusable	1	12				Ultrasound Foetal Transducer - comp w/ Bionet - Uterine Contractions		Ultrasound Foetal Transducer - comp w/ Bionet - UC	Bionet "
"6010661	SA-055-24		SA-055-24	https://www.medten.com/product/3392	Replacement	Reusable	Mindray	SpO2 Adapter Cables	Accessories	Mindray SpO2 Adapter Cable	Reusable Mindray SpO2 Adapter Cable	Replacement: 2.4m"," use with Nellcor-Oxismart sensor"," Reusable	Mindray SpO2 Adapter Cable"," 2.4m"," use with Nellcor-Oxismart sensor"," Reusable	1	12				Ultrasound Foetal Transducer - comp w/ Bionet - Uterine Contractions		Ultrasound Foetal Transducer - comp w/ Bionet - UC	Bionet "
"6010662	SA-056-24		SA-056-24	https://www.medten.com/product/3393	Replacement	Reusable	Mindray	SpO2 Adapter Cables	Accessories	Mindray SpO2 Adapter Cable	Reusable Mindray SpO2 Adapter Cable	Replacement: 2.4m"," use with Nellcor-Oxismart sensor"," Reusable	Mindray SpO2 Adapter Cable"," 2.4m"," use with Nellcor-Oxismart sensor"," Reusable	1	12				Ultrasound Foetal Transducer - comp w/ Bionet - Uterine Contractions		Ultrasound Foetal Transducer - comp w/ Bionet - UC	Bionet "
"6010663	SA-057X-30		SA-057X-30	https://www.medten.com/product/3395	Replacement	Reusable	Mindray	SpO2 Adapter Cables	Accessories	Mindray SpO2 Adapter Cable	Reusable Mindray SpO2 Adapter Cable	Replacement: 3.0m"," use with Nellcor-Oximax sensor"," Reusable	Mindray SpO2 Adapter Cable"," 3.0m"," use with Nellcor-Oximax sensor"," Reusable	1	12				Ultrasound Foetal Transducer - comp w/ Bionet - Uterine Contractions		Ultrasound Foetal Transducer - comp w/ Bionet - UC	Bionet "
"6010665	SA-059-24		SA-059-24	https://www.medten.com/product/3396	Replacement	Reusable	Datascope	SpO2 Adapter Cables	Accessories	Datascope/Mindray SpO2 Adapter Cable 0012-00-0516-01	Reusable Datascope/Mindray SpO2 Adapter Cable 0012-00-0516-01	Replacement: 2.4m"," use with Datascope sensor	Datascope/Mindray SpO2 Adapter Cable 0012-00-0516-01"," 2.4m"," use with Datascope sensor	1	12				Ultrasound Foetal Transducer - comp w/ Bionet - Uterine Contractions		Ultrasound Foetal Transducer - comp w/ Bionet - UC	Bionet "
"6010666	SA-060-24		SA-060-24	https://www.medten.com/product/3398	Replacement	Reusable	Goldway	SpO2 Adapter Cables	Accessories	Goldway SpO2 Adapter Cable	Reusable Goldway SpO2 Adapter Cable	Replacement: 2.4m"," use with Nellcor-Oxismart sensor"," Reusable	Goldway SpO2 Adapter Cable"," 2.4m"," use with Nellcor-Oxismart sensor"," Reusable	1	12				Ultrasound Foetal Transducer - comp w/ Bionet - Uterine Contractions		Ultrasound Foetal Transducer - comp w/ Bionet - UC	Bionet "
"6010667	SA-061-24		SA-061-24	https://www.medten.com/product/3399	Replacement	Reusable	Goldway	SpO2 Adapter Cables	Accessories	SpO2 Adapter Cable	Reusable SpO2 Adapter Cable	Replacement: 2.4m"," use with Nellcor-Oxismart sensor	SpO2 Adapter Cable"," 2.4m"," use with Nellcor-Oxismart sensor	1	12				Ultrasound Foetal Transducer - comp w/ Bionet - Uterine Contractions		Ultrasound Foetal Transducer - comp w/ Bionet - UC	Bionet "
"6010668	SA-062-24		SA-062-24	https://www.medten.com/product/3400	Replacement	Reusable	Goldway	SpO2 Adapter Cables	Accessories	Goldway SpO2 Adapter Cable	Reusable Goldway SpO2 Adapter Cable	Replacement: 2.4m"," use with Nellcor-Oxismart sensor"," Reusable	Goldway SpO2 Adapter Cable"," 2.4m"," use with Nellcor-Oxismart sensor"," Reusable	1	12				Ultrasound Foetal Transducer - comp w/ Bionet - Uterine Contractions		Ultrasound Foetal Transducer - comp w/ Bionet - UC	Bionet "
"6010669	SA-062X-30		SA-062X-30	https://www.medten.com/product/3402	Replacement	Reusable	Goldway	SpO2 Adapter Cables	Accessories	Goldway SpO2 Adapter Cable	Reusable Goldway SpO2 Adapter Cable	Replacement: 3.0m"," use with Nellcor-Oximax sensor"," Reusable	Goldway SpO2 Adapter Cable"," 3.0m"," use with Nellcor-Oximax sensor"," Reusable	1	12				Ultrasound Foetal Transducer - comp w/ Bionet - Uterine Contractions		Ultrasound Foetal Transducer - comp w/ Bionet - UC	Bionet "
"6010671	SA-066-24		SA-066-24	https://www.medten.com/product/3403	Replacement	Reusable	Biolight	SpO2 Adapter Cables	Accessories	Biolight SpO2 Adapter Cable	Reusable Biolight SpO2 Adapter Cable	Replacement: 2.4m"," 2.4m"," use with Nellcor-Oxismart sensor"," use with Nellcor-Oxismart sensor"," Reusable	Biolight SpO2 Adapter Cable"," 2.4m"," 2.4m"," use with Nellcor-Oxismart sensor"," use with Nellcor-Oxismart sensor"," Reusable	1	12				Ultrasound Foetal Transducer - comp w/ Bionet - Uterine Contractions		Ultrasound Foetal Transducer - comp w/ Bionet - UC	Bionet "
"6010673	SA-069X-30		SA-069X-30	https://www.medten.com/product/3405	Replacement	Reusable	Biolight	SpO2 Adapter Cables	Accessories	Biolight SpO2 Adapter Cable 15-100-0016	Reusable Biolight SpO2 Adapter Cable 15-100-0016	Replacement: 3.0m"," use with Nellcor-Oximax sensor"," Reusable	Biolight SpO2 Adapter Cable 15-100-0016"," 3.0m"," use with Nellcor-Oximax sensor"," Reusable	1	12				Ultrasound Foetal Transducer - comp w/ Bionet - Uterine Contractions		Ultrasound Foetal Transducer - comp w/ Bionet - UC	Bionet "
"6010675	SA-070X-30		SA-070X-30	https://www.medten.com/product/3407	Replacement	Reusable	Biolight	SpO2 Adapter Cables	Accessories	Biolight SpO2 Adapter Cable	Reusable Biolight SpO2 Adapter Cable	Replacement: 3.0m"," use with Nellcor-Oximax sensor"," Reusable	Biolight SpO2 Adapter Cable"," 3.0m"," use with Nellcor-Oximax sensor"," Reusable	1	12				Ultrasound Foetal Transducer - comp w/ Bionet - Uterine Contractions		Ultrasound Foetal Transducer - comp w/ Bionet - UC	Bionet "
"6010677	SA-071-24		SA-071-24	https://www.medten.com/product/3408	Replacement	Reusable	Biolight	SpO2 Adapter Cables	Accessories	Biolight SpO2 Adapter Cable 15-031-0007	Reusable Biolight SpO2 Adapter Cable 15-031-0007	Replacement: 2.4m"," use with Nellcor-Oxismart sensor"," Reusable	Biolight SpO2 Adapter Cable 15-031-0007"," 2.4m"," use with Nellcor-Oxismart sensor"," Reusable	1	12				Ultrasound Foetal Transducer - comp w/ Bionet - Uterine Contractions		Ultrasound Foetal Transducer - comp w/ Bionet - UC	Bionet "
"6010678	SA-071X-30		SA-071X-30	https://www.medten.com/product/3410	Replacement	Reusable	Biolight	SpO2 Adapter Cables	Accessories	Biolight SpO2 Adapter Cable	Reusable Biolight SpO2 Adapter Cable	Replacement: 3.0m"," use with Nellcor-Oximax sensor"," Reusable	Biolight SpO2 Adapter Cable"," 3.0m"," use with Nellcor-Oximax sensor"," Reusable	1	12				Ultrasound Foetal Transducer - comp w/ Bionet - Uterine Contractions		Ultrasound Foetal Transducer - comp w/ Bionet - UC	Bionet "
"6010680	SA-072X-30		SA-072X-30	https://www.medten.com/product/3412	Replacement	Reusable	Edan	SpO2 Adapter Cables	Accessories	Edan SpO2 Adapter Cable MS1-30131	Reusable Edan SpO2 Adapter Cable MS1-30131	Replacement: 3.0m"," use with Nellcor-Oximax sensor"," Reusable	Edan SpO2 Adapter Cable MS1-30131"," 3.0m"," use with Nellcor-Oximax sensor"," Reusable	1	12				Ultrasound Foetal Transducer - comp w/ Bionet - Uterine Contractions		Ultrasound Foetal Transducer - comp w/ Bionet - UC	Bionet "
"6010682	SA-075-24		SA-075-24	https://www.medten.com/product/3414	Replacement	Reusable	Artema S&W	SpO2 Adapter Cables	Accessories	Artema S&W SpO2 Adapter Cable	Reusable Artema S&W SpO2 Adapter Cable	Replacement: 2.4m"," use with Ohmeda sensor"," Reusable	Artema S&W SpO2 Adapter Cable"," 2.4m"," use with Ohmeda sensor"," Reusable	1	12				Ultrasound Foetal Transducer - comp w/ Bionet - Uterine Contractions		Ultrasound Foetal Transducer - comp w/ Bionet - UC	Bionet "
"6010683	SA-076-24		SA-076-24	https://www.medten.com/product/3415	Replacement	Reusable	Artema S&W	SpO2 Adapter Cables	Accessories	Artema S&W SpO2 Adapter Cable 59831-0	Reusable Artema S&W SpO2 Adapter Cable 59831-0	Replacement: 2.4m"," use with Nellcor-Oxismart sensor"," Reusable	Artema S&W SpO2 Adapter Cable 59831-0"," 2.4m"," use with Nellcor-Oxismart sensor"," Reusable	1	12				Ultrasound Foetal Transducer - comp w/ Bionet - Uterine Contractions		Ultrasound Foetal Transducer - comp w/ Bionet - UC	Bionet "
"6010684	SA-077-24		SA-077-24	https://www.medten.com/product/3416	Replacement	Reusable	Baxter	SpO2 Adapter Cables	Accessories	Artema S&W SpO2 Adapter Cable	Reusable Artema S&W SpO2 Adapter Cable	Replacement: 2.4m"," use with Nellcor-Oxismart sensor"," Reusable	Artema S&W SpO2 Adapter Cable"," 2.4m"," use with Nellcor-Oxismart sensor"," Reusable	1	12				Ultrasound Foetal Transducer - comp w/ Bionet - Uterine Contractions		Ultrasound Foetal Transducer - comp w/ Bionet - UC	Bionet "
"6010685	SA-078-24		SA-078-24	https://www.medten.com/product/3417	Replacement	Reusable	Invivo	SpO2 Adapter Cables	Accessories	Invivo SpO2 Adapter Cable 9383	Reusable Invivo SpO2 Adapter Cable 9383	Replacement: 2.4m"," use with Nellcor-Oxismart sensor"," Reusable	Invivo SpO2 Adapter Cable 9383"," 2.4m"," use with Nellcor-Oxismart sensor"," Reusable	1	12				Ultrasound Foetal Transducer - comp w/ Bionet - Uterine Contractions		Ultrasound Foetal Transducer - comp w/ Bionet - UC	Bionet "
"6010692	SA-078RB-24LP		SA-078RB-24LP	https://www.medten.com/product/3419	Replacement	Reusable	Invivo	SpO2 Adapter Cables	Accessories	Invivo SpO2 Adapter Cable	Reusable Invivo SpO2 Adapter Cable	Replacement: 2.4m"," use with Masimo-LNCS sensor"," Reusable	Invivo SpO2 Adapter Cable"," 2.4m"," use with Masimo-LNCS sensor"," Reusable	1	12				Ultrasound Foetal Transducer - comp w/ Bionet - Uterine Contractions		Ultrasound Foetal Transducer - comp w/ Bionet - UC	Bionet "
"6010691	SA-078RB-24LS		SA-078RB-24LS	https://www.medten.com/product/3420	Replacement	Reusable	Invivo	SpO2 Adapter Cables	Accessories	Invivo SpO2 Adapter Cable	Reusable Invivo SpO2 Adapter Cable	Replacement: 2.4m"," use with Masimo-LNCS sensor"," Reusable	Invivo SpO2 Adapter Cable"," 2.4m"," use with Masimo-LNCS sensor"," Reusable	1	12				Ultrasound Foetal Transducer - comp w/ Bionet - Uterine Contractions		Ultrasound Foetal Transducer - comp w/ Bionet - UC	Bionet "
"6010693	SA-078RB-24ML		SA-078RB-24ML	https://www.medten.com/product/3421	Replacement	Reusable	Invivo	SpO2 Adapter Cables	Accessories	Invivo SpO2 Adapter Cable	Reusable Invivo SpO2 Adapter Cable	Replacement: 2.4m"," use with Masimo M LNCS sensor"," Reusable	Invivo SpO2 Adapter Cable"," 2.4m"," use with Masimo M LNCS sensor"," Reusable	1	12				Ultrasound Foetal Transducer - comp w/ Bionet - Uterine Contractions		Ultrasound Foetal Transducer - comp w/ Bionet - UC	Bionet "
"6010694	SA-080-24		SA-080-24	https://www.medten.com/product/3422	Replacement	Reusable	MEK	SpO2 Adapter Cables	Accessories	MEK SpO2 Adapter Cable 14060068	Reusable MEK SpO2 Adapter Cable 14060068	Replacement: 2.4m"," use with Nellcor-Oxismart sensor"," Reusable	MEK SpO2 Adapter Cable 14060068"," 2.4m"," use with Nellcor-Oxismart sensor"," Reusable	1	12				Ultrasound Foetal Transducer - comp w/ Bionet - Uterine Contractions		Ultrasound Foetal Transducer - comp w/ Bionet - UC	Bionet "
"6010695	SA-081-24		SA-081-24	https://www.medten.com/product/3423	Replacement	Reusable	MEK	SpO2 Adapter Cables	Accessories	MEK SpO2 Adapter Cable 14060073	Reusable MEK SpO2 Adapter Cable 14060073	Replacement: 2.4m"," use with Nellcor-Oxismart sensor"," Reusable	MEK SpO2 Adapter Cable 14060073"," 2.4m"," use with Nellcor-Oxismart sensor"," Reusable	1	12				Ultrasound Foetal Transducer - comp w/ Bionet - Uterine Contractions		Ultrasound Foetal Transducer - comp w/ Bionet - UC	Bionet "
"6010697	SA-083-24		SA-083-24	https://www.medten.com/product/3424	Replacement	Reusable	Biosys	SpO2 Adapter Cables	Accessories	Biosys SpO2 Adapter Cable	Reusable Biosys SpO2 Adapter Cable	Replacement: 2.4m"," use with Nellcor-Oxismart sensor"," Reusable	Biosys SpO2 Adapter Cable"," 2.4m"," use with Nellcor-Oxismart sensor"," Reusable	1	12				Ultrasound Foetal Transducer - comp w/ Bionet - Uterine Contractions		Ultrasound Foetal Transducer - comp w/ Bionet - UC	Bionet "
"6010698	SA-084-24		SA-084-24	https://www.medten.com/product/3425	Replacement	Reusable	Bionet	SpO2 Adapter Cables	Accessories	Bionet SpO2 Adapter Cable SPCBL-400	Reusable Bionet SpO2 Adapter Cable SPCBL-400	Replacement: 2.4m"," use with Nellcor-Oxismart sensor"," Reusable	Bionet SpO2 Adapter Cable SPCBL-400"," 2.4m"," use with Nellcor-Oxismart sensor"," Reusable	1	12				Ultrasound Foetal Transducer - comp w/ Bionet - Uterine Contractions		Ultrasound Foetal Transducer - comp w/ Bionet - UC	Bionet "
"6010699	SA-085-24		SA-085-24	https://www.medten.com/product/3426	Replacement	Reusable	Bionet	SpO2 Adapter Cables	Accessories	Bionet SpO2 Adapter Cable SPCBL-410	Reusable Bionet SpO2 Adapter Cable SPCBL-410	Replacement: 2.4m"," use with Nellcor-Oxismart sensor"," Reusable	Bionet SpO2 Adapter Cable SPCBL-410"," 2.4m"," use with Nellcor-Oxismart sensor"," Reusable	1	12				Ultrasound Foetal Transducer - comp w/ Bionet - Uterine Contractions		Ultrasound Foetal Transducer - comp w/ Bionet - UC	Bionet "
"6010700	SA-085-24BN		SA-085-24BN	https://www.medten.com/product/3427	Replacement	Reusable	Bionet	SpO2 Adapter Cables	Accessories	Bionet SpO2 Adapter Cable SPCBL-420	Reusable Bionet SpO2 Adapter Cable SPCBL-420	Replacement: 2.4m"," Reusable	Bionet SpO2 Adapter Cable SPCBL-420"," 2.4m"," Reusable	1	12				Ultrasound Foetal Transducer - comp w/ Bionet - Uterine Contractions		Ultrasound Foetal Transducer - comp w/ Bionet - UC	Bionet "
"6010701	SA-086-24		SA-086-24	https://www.medten.com/product/3428	Replacement	Reusable	Kontron	SpO2 Adapter Cables	Accessories	Kontron SpO2 Adapter Cable	Reusable Kontron SpO2 Adapter Cable	Replacement: 2.4m"," use with Nellcor-Oxismart sensor"," Reusable	Kontron SpO2 Adapter Cable"," 2.4m"," use with Nellcor-Oxismart sensor"," Reusable	1	12				Ultrasound Foetal Transducer - comp w/ Bionet - Uterine Contractions		Ultrasound Foetal Transducer - comp w/ Bionet - UC	Bionet "
"6010702	SA-087-24		SA-087-24	https://www.medten.com/product/3429	Replacement	Reusable	Kontron	SpO2 Adapter Cables	Accessories	Kontron SpO2 Adapter Cable	Reusable Kontron SpO2 Adapter Cable	Replacement: 2.4m"," use with Nellcor-Oxismart sensor"," Reusable	Kontron SpO2 Adapter Cable"," 2.4m"," use with Nellcor-Oxismart sensor"," Reusable	1	12				Ultrasound Foetal Transducer - comp w/ Bionet - Uterine Contractions		Ultrasound Foetal Transducer - comp w/ Bionet - UC	Bionet "
"6010703	SA-088-24		SA-088-24	https://www.medten.com/product/3430	Replacement	Reusable	Emtel	SpO2 Adapter Cables	Accessories	Emtel SpO2 Adapter Cable	Reusable Emtel SpO2 Adapter Cable	Replacement: 2.4m"," use with Nellcor-Oxismart sensor"," Reusable	Emtel SpO2 Adapter Cable"," 2.4m"," use with Nellcor-Oxismart sensor"," Reusable	1	12				Ultrasound Foetal Transducer - comp w/ Bionet - Uterine Contractions		Ultrasound Foetal Transducer - comp w/ Bionet - UC	Bionet "
"6010704	SA-088X-30		SA-088X-30	https://www.medten.com/product/3431	Replacement	Reusable	Emtel	SpO2 Adapter Cables	Accessories	Emtel SpO2 Adapter Cable	Reusable Emtel SpO2 Adapter Cable	Replacement: 3.0m"," use with Nellcor-Oximax sensor"," Reusable	Emtel SpO2 Adapter Cable"," 3.0m"," use with Nellcor-Oximax sensor"," Reusable	1	12				Ultrasound Foetal Transducer - comp w/ Bionet - Uterine Contractions		Ultrasound Foetal Transducer - comp w/ Bionet - UC	Bionet "
"6010707	SA-091-24		SA-091-24	https://www.medten.com/product/3432	Replacement	Reusable	Mediaid	SpO2 Adapter Cables	Accessories	Mediaid SpO2 Adapter Cable POX055-620S	Reusable Mediaid SpO2 Adapter Cable POX055-620S	Replacement: 2.4m"," use with Nellcor-Oxismart sensor"," Reusable	Mediaid SpO2 Adapter Cable POX055-620S"," 2.4m"," use with Nellcor-Oxismart sensor"," Reusable	1	12				Ultrasound Foetal Transducer - comp w/ Bionet - Uterine Contractions		Ultrasound Foetal Transducer - comp w/ Bionet - UC	Bionet "
"6010708	SA-092-24		SA-092-24	https://www.medten.com/product/3433	Replacement	Reusable	Mennen Medical	SpO2 Adapter Cables	Accessories	Mennen Medical SpO2 Adapter Cable 261-877-070	Reusable Mennen Medical SpO2 Adapter Cable 261-877-070	Replacement: 2.4m"," use with Nellcor-Oxismart sensor"," Reusable	Mennen Medical SpO2 Adapter Cable 261-877-070"," 2.4m"," use with Nellcor-Oxismart sensor"," Reusable	1	12				Ultrasound Foetal Transducer - comp w/ Bionet - Uterine Contractions		Ultrasound Foetal Transducer - comp w/ Bionet - UC	Bionet "
"6010709	SA-093-24		SA-093-24	https://www.medten.com/product/3434	Replacement	Reusable	Mennen Medical	SpO2 Adapter Cables	Accessories	Mennen Medical SpO2 Adapter Cable	Reusable Mennen Medical SpO2 Adapter Cable	Replacement: 2.4m"," use with Nellcor-Oxismart sensor"," Reusable	Mennen Medical SpO2 Adapter Cable"," 2.4m"," use with Nellcor-Oxismart sensor"," Reusable	1	12				Ultrasound Foetal Transducer - comp w/ Bionet - Uterine Contractions		Ultrasound Foetal Transducer - comp w/ Bionet - UC	Bionet "
"6010714	SA-094M-24LP		SA-094M-24LP	https://www.medten.com/product/3436	Replacement	Reusable	Mennen Medical	SpO2 Adapter Cables	Accessories	Mennen Medical SpO2 Adapter Cable	Reusable Mennen Medical SpO2 Adapter Cable	Replacement: 2.4m"," use with Masimo-LNOP sensor"," Reusable	Mennen Medical SpO2 Adapter Cable"," 2.4m"," use with Masimo-LNOP sensor"," Reusable	1	12				Ultrasound Foetal Transducer - comp w/ Bionet - Uterine Contractions		Ultrasound Foetal Transducer - comp w/ Bionet - UC	Bionet "
"6010713	SA-094M-24LS		SA-094M-24LS	https://www.medten.com/product/3437	Replacement	Reusable	Mennen Medical	SpO2 Adapter Cables	Accessories	Mennen Medical SpO2 Adapter Cable	Reusable Mennen Medical SpO2 Adapter Cable	Replacement: 2.4m"," use with Masimo-LNCS sensor"," Reusable	Mennen Medical SpO2 Adapter Cable"," 2.4m"," use with Masimo-LNCS sensor"," Reusable	1	12				Ultrasound Foetal Transducer - comp w/ Bionet - Uterine Contractions		Ultrasound Foetal Transducer - comp w/ Bionet - UC	Bionet "
"6010715	SA-094M-24ML		SA-094M-24ML	https://www.medten.com/product/3438	Replacement	Reusable	Mennen Medical	SpO2 Adapter Cables	Accessories	Mennen Medical SpO2 Adapter Cable	Reusable Mennen Medical SpO2 Adapter Cable	Replacement: 2.4m"," use with Masimo M LNCS sensor"," Reusable	Mennen Medical SpO2 Adapter Cable"," 2.4m"," use with Masimo M LNCS sensor"," Reusable	1	12				Ultrasound Foetal Transducer - comp w/ Bionet - Uterine Contractions		Ultrasound Foetal Transducer - comp w/ Bionet - UC	Bionet "
"6010710	SA-094X-30		SA-094X-30	https://www.medten.com/product/3439	Replacement	Reusable	Mennen Medical	SpO2 Adapter Cables	Accessories	Mennen Medical SpO2 Adapter Cable	Reusable Mennen Medical SpO2 Adapter Cable	Replacement: 3.0m"," use with Nellcor-Oximax sensor"," Reusable	Mennen Medical SpO2 Adapter Cable"," 3.0m"," use with Nellcor-Oximax sensor"," Reusable	1	12				Ultrasound Foetal Transducer - comp w/ Bionet - Uterine Contractions		Ultrasound Foetal Transducer - comp w/ Bionet - UC	Bionet "
"6010716	SA-095-24		SA-095-24	https://www.medten.com/product/3440	Replacement	Reusable	Creative	SpO2 Adapter Cables	Accessories	Creative SpO2 Adapter Cable	Reusable Creative SpO2 Adapter Cable	Replacement: 2.4m"," use with Nellcor-Oxismart sensor"," Reusable	Creative SpO2 Adapter Cable"," 2.4m"," use with Nellcor-Oxismart sensor"," Reusable	1	12				Ultrasound Foetal Transducer - comp w/ Bionet - Uterine Contractions		Ultrasound Foetal Transducer - comp w/ Bionet - UC	Bionet "
"6010718	SA-097X-30		SA-097X-30	https://www.medten.com/product/3442	Replacement	Reusable	Creative	SpO2 Adapter Cables	Accessories	Creative SpO2 Adapter Cable	Reusable Creative SpO2 Adapter Cable	Replacement: 3.0m"," use with Nellcor-Oxismart sensor"," Reusable	Creative SpO2 Adapter Cable"," 3.0m"," use with Nellcor-Oxismart sensor"," Reusable	1	12				Ultrasound Foetal Transducer - comp w/ Bionet - Uterine Contractions		Ultrasound Foetal Transducer - comp w/ Bionet - UC	Bionet "
"6010720	SA-098-24		SA-098-24	https://www.medten.com/product/3443	Replacement	Reusable	Pace Tech	SpO2 Adapter Cables	Accessories	Pace Tech SpO2 Adapter Cable	Reusable Pace Tech SpO2 Adapter Cable	Replacement: 2.4m"," Reusable	Pace Tech SpO2 Adapter Cable"," 2.4m"," Reusable	1	12				Ultrasound Foetal Transducer - comp w/ Bionet - Uterine Contractions		Ultrasound Foetal Transducer - comp w/ Bionet - UC	Bionet "
"6010722	SA-101-24		SA-101-24	https://www.medten.com/product/3445	Replacement	Reusable	Digicare	SpO2 Adapter Cables	Accessories	Digicare SpO2 Adapter Cable	Reusable Digicare SpO2 Adapter Cable	Replacement: 2.4m"," use with BCI sensor"," Reusable	Digicare SpO2 Adapter Cable"," 2.4m"," use with BCI sensor"," Reusable	1	12				Ultrasound Foetal Transducer - comp w/ Bionet - Uterine Contractions		Ultrasound Foetal Transducer - comp w/ Bionet - UC	Bionet "
"6010724	SA-105X-30		SA-105X-30	https://www.medten.com/product/3446	Replacement	Reusable	ChoiceMMed	SpO2 Adapter Cables	Accessories	ChoiceMMed SpO2 Adapter Cable	Reusable ChoiceMMed SpO2 Adapter Cable	Replacement: 3.0m"," use with Nellcor-Oximax sensor"," Reusable	ChoiceMMed SpO2 Adapter Cable"," 3.0m"," use with Nellcor-Oximax sensor"," Reusable	1	12				Ultrasound Foetal Transducer - comp w/ Bionet - Uterine Contractions		Ultrasound Foetal Transducer - comp w/ Bionet - UC	Bionet "
"6010726	SA-106-12		SA-106-12	https://www.medten.com/product/3447	Replacement	Reusable	Welch Allyn	SpO2 Adapter Cables	Accessories	Welch Allyn SpO2 Adapter Cable 01955-U	Reusable Welch Allyn SpO2 Adapter Cable 01955-U	Replacement: 1.2m"," use with Nellcor-Oxismart sensor"," Reusable	Welch Allyn SpO2 Adapter Cable 01955-U"," 1.2m"," use with Nellcor-Oxismart sensor"," Reusable	1	12				Ultrasound Foetal Transducer - comp w/ Bionet - Uterine Contractions		Ultrasound Foetal Transducer - comp w/ Bionet - UC	Bionet "
"6010727	SA-106X-12		SA-106X-12	https://www.medten.com/product/3448	Replacement	Reusable	Welch Allyn	SpO2 Adapter Cables	Accessories	Welch Allyn SpO2 Adapter Cable 001966-E	Reusable Welch Allyn SpO2 Adapter Cable 001966-E	Replacement: 1.2m"," use with Nellcor-Oximax sensor"," Reusable	Welch Allyn SpO2 Adapter Cable 001966-E"," 1.2m"," use with Nellcor-Oximax sensor"," Reusable	1	12				Ultrasound Foetal Transducer - comp w/ Bionet - Uterine Contractions		Ultrasound Foetal Transducer - comp w/ Bionet - UC	Bionet "
"6010730	SA-108X-30		SA-108X-30	https://www.medten.com/product/3451	Replacement	Reusable	Larsen & Toubro	SpO2 Adapter Cables	Accessories	Larsen & Toubro SpO2 Adapter Cable	Reusable Larsen & Toubro SpO2 Adapter Cable	Replacement: 3.0m"," use with Nellcor-Oximax sensor"," Reusable	Larsen & Toubro SpO2 Adapter Cable"," 3.0m"," use with Nellcor-Oximax sensor"," Reusable	1	12				Ultrasound Foetal Transducer - comp w/ Bionet - Uterine Contractions		Ultrasound Foetal Transducer - comp w/ Bionet - UC	Bionet "
"6010740	SA-113-24		SA-113-24	https://www.medten.com/product/3452	Replacement	Reusable	Infinium	SpO2 Adapter Cables	Accessories	Infinium SpO2 Adapter Cable	Reusable Infinium SpO2 Adapter Cable	Replacement: 2.4m"," use with Nellcor-Oxismart sensor"," Reusable	Infinium SpO2 Adapter Cable"," 2.4m"," use with Nellcor-Oxismart sensor"," Reusable	1	12				Ultrasound Foetal Transducer - comp w/ Bionet - Uterine Contractions		Ultrasound Foetal Transducer - comp w/ Bionet - UC	Bionet "
"6010741	SA-114-24		SA-114-24	https://www.medten.com/product/3453	Replacement	Reusable	Infinium	SpO2 Adapter Cables	Accessories	Infinium SpO2 Adapter Cable	Reusable Infinium SpO2 Adapter Cable	Replacement: 2.4m"," use with Nellcor-Oxismart sensor"," Reusable	Infinium SpO2 Adapter Cable"," 2.4m"," use with Nellcor-Oxismart sensor"," Reusable	1	12				Ultrasound Foetal Transducer - comp w/ Bionet - Uterine Contractions		Ultrasound Foetal Transducer - comp w/ Bionet - UC	Bionet "
"6010742	SA-115X-30		SA-115X-30	https://www.medten.com/product/3454	Replacement	Reusable	Infinium	SpO2 Adapter Cables	Accessories	Infinium SpO2 Adapter Cable	Reusable Infinium SpO2 Adapter Cable	Replacement: 3.0m"," use with Nellcor-Oximax sensor"," Reusable	Infinium SpO2 Adapter Cable"," 3.0m"," use with Nellcor-Oximax sensor"," Reusable	1	12				Ultrasound Foetal Transducer - comp w/ Bionet - Uterine Contractions		Ultrasound Foetal Transducer - comp w/ Bionet - UC	Bionet "
"6010743	SA-116-24		SA-116-24	https://www.medten.com/product/3455	Replacement	Reusable	Infinium	SpO2 Adapter Cables	Accessories	Infinium SpO2 Adapter Cable P0395EXT	Reusable Infinium SpO2 Adapter Cable P0395EXT	Replacement: 2.4m"," use with Nellcor-Oxismart sensor"," Reusable	Infinium SpO2 Adapter Cable P0395EXT"," 2.4m"," use with Nellcor-Oxismart sensor"," Reusable	1	12				Ultrasound Foetal Transducer - comp w/ Bionet - Uterine Contractions		Ultrasound Foetal Transducer - comp w/ Bionet - UC	Bionet "
"6010745	SA-118X-30		SA-118X-30	https://www.medten.com/product/3457	Replacement	Reusable	General Meditech	SpO2 Adapter Cables	Accessories	General Meditech SpO2 Adapter Cable	Reusable General Meditech SpO2 Adapter Cable	Replacement: 3.0m"," use with Nellcor-Oximax sensor"," Reusable	General Meditech SpO2 Adapter Cable"," 3.0m"," use with Nellcor-Oximax sensor"," Reusable	1	12				Ultrasound Foetal Transducer - comp w/ Bionet - Uterine Contractions		Ultrasound Foetal Transducer - comp w/ Bionet - UC	Bionet "
"6010747	SA-119X-30		SA-119X-30	https://www.medten.com/product/3459	Replacement	Reusable	General Meditech	SpO2 Adapter Cables	Accessories	General Meditech SpO2 Adapter Cable	Reusable General Meditech SpO2 Adapter Cable	Replacement: 3.0m"," use with Nellcor-Oximax sensor"," Reusable	General Meditech SpO2 Adapter Cable"," 3.0m"," use with Nellcor-Oximax sensor"," Reusable	1	12				Ultrasound Foetal Transducer - comp w/ Bionet - Uterine Contractions		Ultrasound Foetal Transducer - comp w/ Bionet - UC	Bionet "
"6010750	SA-121-24		SA-121-24	https://www.medten.com/product/3460	Replacement	Reusable	Comen	SpO2 Adapter Cables	Accessories	Comen SpO2 Adapter Cable	Reusable Comen SpO2 Adapter Cable	Replacement: 2.4m"," use with Nellcor-Oxismart sensor"," Reusable	Comen SpO2 Adapter Cable"," 2.4m"," use with Nellcor-Oxismart sensor"," Reusable	1	12				Ultrasound Foetal Transducer - comp w/ Bionet - Uterine Contractions		Ultrasound Foetal Transducer - comp w/ Bionet - UC	Bionet "
"6010755	SA-122RB-24LP		SA-122RB-24LP	https://www.medten.com/product/3462	Replacement	Reusable	Comen	SpO2 Adapter Cables	Accessories	Comen SpO2 Adapter Cable	Reusable Comen SpO2 Adapter Cable	Replacement: 2.4m"," use with Masimo-LNOP sensor"," Reusable	Comen SpO2 Adapter Cable"," 2.4m"," use with Masimo-LNOP sensor"," Reusable	1	12				Ultrasound Foetal Transducer - comp w/ Bionet - Uterine Contractions		Ultrasound Foetal Transducer - comp w/ Bionet - UC	Bionet "
"6010754	SA-122RB-24LS		SA-122RB-24LS	https://www.medten.com/product/3463	Replacement	Reusable	Comen	SpO2 Adapter Cables	Accessories	Comen SpO2 Adapter Cable	Reusable Comen SpO2 Adapter Cable	Replacement: 2.4m"," use with Masimo-LNCS sensor"," Reusable	Comen SpO2 Adapter Cable"," 2.4m"," use with Masimo-LNCS sensor"," Reusable	1	12				Ultrasound Foetal Transducer - comp w/ Bionet - Uterine Contractions		Ultrasound Foetal Transducer - comp w/ Bionet - UC	Bionet "
"6010756	SA-122RB-24ML		SA-122RB-24ML	https://www.medten.com/product/3464	Replacement	Reusable	Comen	SpO2 Adapter Cables	Accessories	Comen SpO2 Adapter Cable	Reusable Comen SpO2 Adapter Cable	Replacement: 2.4m"," use with Masimo M LNCS sensor"," Reusable	Comen SpO2 Adapter Cable"," 2.4m"," use with Masimo M LNCS sensor"," Reusable	1	12				Ultrasound Foetal Transducer - comp w/ Bionet - Uterine Contractions		Ultrasound Foetal Transducer - comp w/ Bionet - UC	Bionet "
"6010751	SA-122X-30		SA-122X-30	https://www.medten.com/product/3466	Replacement	Reusable	Comen	SpO2 Adapter Cables	Accessories	Comen SpO2 Adapter Cable	Reusable Comen SpO2 Adapter Cable	Replacement: 3.0m"," use with Nellcor-Oximax sensor"," Reusable	Comen SpO2 Adapter Cable"," 3.0m"," use with Nellcor-Oximax sensor"," Reusable	1	12				Ultrasound Foetal Transducer - comp w/ Bionet - Uterine Contractions		Ultrasound Foetal Transducer - comp w/ Bionet - UC	Bionet "
"6010757	SA-123RB-24		SA-123RB-24	https://www.medten.com/product/3467	Replacement	Reusable	Comen	SpO2 Adapter Cables	Accessories	Comen SpO2 Adapter Cable	Reusable Comen SpO2 Adapter Cable	Replacement: 2.4m"," use with Nellcor-Oxismart sensor"," Reusable	Comen SpO2 Adapter Cable"," 2.4m"," use with Nellcor-Oxismart sensor"," Reusable	1	12				Ultrasound Foetal Transducer - comp w/ Bionet - Uterine Contractions		Ultrasound Foetal Transducer - comp w/ Bionet - UC	Bionet "
"6010759	SA-123RB-24LP		SA-123RB-24LP	https://www.medten.com/product/3468	Replacement	Reusable	Comen	SpO2 Adapter Cables	Accessories	Comen SpO2 Adapter Cable	Reusable Comen SpO2 Adapter Cable	Replacement: 2.4m"," use with Masimo-LNOP sensor"," Reusable	Comen SpO2 Adapter Cable"," 2.4m"," use with Masimo-LNOP sensor"," Reusable	1	12				Ultrasound Foetal Transducer - comp w/ Bionet - Uterine Contractions		Ultrasound Foetal Transducer - comp w/ Bionet - UC	Bionet "
"6010758	SA-123RB-24LS		SA-123RB-24LS	https://www.medten.com/product/3469	Replacement	Reusable	Comen	SpO2 Adapter Cables	Accessories	Comen SpO2 Adapter Cable	Reusable Comen SpO2 Adapter Cable	Replacement: 2.4m"," use with Masimo-LNCS sensor"," Reusable	Comen SpO2 Adapter Cable"," 2.4m"," use with Masimo-LNCS sensor"," Reusable	1	12				Ultrasound Foetal Transducer - comp w/ Bionet - Uterine Contractions		Ultrasound Foetal Transducer - comp w/ Bionet - UC	Bionet "
"6010760	SA-123RB-24ML		SA-123RB-24ML	https://www.medten.com/product/3470	Replacement	Reusable	Comen	SpO2 Adapter Cables	Accessories	Comen SpO2 Adapter Cable	Reusable Comen SpO2 Adapter Cable	Replacement: 2.4m"," use with Masimo M LNCS sensor"," Reusable	Comen SpO2 Adapter Cable"," 2.4m"," use with Masimo M LNCS sensor"," Reusable	1	12				Ultrasound Foetal Transducer - comp w/ Bionet - Uterine Contractions		Ultrasound Foetal Transducer - comp w/ Bionet - UC	Bionet "
"6010764	SA-125RB-24LP		SA-125RB-24LP	https://www.medten.com/product/3472	Replacement	Reusable	Comen	SpO2 Adapter Cables	Accessories	Comen SpO2 Adapter Cable	Reusable Comen SpO2 Adapter Cable	Replacement: 2.4m"," use with Masimo-LNOP sensor"," Reusable	Comen SpO2 Adapter Cable"," 2.4m"," use with Masimo-LNOP sensor"," Reusable	1	12				Ultrasound Foetal Transducer - comp w/ Bionet - Uterine Contractions		Ultrasound Foetal Transducer - comp w/ Bionet - UC	Bionet "
"6010763	SA-125RB-24LS		SA-125RB-24LS	https://www.medten.com/product/3473	Replacement	Reusable	Comen	SpO2 Adapter Cables	Accessories	Comen SpO2 Adapter Cable	Reusable Comen SpO2 Adapter Cable	Replacement: 2.4m"," use with Masimo-LNCS sensor"," Reusable	Comen SpO2 Adapter Cable"," 2.4m"," use with Masimo-LNCS sensor"," Reusable	1	12				Ultrasound Foetal Transducer - comp w/ Bionet - Uterine Contractions		Ultrasound Foetal Transducer - comp w/ Bionet - UC	Bionet "
"6010765	SA-125RB-24ML		SA-125RB-24ML	https://www.medten.com/product/3474	Replacement	Reusable	Comen	SpO2 Adapter Cables	Accessories	Comen SpO2 Adapter Cable	Reusable Comen SpO2 Adapter Cable	Replacement: 2.4m"," use with Masimo M LNCS sensor"," Reusable	Comen SpO2 Adapter Cable"," 2.4m"," use with Masimo M LNCS sensor"," Reusable	1	12				Ultrasound Foetal Transducer - comp w/ Bionet - Uterine Contractions		Ultrasound Foetal Transducer - comp w/ Bionet - UC	Bionet "
"6010766	SA-127-24		SA-127-24	https://www.medten.com/product/3475	Replacement	Reusable	Triton	SpO2 Adapter Cables	Accessories	Triton SpO2 Adapter Cable	Reusable Triton SpO2 Adapter Cable	Replacement: 2.4m"," use with Nellcor-Oxismart sensor"," Reusable	Triton SpO2 Adapter Cable"," 2.4m"," use with Nellcor-Oxismart sensor"," Reusable	1	12				Ultrasound Foetal Transducer - comp w/ Bionet - Uterine Contractions		Ultrasound Foetal Transducer - comp w/ Bionet - UC	Bionet "
"6010767	SA-128-24		SA-128-24	https://www.medten.com/product/3476	Replacement	Reusable	Utas	SpO2 Adapter Cables	Accessories	Utas SpO2 Adapter Cable	Reusable Utas SpO2 Adapter Cable	Replacement: 2.4m"," use with Nellcor-Oxismart sensor"," Reusable	Utas SpO2 Adapter Cable"," 2.4m"," use with Nellcor-Oxismart sensor"," Reusable	1	12				Ultrasound Foetal Transducer - comp w/ Bionet - Uterine Contractions		Ultrasound Foetal Transducer - comp w/ Bionet - UC	Bionet "
"6010768	SA-129-24		SA-129-24	https://www.medten.com/product/3477	Replacement	Reusable	Petas	SpO2 Adapter Cables	Accessories	Petas SpO2 Adapter Cable	Reusable Petas SpO2 Adapter Cable	Replacement: 2.4m"," Reusable	Petas SpO2 Adapter Cable"," 2.4m"," Reusable	1	12				Ultrasound Foetal Transducer - comp w/ Bionet - Uterine Contractions		Ultrasound Foetal Transducer - comp w/ Bionet - UC	Bionet "
"6010773	SA-131-24		SA-131-24	https://www.medten.com/product/3478	Replacement	Reusable	Takaoka	SpO2 Adapter Cables	Accessories	Takaoka SpO2 Adapter Cable	Reusable Takaoka SpO2 Adapter Cable	Replacement: 2.4m"," use with Nellcor-Oxismart sensor"," Reusable	Takaoka SpO2 Adapter Cable"," 2.4m"," use with Nellcor-Oxismart sensor"," Reusable	1	12				Ultrasound Foetal Transducer - comp w/ Bionet - Uterine Contractions		Ultrasound Foetal Transducer - comp w/ Bionet - UC	Bionet "
"6010774	SA-132-24		SA-132-24	https://www.medten.com/product/3479	Replacement	Reusable	M&B	SpO2 Adapter Cables	Accessories	M&B SpO2 Adapter Cable	Reusable M&B SpO2 Adapter Cable	Replacement: 2.4m"," use with Nellcor-Oxismart sensor"," Reusable	M&B SpO2 Adapter Cable"," 2.4m"," use with Nellcor-Oxismart sensor"," Reusable	1	12				Ultrasound Foetal Transducer - comp w/ Bionet - Uterine Contractions		Ultrasound Foetal Transducer - comp w/ Bionet - UC	Bionet "
"6010775	SA-132X-30		SA-132X-30	https://www.medten.com/product/3481	Replacement	Reusable	M&B	SpO2 Adapter Cables	Accessories	M&B SpO2 Adapter Cable	Reusable M&B SpO2 Adapter Cable	Replacement: 3.0m"," use with Nellcor-Oximax sensor"," Reusable	M&B SpO2 Adapter Cable"," 3.0m"," use with Nellcor-Oximax sensor"," Reusable	1	12				Ultrasound Foetal Transducer - comp w/ Bionet - Uterine Contractions		Ultrasound Foetal Transducer - comp w/ Bionet - UC	Bionet "
"6010777	SA-133-24		SA-133-24	https://www.medten.com/product/3482	Replacement	Reusable	Charmcare	SpO2 Adapter Cables	Accessories	Charmcare SpO2 Adapter Cable	Reusable Charmcare SpO2 Adapter Cable	Replacement: 2.4m"," use with Nellcor-Oxismart sensor"," Reusable	Charmcare SpO2 Adapter Cable"," 2.4m"," use with Nellcor-Oxismart sensor"," Reusable	1	12				Ultrasound Foetal Transducer - comp w/ Bionet - Uterine Contractions		Ultrasound Foetal Transducer - comp w/ Bionet - UC	Bionet "
"6010778	SA-134-24		SA-134-24	https://www.medten.com/product/3483	Replacement	Reusable	Innomed	SpO2 Adapter Cables	Accessories	Innomed SpO2 Adapter Cable	Reusable Innomed SpO2 Adapter Cable	Replacement: 2.4m"," use with Nellcor-Oxismart sensor"," Reusable	Innomed SpO2 Adapter Cable"," 2.4m"," use with Nellcor-Oxismart sensor"," Reusable	1	12				Ultrasound Foetal Transducer - comp w/ Bionet - Uterine Contractions		Ultrasound Foetal Transducer - comp w/ Bionet - UC	Bionet "
"6010779	SA-135-24		SA-135-24	https://www.medten.com/product/3484	Replacement	Reusable	Guoteng	SpO2 Adapter Cables	Accessories	Guoteng SpO2 Adapter Cable	Reusable Guoteng SpO2 Adapter Cable	Replacement: 2.4m"," use with Nellcor-Oxismart sensor"," Reusable	Guoteng SpO2 Adapter Cable"," 2.4m"," use with Nellcor-Oxismart sensor"," Reusable	1	12				Ultrasound Foetal Transducer - comp w/ Bionet - Uterine Contractions		Ultrasound Foetal Transducer - comp w/ Bionet - UC	Bionet "
"6010780	SA-136-24		SA-136-24	https://www.medten.com/product/3485	Replacement	Reusable	Guoteng	SpO2 Adapter Cables	Accessories	Guoteng SpO2 Adapter Cable	Reusable Guoteng SpO2 Adapter Cable	Replacement: 2.4m"," use with Nellcor-Oxismart sensor"," Reusable	Guoteng SpO2 Adapter Cable"," 2.4m"," use with Nellcor-Oxismart sensor"," Reusable	1	12				Ultrasound Foetal Transducer - comp w/ Bionet - Uterine Contractions		Ultrasound Foetal Transducer - comp w/ Bionet - UC	Bionet "
"6010783	SA-138RB-24LP		SA-138RB-24LP	https://www.medten.com/product/3487	Replacement	Reusable	ZONDAN	SpO2 Adapter Cables	Accessories	ZONDAN SpO2 Adapter Cable	Reusable ZONDAN SpO2 Adapter Cable	Replacement: 2.4m"," use with Masimo-LNOP sensor"," Reusable	ZONDAN SpO2 Adapter Cable"," 2.4m"," use with Masimo-LNOP sensor"," Reusable	1	12				Ultrasound Foetal Transducer - comp w/ Bionet - Uterine Contractions		Ultrasound Foetal Transducer - comp w/ Bionet - UC	Bionet "
"6010782	SA-138RB-24LS		SA-138RB-24LS	https://www.medten.com/product/3488	Replacement	Reusable	ZONDAN	SpO2 Adapter Cables	Accessories	ZONDAN SpO2 Adapter Cable	Reusable ZONDAN SpO2 Adapter Cable	Replacement: 2.4m"," use with Masimo-LNCS sensor"," Reusable	ZONDAN SpO2 Adapter Cable"," 2.4m"," use with Masimo-LNCS sensor"," Reusable	1	12				Ultrasound Foetal Transducer - comp w/ Bionet - Uterine Contractions		Ultrasound Foetal Transducer - comp w/ Bionet - UC	Bionet "
"6010784	SA-138RB-24ML		SA-138RB-24ML	https://www.medten.com/product/3489	Replacement	Reusable	ZONDAN	SpO2 Adapter Cables	Accessories	ZONDAN SpO2 Adapter Cable	Reusable ZONDAN SpO2 Adapter Cable	Replacement: 2.4m"," use with Masimo M LNCS sensor"," Reusable	ZONDAN SpO2 Adapter Cable"," 2.4m"," use with Masimo M LNCS sensor"," Reusable	1	12				Ultrasound Foetal Transducer - comp w/ Bionet - Uterine Contractions		Ultrasound Foetal Transducer - comp w/ Bionet - UC	Bionet "
"6010785	SA-139-24		SA-139-24	https://www.medten.com/product/3490	Replacement	Reusable	Adecon	SpO2 Adapter Cables	Accessories	Adecon SpO2 Adapter Cable	Reusable Adecon SpO2 Adapter Cable	Replacement: 2.4m"," use with Nellcor-Oxismart sensor"," Reusable	Adecon SpO2 Adapter Cable"," 2.4m"," use with Nellcor-Oxismart sensor"," Reusable	1	12				Ultrasound Foetal Transducer - comp w/ Bionet - Uterine Contractions		Ultrasound Foetal Transducer - comp w/ Bionet - UC	Bionet "
"6013198	BPD-60WD-W1011		BPD-60WD-W1011	https://www.medten.com/product/3491	Replacement	Disposable	DINAMAP	NIBP Cuffs	Accessories	DINAMAP/Critikon/GE NIBP Cuff	Disposable DINAMAP/Critikon/GE NIBP Cuff	Replacement: Adult extra long (23-46cm)"," Double Tube"," Non-woven fiber"," Mated Submin (Box of 10)	DINAMAP/Critikon/GE NIBP Cuff"," Adult extra long (23-46cm)"," Double Tube"," Non-woven fiber"," Mated Submin (Box of 10)	10	0				Ultrasound Foetal Transducer - comp w/ Bionet - Uterine Contractions		Ultrasound Foetal Transducer - comp w/ Bionet - UC	Bionet "
"6013206	BPD-60WD-WD11		BPD-60WD-WD11	https://www.medten.com/product/3492	Replacement	Disposable	DINAMAP	NIBP Cuffs	Accessories	DINAMAP/Critikon/GE NIBP Cuff 2116	Disposable DINAMAP/Critikon/GE NIBP Cuff 2116	Replacement: Adult extra long (23-46cm)"," Double Tube"," Non-woven fiber"," Female Submin (Box of 10)	DINAMAP/Critikon/GE NIBP Cuff 2116"," Adult extra long (23-46cm)"," Double Tube"," Non-woven fiber"," Female Submin (Box of 10)	10	0				Ultrasound Foetal Transducer - comp w/ Bionet - Uterine Contractions		Ultrasound Foetal Transducer - comp w/ Bionet - UC	Bionet "
"6013153	BPD-60WS-W10		BPD-60WS-W10	https://www.medten.com/product/3493	Replacement	Disposable	Nihon Kohden	NIBP Cuffs	Accessories	Nihon Kohden NIBP Cuff	Disposable Nihon Kohden NIBP Cuff	Replacement: Adult extra long (23-46cm)"," Non-woven fiber"," Male Submin (Box of 10)	Nihon Kohden NIBP Cuff"," Adult extra long (23-46cm)"," Non-woven fiber"," Male Submin (Box of 10)	10	0				Ultrasound Foetal Transducer - comp w/ Bionet - Uterine Contractions		Ultrasound Foetal Transducer - comp w/ Bionet - UC	Bionet "
"6013161	BPD-60WS-W11		BPD-60WS-W11	https://www.medten.com/product/3494	Replacement	Disposable	Welch Allyn	NIBP Cuffs	Accessories	Welch Allyn/Stryker NIBP Cuff 39248	Disposable Welch Allyn/Stryker NIBP Cuff 39248	Replacement: Adult extra long (23-46cm)"," Non-woven fiber"," Female Submin (Box of 10)	Welch Allyn/Stryker NIBP Cuff 39248"," Adult extra long (23-46cm)"," Non-woven fiber"," Female Submin (Box of 10)	10	0				Ultrasound Foetal Transducer - comp w/ Bionet - Uterine Contractions		Ultrasound Foetal Transducer - comp w/ Bionet - UC	Bionet "
"6013199	BPD-70WD-W1011		BPD-70WD-W1011	https://www.medten.com/product/3495	Replacement	Disposable	DINAMAP	NIBP Cuffs	Accessories	DINAMAP/Critikon/GE NIBP Cuff 2456	Disposable DINAMAP/Critikon/GE NIBP Cuff 2456	Replacement: Large adult (31-40cm)"," Double Tube"," Non-woven fiber"," Mated Submin (Box of 10)	DINAMAP/Critikon/GE NIBP Cuff 2456"," Large adult (31-40cm)"," Double Tube"," Non-woven fiber"," Mated Submin (Box of 10)	10	0				Ultrasound Foetal Transducer - comp w/ Bionet - Uterine Contractions		Ultrasound Foetal Transducer - comp w/ Bionet - UC	Bionet "
"6013207	BPD-70WD-WD11		BPD-70WD-WD11	https://www.medten.com/product/3496	Replacement	Disposable	DINAMAP	NIBP Cuffs	Accessories	DINAMAP/Critikon/GE NIBP Cuff 2405	Disposable DINAMAP/Critikon/GE NIBP Cuff 2405	Replacement: Large adult (31-40cm)"," Double Tube"," Non-woven fiber"," Female Submin (Box of 10)	DINAMAP/Critikon/GE NIBP Cuff 2405"," Large adult (31-40cm)"," Double Tube"," Non-woven fiber"," Female Submin (Box of 10)	10	0				Ultrasound Foetal Transducer - comp w/ Bionet - Uterine Contractions		Ultrasound Foetal Transducer - comp w/ Bionet - UC	Bionet "
"6013165	BPD-70WS-W03P		BPD-70WS-W03P	https://www.medten.com/product/3497	Replacement	Disposable		NIBP Cuffs	Accessories	NIBP Cuff	Disposable NIBP Cuff	Replacement: Large adult (31-40cm)"," Non-woven fiber"," Male Luer Lock (Box of 10)	NIBP Cuff"," Large adult (31-40cm)"," Non-woven fiber"," Male Luer Lock (Box of 10)	10	0				Ultrasound Foetal Transducer - comp w/ Bionet - Uterine Contractions		Ultrasound Foetal Transducer - comp w/ Bionet - UC	Bionet "
"6013154	BPD-70WS-W10		BPD-70WS-W10	https://www.medten.com/product/3498	Replacement	Disposable	Nihon Kohden	NIBP Cuffs	Accessories	Nihon Kohden NIBP Cuff YP-844T	Disposable Nihon Kohden NIBP Cuff YP-844T	Replacement: Large adult (31-40cm)"," Non-woven fiber"," Male Submin (Box of 10)	Nihon Kohden NIBP Cuff YP-844T"," Large adult (31-40cm)"," Non-woven fiber"," Male Submin (Box of 10)	10	0				Ultrasound Foetal Transducer - comp w/ Bionet - Uterine Contractions		Ultrasound Foetal Transducer - comp w/ Bionet - UC	Bionet "
"6013162	BPD-70WS-W11		BPD-70WS-W11	https://www.medten.com/product/3499	Replacement	Disposable	Welch Allyn	NIBP Cuffs	Accessories	Welch Allyn/Stryker NIBP Cuff 39039	Disposable Welch Allyn/Stryker NIBP Cuff 39039	Replacement: Large adult (31-40cm)"," Non-woven fiber"," Female Submin (Box of 10)	Welch Allyn/Stryker NIBP Cuff 39039"," Large adult (31-40cm)"," Non-woven fiber"," Female Submin (Box of 10)	10	0				Ultrasound Foetal Transducer - comp w/ Bionet - Uterine Contractions		Ultrasound Foetal Transducer - comp w/ Bionet - UC	Bionet "
"6013200	BPD-80WD-W1011		BPD-80WD-W1011	https://www.medten.com/product/3500	Replacement	Disposable	DINAMAP	NIBP Cuffs	Accessories	DINAMAP/Critikon/GE NIBP Cuff	Disposable DINAMAP/Critikon/GE NIBP Cuff	Replacement: Large adult extra long (31-53cm)"," Double Tube"," Non-woven fiber"," Mated Submin (Box of 10)	DINAMAP/Critikon/GE NIBP Cuff"," Large adult extra long (31-53cm)"," Double Tube"," Non-woven fiber"," Mated Submin (Box of 10)	10	0				Ultrasound Foetal Transducer - comp w/ Bionet - Uterine Contractions		Ultrasound Foetal Transducer - comp w/ Bionet - UC	Bionet "
"6012517	SS-148D-AE30		SS-148D-AE30	https://www.medten.com/product/3501	Replacement	Reusable	TianRong	SpO2 Sensors	Accessories	TianRong SpO2 Sensor	Reusable TianRong SpO2 Sensor	Replacement: Adult"," Ear clip"," 3.0m"," Digital "," Reusable	TianRong SpO2 Sensor"," Adult"," Ear clip"," 3.0m"," Digital "," Reusable	1	12				Ultrasound Foetal Transducer - comp w/ Bionet - Uterine Contractions		Ultrasound Foetal Transducer - comp w/ Bionet - UC	Bionet "
"	SS-001-VT10		SS-001-VT10	https://www.medten.com/product/3503	Replacement	Reusable		Vital Signs Monitoring	Accessories	Nellcor Vet SpO2	Reusable Nellcor Vet SpO2	Replacement"," (please add OEM description here)	Nellcor Vet SpO2Replacement"," (please add OEM description here)	1	12				Ultrasound Foetal Transducer - comp w/ Bionet - Uterine Contractions		Ultrasound Foetal Transducer - comp w/ Bionet - UC	Bionet "
"6011200	SS-148D-AF30		SS-148D-AF30	https://www.medten.com/product/3504	Replacement	Reusable	TianRong	SpO2 Sensors	Accessories	TianRong SpO2 Sensor	Reusable TianRong SpO2 Sensor	Replacement: Adult"," Finger clip"," 3.0m"," Digital "," Reusable	TianRong SpO2 Sensor"," Adult"," Finger clip"," 3.0m"," Digital "," Reusable	1	12				Ultrasound Foetal Transducer - comp w/ Bionet - Uterine Contractions		Ultrasound Foetal Transducer - comp w/ Bionet - UC	Bionet "
"6010786	SA-140-24		SA-140-24	https://www.medten.com/product/3505	Replacement	Reusable	Luckcome	SpO2 Adapter Cables	Accessories	Luckcome SpO2 Adapter Cable	Reusable Luckcome SpO2 Adapter Cable	Replacement: 2.4m"," use with Nellcor-Oxismart sensor"," Reusable	Luckcome SpO2 Adapter Cable"," 2.4m"," use with Nellcor-Oxismart sensor"," Reusable	1	12				Ultrasound Foetal Transducer - comp w/ Bionet - Uterine Contractions		Ultrasound Foetal Transducer - comp w/ Bionet - UC	Bionet "
"6010787	SA-141-24		SA-141-24	https://www.medten.com/product/3506	Replacement	Reusable	Contec	SpO2 Adapter Cables	Accessories	Contec SpO2 Adapter Cable	Reusable Contec SpO2 Adapter Cable	Replacement: 2.4m"," use with Nellcor-Oxismart sensor"," Reusable	Contec SpO2 Adapter Cable"," 2.4m"," use with Nellcor-Oxismart sensor"," Reusable	1	12				Ultrasound Foetal Transducer - comp w/ Bionet - Uterine Contractions		Ultrasound Foetal Transducer - comp w/ Bionet - UC	Bionet "
"6010788	SA-142-24		SA-142-24	https://www.medten.com/product/3507	Replacement	Reusable	3F	SpO2 Adapter Cables	Accessories	3F SpO2 Adapter Cable	Reusable 3F SpO2 Adapter Cable	Replacement: 2.4m"," use with Nellcor-Oxismart sensor"," Reusable	3F SpO2 Adapter Cable"," 2.4m"," use with Nellcor-Oxismart sensor"," Reusable	1	12				Ultrasound Foetal Transducer - comp w/ Bionet - Uterine Contractions		Ultrasound Foetal Transducer - comp w/ Bionet - UC	Bionet "
"6013208	BPD-80WD-WD11		BPD-80WD-WD11	https://www.medten.com/product/3508	Replacement	Disposable	DINAMAP	NIBP Cuffs	Accessories	DINAMAP/Critikon/GE NIBP Cuff 2117	Disposable DINAMAP/Critikon/GE NIBP Cuff 2117	Replacement: Large adult extra long (31-53cm)"," Double Tube"," Non-woven fiber"," Female Submin (Box of 10)	DINAMAP/Critikon/GE NIBP Cuff 2117"," Large adult extra long (31-53cm)"," Double Tube"," Non-woven fiber"," Female Submin (Box of 10)	10	0				Ultrasound Foetal Transducer - comp w/ Bionet - Uterine Contractions		Ultrasound Foetal Transducer - comp w/ Bionet - UC	Bionet "
"6013155	BPD-80WS-W10		BPD-80WS-W10	https://www.medten.com/product/3509	Replacement	Disposable	Nihon Kohden	NIBP Cuffs	Accessories	Nihon Kohden NIBP Cuff	Disposable Nihon Kohden NIBP Cuff	Replacement: Large adult extra long (31-53cm)"," Non-woven fiber"," Male Submin (Box of 10)	Nihon Kohden NIBP Cuff"," Large adult extra long (31-53cm)"," Non-woven fiber"," Male Submin (Box of 10)	10	0				Ultrasound Foetal Transducer - comp w/ Bionet - Uterine Contractions		Ultrasound Foetal Transducer - comp w/ Bionet - UC	Bionet "
"6013163	BPD-80WS-W11		BPD-80WS-W11	https://www.medten.com/product/3510	Replacement	Disposable	Welch Allyn	NIBP Cuffs	Accessories	Welch Allyn/Stryker NIBP Cuff 39237	Disposable Welch Allyn/Stryker NIBP Cuff 39237	Replacement: Large adult extra long (31-53cm)"," Non-woven fiber"," Female Submin (Box of 10)	Welch Allyn/Stryker NIBP Cuff 39237"," Large adult extra long (31-53cm)"," Non-woven fiber"," Female Submin (Box of 10)	10	0				Ultrasound Foetal Transducer - comp w/ Bionet - Uterine Contractions		Ultrasound Foetal Transducer - comp w/ Bionet - UC	Bionet "
"6013201	BPD-90WD-W1011		BPD-90WD-W1011	https://www.medten.com/product/3511	Replacement	Disposable	DINAMAP	NIBP Cuffs	Accessories	DINAMAP/Critikon/GE NIBP Cuff 2457	Disposable DINAMAP/Critikon/GE NIBP Cuff 2457	Replacement: Thigh (38-50cm)"," Double Tube"," Non-woven fiber"," Mated Submin (Box of 10)	DINAMAP/Critikon/GE NIBP Cuff 2457"," Thigh (38-50cm)"," Double Tube"," Non-woven fiber"," Mated Submin (Box of 10)	10	0				Ultrasound Foetal Transducer - comp w/ Bionet - Uterine Contractions		Ultrasound Foetal Transducer - comp w/ Bionet - UC	Bionet "
"6013209	BPD-90WD-WD11		BPD-90WD-WD11	https://www.medten.com/product/3512	Replacement	Disposable	DINAMAP	NIBP Cuffs	Accessories	DINAMAP/Critikon/GE NIBP Cuff 2406	Disposable DINAMAP/Critikon/GE NIBP Cuff 2406	Replacement: Thigh (38-50cm)"," Double Tube"," Non-woven fiber"," Female Submin (Box of 10)	DINAMAP/Critikon/GE NIBP Cuff 2406"," Thigh (38-50cm)"," Double Tube"," Non-woven fiber"," Female Submin (Box of 10)	10	0				Ultrasound Foetal Transducer - comp w/ Bionet - Uterine Contractions		Ultrasound Foetal Transducer - comp w/ Bionet - UC	Bionet "
"6013156	BPD-90WS-W10		BPD-90WS-W10	https://www.medten.com/product/3513	Replacement	Disposable	Nihon Kohden	NIBP Cuffs	Accessories	Nihon Kohden NIBP Cuff YP-845T	Disposable Nihon Kohden NIBP Cuff YP-845T	Replacement: Thigh (38-50cm)"," Non-woven fiber"," Male Submin (Box of 10)	Nihon Kohden NIBP Cuff YP-845T"," Thigh (38-50cm)"," Non-woven fiber"," Male Submin (Box of 10)	10	0				Ultrasound Foetal Transducer - comp w/ Bionet - Uterine Contractions		Ultrasound Foetal Transducer - comp w/ Bionet - UC	Bionet "
"6013164	BPD-90WS-W11		BPD-90WS-W11	https://www.medten.com/product/3514	Replacement	Disposable	Welch Allyn	NIBP Cuffs	Accessories	Welch Allyn/Stryker NIBP Cuff 39236	Disposable Welch Allyn/Stryker NIBP Cuff 39236	Replacement: Thigh (38-50cm)"," Non-woven fiber"," Female Submin (Box of 10)	Welch Allyn/Stryker NIBP Cuff 39236"," Thigh (38-50cm)"," Non-woven fiber"," Female Submin (Box of 10)	10	0				Ultrasound Foetal Transducer - comp w/ Bionet - Uterine Contractions		Ultrasound Foetal Transducer - comp w/ Bionet - UC	Bionet "
"6014104	BPH-AD15-15A-S11		BPH-AD15-15A-S11	https://www.medten.com/product/3515	Replacement	Reusable	Nihon Kohden	NIBP Air Hoses	Accessories	Nihon Kohden NIBP Air Hose YN-900P	Reusable Nihon Kohden NIBP Air Hose YN-900P	Replacement: Adult/Pediatric"," Double Tube"," 1.5m	Nihon Kohden NIBP Air Hose YN-900P"," Adult/Pediatric"," Double Tube"," 1.5m	1	6				Ultrasound Foetal Transducer - comp w/ Bionet - Uterine Contractions		Ultrasound Foetal Transducer - comp w/ Bionet - UC	Bionet "
"6014080	BPH-AD25-09M-09M		BPH-AD25-09M-09M	https://www.medten.com/product/3516	Replacement	Reusable	DINAMAP	NIBP Air Hoses	Accessories	DINAMAP NIBP Air Hose 8841	Reusable DINAMAP NIBP Air Hose 8841	Replacement: Adult/Pediatric"," Double Tube"," 2.5m"," Reusable	DINAMAP NIBP Air Hose 8841"," Adult/Pediatric"," Double Tube"," 2.5m"," Reusable	1	6				Ultrasound Foetal Transducer - comp w/ Bionet - Uterine Contractions		Ultrasound Foetal Transducer - comp w/ Bionet - UC	Bionet "
"6014082	BPH-AD25-13-10		BPH-AD25-13-10	https://www.medten.com/product/3517	Replacement	Reusable	Ohmeda	NIBP Air Hoses	Accessories	NIBP Air Hose	Reusable NIBP Air Hose	Replacement: Adult/Pediatric"," Double Tube"," 2.5m	NIBP Air Hose"," Adult/Pediatric"," Double Tube"," 2.5m	1	6				Ultrasound Foetal Transducer - comp w/ Bionet - Uterine Contractions		Ultrasound Foetal Transducer - comp w/ Bionet - UC	Bionet "
"6014084	BPH-AD25-14A-09M		BPH-AD25-14A-09M	https://www.medten.com/product/3519	Replacement	Reusable	Marquette	NIBP Air Hoses	Accessories	Marquette/GE NIBP Air Hose 9461-217	Reusable Marquette/GE NIBP Air Hose 9461-217	Replacement: Adult/Pediatric"," Double Tube"," 2.5m"," Dual Female Screw	Marquette/GE NIBP Air Hose 9461-217"," Adult/Pediatric"," Double Tube"," 2.5m"," Dual Female Screw	1	6				Ultrasound Foetal Transducer - comp w/ Bionet - Uterine Contractions		Ultrasound Foetal Transducer - comp w/ Bionet - UC	Bionet "
"6014085	BPH-AD25-14A-10		BPH-AD25-14A-10	https://www.medten.com/product/3520	Replacement	Reusable	Ohmeda	NIBP Air Hoses	Accessories	NIBP Air Hose	Reusable NIBP Air Hose	Replacement: Adult/Pediatric"," Double Tube"," 2.5m	NIBP Air Hose"," Adult/Pediatric"," Double Tube"," 2.5m	1	6				Ultrasound Foetal Transducer - comp w/ Bionet - Uterine Contractions		Ultrasound Foetal Transducer - comp w/ Bionet - UC	Bionet "
"6014086	BPH-AD25-14A-1011		BPH-AD25-14A-1011	https://www.medten.com/product/3521	Replacement	Reusable	GE Healthcare	NIBP Air Hoses	Accessories	GE Healthcare NIBP Air Hose	Reusable GE Healthcare NIBP Air Hose	Replacement: Adult/Pediatric"," Double Tube"," 2.5m	GE Healthcare NIBP Air Hose"," Adult/Pediatric"," Double Tube"," 2.5m	1	6				Ultrasound Foetal Transducer - comp w/ Bionet - Uterine Contractions		Ultrasound Foetal Transducer - comp w/ Bionet - UC	Bionet "
"6014111	BPH-AD25-14A-26		BPH-AD25-14A-26	https://www.medten.com/product/3522	Replacement	Reusable	Ohmeda	NIBP Air Hoses	Accessories	GE Healthcare NIBP Air Hose used with Welch Allyn cuffs	Reusable GE Healthcare NIBP Air Hose used with Welch Allyn cuffs	Replacement: Adult/Pediatric"," Double Tube"," 2.5m"," Welch Allyn Flexiport	GE Healthcare NIBP Air Hose used with Welch Allyn cuffs"," Adult/Pediatric"," Double Tube"," 2.5m"," Welch Allyn Flexiport	1	6				Ultrasound Foetal Transducer - comp w/ Bionet - Uterine Contractions		Ultrasound Foetal Transducer - comp w/ Bionet - UC	Bionet "
"6014089	BPH-AD25-15A-S11		BPH-AD25-15A-S11	https://www.medten.com/product/3523	Replacement	Reusable	Nihon Kohden	NIBP Air Hoses	Accessories	Nihon Kohden NIBP Air Hose YN-901P(2.5m)	Reusable Nihon Kohden NIBP Air Hose YN-901P(2.5m)	Replacement: Adult/Pediatric"," Double Tube"," 2.5m	Nihon Kohden NIBP Air Hose YN-901P(2.5m)"," Adult/Pediatric"," Double Tube"," 2.5m	1	6				Ultrasound Foetal Transducer - comp w/ Bionet - Uterine Contractions		Ultrasound Foetal Transducer - comp w/ Bionet - UC	Bionet "
"6014087	BPH-AD25-16-09M		BPH-AD25-16-09M	https://www.medten.com/product/3524	Replacement	Reusable	GE Healthcare	NIBP Air Hoses	Accessories	GE Healthcare NIBP Air Hose 107365	Reusable GE Healthcare NIBP Air Hose 107365	Replacement: Adult/Pediatric"," Single Tube"," 2.5m	GE Healthcare NIBP Air Hose 107365"," Adult/Pediatric"," Single Tube"," 2.5m	1	6				Ultrasound Foetal Transducer - comp w/ Bionet - Uterine Contractions		Ultrasound Foetal Transducer - comp w/ Bionet - UC	Bionet "
"6010790	SA-144-24		SA-144-24	https://www.medten.com/product/3525	Replacement	Reusable	Newtech	SpO2 Adapter Cables	Accessories	Newtech SpO2 Adapter Cable	Reusable Newtech SpO2 Adapter Cable	Replacement: 2.4m"," use with Nellcor-Oxismart sensor"," Reusable	Newtech SpO2 Adapter Cable"," 2.4m"," use with Nellcor-Oxismart sensor"," Reusable	1	12				Ultrasound Foetal Transducer - comp w/ Bionet - Uterine Contractions		Ultrasound Foetal Transducer - comp w/ Bionet - UC	Bionet "
"6014088	BPH-AD25-16-10		BPH-AD25-16-10	https://www.medten.com/product/3526	Replacement	Reusable	GE Healthcare	NIBP Air Hoses	Accessories	DINAMAP NIBP Air Hose 107363 (2.5m)	Reusable DINAMAP NIBP Air Hose 107363 (2.5m)	Replacement: Adult/Pediatric"," Double Tube"," 2.5m	DINAMAP NIBP Air Hose 107363 (2.5m)"," Adult/Pediatric"," Double Tube"," 2.5m	1	6				Ultrasound Foetal Transducer - comp w/ Bionet - Uterine Contractions		Ultrasound Foetal Transducer - comp w/ Bionet - UC	Bionet "
"6014092	BPH-AD25-24-10		BPH-AD25-24-10	https://www.medten.com/product/3529	Replacement	Reusable	Welch Allyn	NIBP Air Hoses	Accessories	Welch Allyn/Stryker NIBP Air Hose 4500-32	Reusable Welch Allyn/Stryker NIBP Air Hose 4500-32	Replacement: Adult/Pediatric"," Double Tube"," 2.5m	Welch Allyn/Stryker NIBP Air Hose 4500-32"," Adult/Pediatric"," Double Tube"," 2.5m	1	6				Ultrasound Foetal Transducer - comp w/ Bionet - Uterine Contractions		Ultrasound Foetal Transducer - comp w/ Bionet - UC	Bionet "
"6014093	BPH-AD25-24-11		BPH-AD25-24-11	https://www.medten.com/product/3530	Replacement	Reusable	Welch Allyn	NIBP Air Hoses	Accessories	Welch Allyn/Stryker NIBP Air Hose	Reusable Welch Allyn/Stryker NIBP Air Hose	Replacement: Adult/Pediatric"," Double Tube"," 2.5m	Welch Allyn/Stryker NIBP Air Hose"," Adult/Pediatric"," Double Tube"," 2.5m	1	6				Ultrasound Foetal Transducer - comp w/ Bionet - Uterine Contractions		Ultrasound Foetal Transducer - comp w/ Bionet - UC	Bionet "
"6014094	BPH-AD25-24-26		BPH-AD25-24-26	https://www.medten.com/product/3531	Replacement	Reusable		NIBP Air Hoses	Accessories	NIBP Air Hose	Reusable NIBP Air Hose	Replacement: Adult/Pediatric"," Double Tube"," 2.5m	NIBP Air Hose"," Adult/Pediatric"," Double Tube"," 2.5m	1	6				Ultrasound Foetal Transducer - comp w/ Bionet - Uterine Contractions		Ultrasound Foetal Transducer - comp w/ Bionet - UC	Bionet "
"6014095	BPH-AD36-09M-09M		BPH-AD36-09M-09M	https://www.medten.com/product/3532	Replacement	Reusable	DINAMAP	NIBP Air Hoses	Accessories	DINAMAP NIBP Air Hose	Reusable DINAMAP NIBP Air Hose	Replacement: Adult/Pediatric"," Double Tube"," 3.6m"," Reusable	DINAMAP NIBP Air Hose"," Adult/Pediatric"," Double Tube"," 3.6m"," Reusable	1	6				Ultrasound Foetal Transducer - comp w/ Bionet - Uterine Contractions		Ultrasound Foetal Transducer - comp w/ Bionet - UC	Bionet "
"6014098	BPH-AD36-13-1011		BPH-AD36-13-1011	https://www.medten.com/product/3533	Replacement	Reusable	Datex Ohmeda	NIBP Air Hoses	Accessories	Datex Ohmeda/GE NIBP Air Hose 895732	Reusable Datex Ohmeda/GE NIBP Air Hose 895732	Replacement: Adult/Pediatric"," Double Tube"," 3.0m	Datex Ohmeda/GE NIBP Air Hose 895732"," Adult/Pediatric"," Double Tube"," 3.0m	1	6				Ultrasound Foetal Transducer - comp w/ Bionet - Uterine Contractions		Ultrasound Foetal Transducer - comp w/ Bionet - UC	Bionet "
"6014121	BPH-AD73-16-09M		BPH-AD73-16-09M	https://www.medten.com/product/3535	Replacement	Reusable	DINAMAP	NIBP Air Hoses	Accessories	DINAMAP/Critikon/GE NIBP Air Hose 107366	Reusable DINAMAP/Critikon/GE NIBP Air Hose 107366	Replacement: Adult/Pediatric"," Double Tube	DINAMAP/Critikon/GE NIBP Air Hose 107366"," Adult/Pediatric"," Double Tube	1	6				Ultrasound Foetal Transducer - comp w/ Bionet - Uterine Contractions		Ultrasound Foetal Transducer - comp w/ Bionet - UC	Bionet "
"6014002	BPH-AS25-01M-02M		BPH-AS25-01M-02M	https://www.medten.com/product/3538	Replacement	Reusable	Medtronic	NIBP Air Hoses	Accessories	NIBP Air Hose	Reusable NIBP Air Hose	Replacement: Adult/Pediatric"," Single Tube"," 2.5m"," Male Bayonet	NIBP Air Hose"," Adult/Pediatric"," Single Tube"," 2.5m"," Male Bayonet	1	6				Ultrasound Foetal Transducer - comp w/ Bionet - Uterine Contractions		Ultrasound Foetal Transducer - comp w/ Bionet - UC	Bionet "
"6014003	BPH-AS25-02M-10		BPH-AS25-02M-10	https://www.medten.com/product/3539	Replacement	Reusable	Zoll	NIBP Air Hoses	Accessories	NIBP Air Hose	Reusable NIBP Air Hose	Replacement: Adult/Pediatric"," Single Tube"," 2.5m	NIBP Air Hose"," Adult/Pediatric"," Single Tube"," 2.5m	1	6				Ultrasound Foetal Transducer - comp w/ Bionet - Uterine Contractions		Ultrasound Foetal Transducer - comp w/ Bionet - UC	Bionet "
"6014006	BPH-AS25-03M-02M		BPH-AS25-03M-02M	https://www.medten.com/product/3540	Replacement	Reusable		NIBP Air Hoses	Accessories	Criticare NIBP Air Hose	Reusable Criticare NIBP Air Hose	Replacement: Adult/Pediatric"," Single Tube"," 2.5m"," Reusable	Criticare NIBP Air Hose"," Adult/Pediatric"," Single Tube"," 2.5m"," Reusable	1	6				Ultrasound Foetal Transducer - comp w/ Bionet - Uterine Contractions		Ultrasound Foetal Transducer - comp w/ Bionet - UC	Bionet "
"6014004	BPH-AS25-03M-04M		BPH-AS25-03M-04M	https://www.medten.com/product/3541	Replacement	Reusable		NIBP Air Hoses	Accessories	Criticare NIBP Air Hose	Reusable Criticare NIBP Air Hose	Replacement: Adult/Pediatric"," Single Tube"," 2.5m"," Reusable	Criticare NIBP Air Hose"," Adult/Pediatric"," Single Tube"," 2.5m"," Reusable	1	6				Ultrasound Foetal Transducer - comp w/ Bionet - Uterine Contractions		Ultrasound Foetal Transducer - comp w/ Bionet - UC	Bionet "
"6014005	BPH-AS25-03M-09M		BPH-AS25-03M-09M	https://www.medten.com/product/3542	Replacement	Reusable		NIBP Air Hoses	Accessories	BCI NIBP Air Hose	Reusable BCI NIBP Air Hose	Replacement: Adult/Pediatric"," Single Tube"," 2.5m"," Reusable	BCI NIBP Air Hose"," Adult/Pediatric"," Single Tube"," 2.5m"," Reusable	1	6				Ultrasound Foetal Transducer - comp w/ Bionet - Uterine Contractions		Ultrasound Foetal Transducer - comp w/ Bionet - UC	Bionet "
"6014021	BPH-AS25-07-25		BPH-AS25-07-25	https://www.medten.com/product/3543	Replacement	Reusable	Mindray	NIBP Air Hoses	Accessories	Mindray NIBP Air Hose	Reusable Mindray NIBP Air Hose	Replacement: Adult/Pediatric"," Single Tube"," 2.5m"," Welch Allyn Flexiport	Mindray NIBP Air Hose"," Adult/Pediatric"," Single Tube"," 2.5m"," Welch Allyn Flexiport	1	6				Ultrasound Foetal Transducer - comp w/ Bionet - Uterine Contractions		Ultrasound Foetal Transducer - comp w/ Bionet - UC	Bionet "
"6014008	BPH-AS25-09M-09M		BPH-AS25-09M-09M	https://www.medten.com/product/3545	Replacement	Reusable	Welch Allyn	NIBP Air Hoses	Accessories	NIBP Air Hose	Reusable NIBP Air Hose	Replacement: Adult/Pediatric"," Single Tube"," 2.5m	NIBP Air Hose"," Adult/Pediatric"," Single Tube"," 2.5m	1	6				Ultrasound Foetal Transducer - comp w/ Bionet - Uterine Contractions		Ultrasound Foetal Transducer - comp w/ Bionet - UC	Bionet "
"6014009	BPH-AS25-09M-10		BPH-AS25-09M-10	https://www.medten.com/product/3546	Replacement	Reusable		NIBP Air Hoses	Accessories	NIBP Air Hose	Reusable NIBP Air Hose	Replacement: Adult/Pediatric"," Single Tube"," 2.5m"," Male submin	NIBP Air Hose"," Adult/Pediatric"," Single Tube"," 2.5m"," Male submin	1	6				Ultrasound Foetal Transducer - comp w/ Bionet - Uterine Contractions		Ultrasound Foetal Transducer - comp w/ Bionet - UC	Bionet "
"6014010	BPH-AS25-09M-11		BPH-AS25-09M-11	https://www.medten.com/product/3547	Replacement	Reusable	Welch Allyn	NIBP Air Hoses	Accessories	NIBP Air Hose	Reusable NIBP Air Hose	Replacement: Adult/Pediatric"," Single Tube"," 2.5m	NIBP Air Hose"," Adult/Pediatric"," Single Tube"," 2.5m	1	6				Ultrasound Foetal Transducer - comp w/ Bionet - Uterine Contractions		Ultrasound Foetal Transducer - comp w/ Bionet - UC	Bionet "
"6014011	BPH-AS25-09M-25		BPH-AS25-09M-25	https://www.medten.com/product/3548	Replacement	Reusable	Welch Allyn	NIBP Air Hoses	Accessories	NIBP Air Hose	Reusable NIBP Air Hose	Replacement: Adult/Pediatric"," Single Tube"," 2.5m	NIBP Air Hose"," Adult/Pediatric"," Single Tube"," 2.5m	1	6				Ultrasound Foetal Transducer - comp w/ Bionet - Uterine Contractions		Ultrasound Foetal Transducer - comp w/ Bionet - UC	Bionet "
"6014018	BPH-AS25-09M-N		BPH-AS25-09M-N	https://www.medten.com/product/3549	Replacement	Reusable	Welch Allyn	NIBP Air Hoses	Accessories	Welch Allyn/Stryker NIBP Air Hose 5200-19	Reusable Welch Allyn/Stryker NIBP Air Hose 5200-19	'Replacement: Adult/Pediatric"," Single Tube"," 2.5m"," Reusable	Ultrasound Foetal Transducer - comp w/ Bionet - Uterine Contractions		Ultrasound Foetal Transducer - comp w/ Bionet - UC	Bionet "
"	'Welch Allyn/Stryker NIBP Air Hose 5200-19"," Adult/Pediatric"," Single Tube"," 2.5m"," Reusable	For 42NTB'	'Welch Allyn/Stryker NIBP Air Hose 5200-19"," Adult/Pediatric"," Single Tube"," 2.5m"," Reusable	Ultrasound Foetal Transducer - comp w/ Bionet - Uterine Contractions		Ultrasound Foetal Transducer - comp w/ Bionet - UC	Bionet "
"	1	For 42NTB'	1	6				Ultrasound Foetal Transducer - comp w/ Bionet - Uterine Contractions		Ultrasound Foetal Transducer - comp w/ Bionet - UC	Bionet "
"6014012	BPH-AS25-10-11		BPH-AS25-10-11	https://www.medten.com/product/3550	Replacement	Reusable	Nihon Kohden	NIBP Air Hoses	Accessories	Nihon Kohden NIBP Air Hose YN-990P	Reusable Nihon Kohden NIBP Air Hose YN-990P	Replacement: Adult/Pediatric"," Single Tube"," 2.5m	Nihon Kohden NIBP Air Hose YN-990P"," Adult/Pediatric"," Single Tube"," 2.5m	1	6				Ultrasound Foetal Transducer - comp w/ Bionet - Uterine Contractions		Ultrasound Foetal Transducer - comp w/ Bionet - UC	Bionet "
"6014015	BPH-AS25-19-20		BPH-AS25-19-20	https://www.medten.com/product/3551	Replacement	Reusable	Colin	NIBP Air Hoses	Accessories	Colin/Omron NIBP Air Hose HEM CR23	Reusable Colin/Omron NIBP Air Hose HEM CR23	Replacement: Adult/Pediatric"," Single Tube"," 2.5m	Colin/Omron NIBP Air Hose HEM CR23"," Adult/Pediatric"," Single Tube"," 2.5m	1	6				Ultrasound Foetal Transducer - comp w/ Bionet - Uterine Contractions		Ultrasound Foetal Transducer - comp w/ Bionet - UC	Bionet "
"6014016	BPH-AS25-21-2TM		BPH-AS25-21-2TM	https://www.medten.com/product/3552	Replacement	Reusable	Infinium	NIBP Air Hoses	Accessories	Infinium NIBP Air Hose 20020 Cuff Hose	Reusable Infinium NIBP Air Hose 20020 Cuff Hose	Replacement: Adult/Pediatric"," Single Tube"," 2.5m	Infinium NIBP Air Hose 20020 Cuff Hose"," Adult/Pediatric"," Single Tube"," 2.5m	1	6				Ultrasound Foetal Transducer - comp w/ Bionet - Uterine Contractions		Ultrasound Foetal Transducer - comp w/ Bionet - UC	Bionet "
"6014020	BPH-AS25-39-02M		BPH-AS25-39-02M	https://www.medten.com/product/3553	Replacement	Reusable	Welch Allyn	NIBP Air Hoses	Accessories	NIBP Air Hose	Reusable NIBP Air Hose	Replacement: Adult/Pediatric"," Single Tube"," 2.5m	NIBP Air Hose"," Adult/Pediatric"," Single Tube"," 2.5m	1	6				Ultrasound Foetal Transducer - comp w/ Bionet - Uterine Contractions		Ultrasound Foetal Transducer - comp w/ Bionet - UC	Bionet "
"6014019	BPH-AS25-39-10		BPH-AS25-39-10	https://www.medten.com/product/3554	Replacement	Reusable	Welch Allyn	NIBP Air Hoses	Accessories	NIBP Air Hose	Reusable NIBP Air Hose	Replacement: Adult/Pediatric"," Single Tube"," 2.5m	NIBP Air Hose"," Adult/Pediatric"," Single Tube"," 2.5m	1	6				Ultrasound Foetal Transducer - comp w/ Bionet - Uterine Contractions		Ultrasound Foetal Transducer - comp w/ Bionet - UC	Bionet "
"6014036	BPH-AS30-09M-10		BPH-AS30-09M-10	https://www.medten.com/product/3555	Replacement	Reusable	Welch Allyn	NIBP Air Hoses	Accessories	Welch Allyn/Stryker NIBP Air Hose 008-0238-00	Reusable Welch Allyn/Stryker NIBP Air Hose 008-0238-00	Replacement: Adult/Pediatric"," Single Tube"," 3.0m	Welch Allyn/Stryker NIBP Air Hose 008-0238-00"," Adult/Pediatric"," Single Tube"," 3.0m	1	6				Ultrasound Foetal Transducer - comp w/ Bionet - Uterine Contractions		Ultrasound Foetal Transducer - comp w/ Bionet - UC	Bionet "
"6014133	BPH-ND25-09M-17		BPH-ND25-09M-17	https://www.medten.com/product/3558	Replacement	Reusable	DINAMAP	NIBP Air Hoses	Accessories	DINAMAP NIBP Air Hose 008840 (2.5m)	Reusable DINAMAP NIBP Air Hose 008840 (2.5m)	Replacement: Neonate "," Double Tube"," 2.5m"," Reusable	DINAMAP NIBP Air Hose 008840 (2.5m)"," Neonate "," Double Tube"," 2.5m"," Reusable	1	6				Ultrasound Foetal Transducer - comp w/ Bionet - Uterine Contractions		Ultrasound Foetal Transducer - comp w/ Bionet - UC	Bionet "
"6014144	BPH-ND25-14N-33		BPH-ND25-14N-33	https://www.medten.com/product/3559	Replacement	Reusable	GE Healthcare	NIBP Air Hoses	Accessories	GE Healthcare NIBP Air Hose 2058204-002	Reusable GE Healthcare NIBP Air Hose 2058204-002	Replacement: Neonate "," Double Tube"," 2.5m	GE Healthcare NIBP Air Hose 2058204-002"," Neonate "," Double Tube"," 2.5m	1	6				Ultrasound Foetal Transducer - comp w/ Bionet - Uterine Contractions		Ultrasound Foetal Transducer - comp w/ Bionet - UC	Bionet "
"6014137	BPH-ND25-15N-S06		BPH-ND25-15N-S06	https://www.medten.com/product/3560	Replacement	Reusable	Nihon Kohden	NIBP Air Hoses	Accessories	Nihon Kohden NIBP Air Hose YN-920P	Reusable Nihon Kohden NIBP Air Hose YN-920P	Replacement: Neonate "," Double Tube"," 2.5m	Nihon Kohden NIBP Air Hose YN-920P"," Neonate "," Double Tube"," 2.5m	1	6				Ultrasound Foetal Transducer - comp w/ Bionet - Uterine Contractions		Ultrasound Foetal Transducer - comp w/ Bionet - UC	Bionet "
"6014136	BPH-ND25-16-17		BPH-ND25-16-17	https://www.medten.com/product/3561	Replacement	Reusable		NIBP Air Hoses	Accessories	DINAMAP NIBP Air Hose	Reusable DINAMAP NIBP Air Hose	Replacement: Neonate "," Double Tube"," 2.5m"," Reusable	DINAMAP NIBP Air Hose"," Neonate "," Double Tube"," 2.5m"," Reusable	1	6				Ultrasound Foetal Transducer - comp w/ Bionet - Uterine Contractions		Ultrasound Foetal Transducer - comp w/ Bionet - UC	Bionet "
"6014062	BPH-NS25-01M-06		BPH-NS25-01M-06	https://www.medten.com/product/3563	Replacement	Reusable	Spacelabs	NIBP Air Hoses	Accessories	CAS Med NIBP Air Hose	Reusable CAS Med NIBP Air Hose	Replacement: Neonate "," Single Tube"," 2.5m"," Reusable	CAS Med NIBP Air Hose"," Neonate "," Single Tube"," 2.5m"," Reusable	1	6				Ultrasound Foetal Transducer - comp w/ Bionet - Uterine Contractions		Ultrasound Foetal Transducer - comp w/ Bionet - UC	Bionet "
"6014064	BPH-NS25-03M-06		BPH-NS25-03M-06	https://www.medten.com/product/3564	Replacement	Reusable	Criticare	NIBP Air Hoses	Accessories	NIBP Air Hose	Reusable NIBP Air Hose	Replacement: Neonate "," Single Tube"," 2.5m	NIBP Air Hose"," Neonate "," Single Tube"," 2.5m	1	6				Ultrasound Foetal Transducer - comp w/ Bionet - Uterine Contractions		Ultrasound Foetal Transducer - comp w/ Bionet - UC	Bionet "
"6014065	BPH-NS25-09M-06		BPH-NS25-09M-06	https://www.medten.com/product/3566	Replacement	Reusable	Welch Allyn	NIBP Air Hoses	Accessories	NIBP Air Hose	Reusable NIBP Air Hose	Replacement: Neonate "," Single Tube"," 2.5m	NIBP Air Hose"," Neonate "," Single Tube"," 2.5m	1	6				Ultrasound Foetal Transducer - comp w/ Bionet - Uterine Contractions		Ultrasound Foetal Transducer - comp w/ Bionet - UC	Bionet "
"6014066	BPH-NS25-18-06		BPH-NS25-18-06	https://www.medten.com/product/3567	Replacement	Reusable	Draeger	NIBP Air Hoses	Accessories	Draeger NIBP Air Hose 2870298	Reusable Draeger NIBP Air Hose 2870298	Replacement: Neonate "," Single Tube"," 2.5m	Draeger NIBP Air Hose 2870298"," Neonate "," Single Tube"," 2.5m	1	6				Ultrasound Foetal Transducer - comp w/ Bionet - Uterine Contractions		Ultrasound Foetal Transducer - comp w/ Bionet - UC	Bionet "
"6014074	BPH-NS30-01M-45		BPH-NS30-01M-45	https://www.medten.com/product/3568	Replacement	Reusable	Spacelabs	NIBP Air Hoses	Accessories	Spacelabs NIBP Air Hose 714-0019-01	Reusable Spacelabs NIBP Air Hose 714-0019-01	Replacement: Neonate "," Single Tube"," 3.0m	Spacelabs NIBP Air Hose 714-0019-01"," Neonate "," Single Tube"," 3.0m	1	6				Ultrasound Foetal Transducer - comp w/ Bionet - Uterine Contractions		Ultrasound Foetal Transducer - comp w/ Bionet - UC	Bionet "
"6014075	BPH-NS30-01M-D45		BPH-NS30-01M-D45	https://www.medten.com/product/3569	Replacement	Reusable	Spacelabs	NIBP Air Hoses	Accessories	Spacelabs NIBP Air Hose 714-0019-12	Reusable Spacelabs NIBP Air Hose 714-0019-12	Replacement: Neonate "," Single Tube"," 3.0m	Spacelabs NIBP Air Hose 714-0019-12"," Neonate "," Single Tube"," 3.0m	1	6				Ultrasound Foetal Transducer - comp w/ Bionet - Uterine Contractions		Ultrasound Foetal Transducer - comp w/ Bionet - UC	Bionet "
"6014156	BPH-TS-29-02M		BPH-TS-29-02M	https://www.medten.com/product/3570	Replacement	Reusable	Physio-Control	NIBP Air Hoses	Accessories	Physio-Control NIBP Air Hose 21300-008148	Reusable Physio-Control NIBP Air Hose 21300-008148	Replacement: Adult/Pediatric"," Single Tube	Physio-Control NIBP Air Hose 21300-008148"," Adult/Pediatric"," Single Tube	1	6				Ultrasound Foetal Transducer - comp w/ Bionet - Uterine Contractions		Ultrasound Foetal Transducer - comp w/ Bionet - UC	Bionet "
"	IBPA-BLT-AM03		IBPA-BLT-AM03	https://www.medten.com/product/3571	Replacement	Reusable	Biolight	IBP Adapter Cables	Accessories	Biolight IBP Converter Cable	Reusable Biolight IBP Converter Cable	Replacement: 0.3m"," use with AAMI 6 Pin IBP cable"," Reusable	Biolight IBP Converter Cable"," 0.3m"," use with AAMI 6 Pin IBP cable"," Reusable	1	12				Ultrasound Foetal Transducer - comp w/ Bionet - Uterine Contractions		Ultrasound Foetal Transducer - comp w/ Bionet - UC	Bionet "
"	IBPA-CL-AM03		IBPA-CL-AM03	https://www.medten.com/product/3572	Replacement	Reusable	Colin	IBP Adapter Cables	Accessories	Colin IBP Converter Cable	Reusable Colin IBP Converter Cable	Replacement: 0.3m"," use with AAMI 6 Pin IBP cable"," Reusable	Colin IBP Converter Cable"," 0.3m"," use with AAMI 6 Pin IBP cable"," Reusable	1	12				Ultrasound Foetal Transducer - comp w/ Bionet - Uterine Contractions		Ultrasound Foetal Transducer - comp w/ Bionet - UC	Bionet "
"	IBPA-CM-AM03		IBPA-CM-AM03	https://www.medten.com/product/3573	Replacement	Reusable	Comen	IBP Adapter Cables	Accessories	Comen IBP Converter Cable	Reusable Comen IBP Converter Cable	Replacement: 0.3m"," use with AAMI 6 Pin IBP cable"," Reusable	Comen IBP Converter Cable"," 0.3m"," use with AAMI 6 Pin IBP cable"," Reusable	1	12				Ultrasound Foetal Transducer - comp w/ Bionet - Uterine Contractions		Ultrasound Foetal Transducer - comp w/ Bionet - UC	Bionet "
"	IBPA-DG-2DGA03		IBPA-DG-2DGA03	https://www.medten.com/product/3575	Replacement	Reusable	Draeger	IBP Adapter Cables	Accessories	Draeger IBP Converter Cable 5731281	Reusable Draeger IBP Converter Cable 5731281	Replacement: 2 channels"," 0.3m"," use with Siemens 10 Pin IBP cable"," Reusable	Draeger IBP Converter Cable 5731281"," 2 channels"," 0.3m"," use with Siemens 10 Pin IBP cable"," Reusable	1	12				Ultrasound Foetal Transducer - comp w/ Bionet - Uterine Contractions		Ultrasound Foetal Transducer - comp w/ Bionet - UC	Bionet "
"	IBPA-DG-2DGB03		IBPA-DG-2DGB03	https://www.medten.com/product/3576	Replacement	Reusable	Draeger	IBP Adapter Cables	Accessories	Draeger IBP Converter Cable 5592147	Reusable Draeger IBP Converter Cable 5592147	Replacement: 2 channels"," 0.3m"," use with Siemens 7 Pin IBP cable"," Reusable	Draeger IBP Converter Cable 5592147"," 2 channels"," 0.3m"," use with Siemens 7 Pin IBP cable"," Reusable	1	12				Ultrasound Foetal Transducer - comp w/ Bionet - Uterine Contractions		Ultrasound Foetal Transducer - comp w/ Bionet - UC	Bionet "
"	IBPA-DGA-2DGB03		IBPA-DGA-2DGB03	https://www.medten.com/product/3577	Replacement	Reusable	Draeger	IBP Adapter Cables	Accessories	Draeger IBP Converter Cable	Reusable Draeger IBP Converter Cable	Replacement:2 channels"," 0.3m"," Reusable"," use with Siemens 7 Pin IBP cable	Draeger IBP Converter Cable","2 channels"," 0.3m"," Reusable"," use with Siemens 7 Pin IBP cable	1	12				Ultrasound Foetal Transducer - comp w/ Bionet - Uterine Contractions		Ultrasound Foetal Transducer - comp w/ Bionet - UC	Bionet "
"	IBPA-DGA-AM03		IBPA-DGA-AM03	https://www.medten.com/product/3578	Replacement	Reusable	Siemens	IBP Adapter Cables	Accessories	Siemens IBP Converter Cable	Reusable Siemens IBP Converter Cable	Replacement: 0.3m"," use with AAMI 6 Pin IBP cable"," Reusable	Siemens IBP Converter Cable"," 0.3m"," use with AAMI 6 Pin IBP cable"," Reusable	1	12				Ultrasound Foetal Transducer - comp w/ Bionet - Uterine Contractions		Ultrasound Foetal Transducer - comp w/ Bionet - UC	Bionet "
"	IBPA-DGA-DGB03		IBPA-DGA-DGB03	https://www.medten.com/product/3579	Replacement	Reusable	Draeger	IBP Adapter Cables	Accessories	Siemens IBP Converter Cable	Reusable Siemens IBP Converter Cable	Replacement: 0.3m"," Reusable	Siemens IBP Converter Cable"," 0.3m"," Reusable	1	12				Ultrasound Foetal Transducer - comp w/ Bionet - Uterine Contractions		Ultrasound Foetal Transducer - comp w/ Bionet - UC	Bionet "
"	IBPA-DGB-2DGA03		IBPA-DGB-2DGA03	https://www.medten.com/product/3580	Replacement	Reusable	Siemens	IBP Adapter Cables	Accessories	Draeger IBP Converter Cable 5588095	Reusable Draeger IBP Converter Cable 5588095	Replacement: 2 channels"," 0.3m"," use with Siemens 10 Pin IBP cable"," Reusable	Draeger IBP Converter Cable 5588095"," 2 channels"," 0.3m"," use with Siemens 10 Pin IBP cable"," Reusable	1	12				Ultrasound Foetal Transducer - comp w/ Bionet - Uterine Contractions		Ultrasound Foetal Transducer - comp w/ Bionet - UC	Bionet "
"	IBPA-DGB-AM03		IBPA-DGB-AM03	https://www.medten.com/product/3581	Replacement	Reusable	Draeger	IBP Adapter Cables	Accessories	Draeger IBP Converter Cable	Reusable Draeger IBP Converter Cable	Replacement: 0.3m"," use with AAMI 6 Pin IBP cable"," Reusable	Draeger IBP Converter Cable"," 0.3m"," use with AAMI 6 Pin IBP cable"," Reusable	1	12				Ultrasound Foetal Transducer - comp w/ Bionet - Uterine Contractions		Ultrasound Foetal Transducer - comp w/ Bionet - UC	Bionet "
"	IBPA-DGB-DGA03		IBPA-DGB-DGA03	https://www.medten.com/product/3582	Replacement	Reusable	Siemens	IBP Adapter Cables	Accessories	Draeger IBP Converter Cable 3368383	Reusable Draeger IBP Converter Cable 3368383	Replacement: 0.3m"," use with Siemens 10 Pin IBP cable"," Reusable	Draeger IBP Converter Cable 3368383"," 0.3m"," use with Siemens 10 Pin IBP cable"," Reusable	1	12				Ultrasound Foetal Transducer - comp w/ Bionet - Uterine Contractions		Ultrasound Foetal Transducer - comp w/ Bionet - UC	Bionet "
"	IBPA-DGC-AM03		IBPA-DGC-AM03	https://www.medten.com/product/3583	Replacement	Reusable	Draeger	IBP Adapter Cables	Accessories	Draeger IBP Converter Cable	Reusable Draeger IBP Converter Cable	Replacement: 0.3m"," use with AAMI 6 Pin IBP cable"," Reusable	Draeger IBP Converter Cable"," 0.3m"," use with AAMI 6 Pin IBP cable"," Reusable	1	12				Ultrasound Foetal Transducer - comp w/ Bionet - Uterine Contractions		Ultrasound Foetal Transducer - comp w/ Bionet - UC	Bionet "
"	IBPA-DGD-AM03		IBPA-DGD-AM03	https://www.medten.com/product/3584	Replacement	Reusable	Siemens	IBP Adapter Cables	Accessories	Siemens IBP Converter Cable	Reusable Siemens IBP Converter Cable	Replacement: 0.3m"," use with AAMI 6 Pin IBP cable"," Reusable	Siemens IBP Converter Cable"," 0.3m"," use with AAMI 6 Pin IBP cable"," Reusable	1	12				Ultrasound Foetal Transducer - comp w/ Bionet - Uterine Contractions		Ultrasound Foetal Transducer - comp w/ Bionet - UC	Bionet "
"	IBPA-DT-AM03		IBPA-DT-AM03	https://www.medten.com/product/3586	Replacement	Reusable	Datascope	IBP Adapter Cables	Accessories	Datascope IBP Converter Cable	Reusable Datascope IBP Converter Cable	Replacement: 0.3m"," use with AAMI 6 Pin IBP cable"," Reusable	Datascope IBP Converter Cable"," 0.3m"," use with AAMI 6 Pin IBP cable"," Reusable	1	12				Ultrasound Foetal Transducer - comp w/ Bionet - Uterine Contractions		Ultrasound Foetal Transducer - comp w/ Bionet - UC	Bionet "
"	IBPA-DX-AM03		IBPA-DX-AM03	https://www.medten.com/product/3587	Replacement	Reusable	Datex Ohmeda	IBP Adapter Cables	Accessories	Datex Ohmeda IBP Converter Cable	Reusable Datex Ohmeda IBP Converter Cable	Replacement: 0.3m"," use with AAMI 6 Pin IBP cable"," Reusable	Datex Ohmeda IBP Converter Cable"," 0.3m"," use with AAMI 6 Pin IBP cable"," Reusable	1	12				Ultrasound Foetal Transducer - comp w/ Bionet - Uterine Contractions		Ultrasound Foetal Transducer - comp w/ Bionet - UC	Bionet "
"	IBPA-FDA-AM03		IBPA-FDA-AM03	https://www.medten.com/product/3588	Replacement	Reusable	Fukuda Denshi	IBP Adapter Cables	Accessories	Fukuda Denshi IBP Converter Cable	Reusable Fukuda Denshi IBP Converter Cable	Replacement: 0.3m"," use with AAMI 6 Pin IBP cable"," Reusable	Fukuda Denshi IBP Converter Cable"," 0.3m"," use with AAMI 6 Pin IBP cable"," Reusable	1	12				Ultrasound Foetal Transducer - comp w/ Bionet - Uterine Contractions		Ultrasound Foetal Transducer - comp w/ Bionet - UC	Bionet "
"	IBPA-GE-AM03		IBPA-GE-AM03	https://www.medten.com/product/3590	Replacement	Reusable	GE Healthcare	IBP Adapter Cables	Accessories	GE Healthcare IBP Converter Cable	Reusable GE Healthcare IBP Converter Cable	Replacement: 0.3m"," use with AAMI 6 Pin IBP cable"," Reusable	GE Healthcare IBP Converter Cable"," 0.3m"," use with AAMI 6 Pin IBP cable"," Reusable	1	12				Ultrasound Foetal Transducer - comp w/ Bionet - Uterine Contractions		Ultrasound Foetal Transducer - comp w/ Bionet - UC	Bionet "
"	IBPA-HL-AM03		IBPA-HL-AM03	https://www.medten.com/product/3591	Replacement	Reusable	Hellige	IBP Adapter Cables	Accessories	Hellige IBP Converter Cable	Reusable Hellige IBP Converter Cable	Replacement: 0.3m"," use with AAMI 6 Pin IBP cable"," Reusable	Hellige IBP Converter Cable"," 0.3m"," use with AAMI 6 Pin IBP cable"," Reusable	1	12				Ultrasound Foetal Transducer - comp w/ Bionet - Uterine Contractions		Ultrasound Foetal Transducer - comp w/ Bionet - UC	Bionet "
"	IBPA-INF-AM03		IBPA-INF-AM03	https://www.medten.com/product/3592	Replacement	Reusable	Infinium	IBP Adapter Cables	Accessories	Infinium IBP Converter Cable	Reusable Infinium IBP Converter Cable	Replacement: 0.3m"," use with AAMI 6 Pin IBP cable"," Reusable	Infinium IBP Converter Cable"," 0.3m"," use with AAMI 6 Pin IBP cable"," Reusable	1	12				Ultrasound Foetal Transducer - comp w/ Bionet - Uterine Contractions		Ultrasound Foetal Transducer - comp w/ Bionet - UC	Bionet "
"	IBPA-KTN-AM03		IBPA-KTN-AM03	https://www.medten.com/product/3593	Replacement	Reusable	Kontron	IBP Adapter Cables	Accessories	Kontron IBP Converter Cable	Reusable Kontron IBP Converter Cable	Replacement: 0.3m"," use with AAMI 6 Pin IBP cable"," Reusable	Kontron IBP Converter Cable"," 0.3m"," use with AAMI 6 Pin IBP cable"," Reusable	1	12				Ultrasound Foetal Transducer - comp w/ Bionet - Uterine Contractions		Ultrasound Foetal Transducer - comp w/ Bionet - UC	Bionet "
"6015353	IBP-AM-AG40		IBP-AM-AG40	https://www.medten.com/product/3595	Replacement	Reusable	AAMI	IBP Adapter Cables	Accessories	AAMI IBP Adapter Cable	Reusable AAMI IBP Adapter Cable	Replacement: 4.0m"," use with Argon disposable transducer"," Reusable	AAMI IBP Adapter Cable"," 4.0m"," use with Argon disposable transducer"," Reusable	1	12				Ultrasound Foetal Transducer - comp w/ Bionet - Uterine Contractions		Ultrasound Foetal Transducer - comp w/ Bionet - UC	Bionet "
"6015135	IBP-AM-BB40		IBP-AM-BB40	https://www.medten.com/product/3596	Replacement	Reusable	AAMI	IBP Adapter Cables	Accessories	AAMI IBP Adapter Cable	Reusable AAMI IBP Adapter Cable	Replacement: 4.0m"," use with B.Braun disposable transducer"," Reusable	AAMI IBP Adapter Cable"," 4.0m"," use with B.Braun disposable transducer"," Reusable	1	12				Ultrasound Foetal Transducer - comp w/ Bionet - Uterine Contractions		Ultrasound Foetal Transducer - comp w/ Bionet - UC	Bionet "
"6015223	IBP-AM-BD40		IBP-AM-BD40	https://www.medten.com/product/3597	Replacement	Reusable	Edan	IBP Adapter Cables	Accessories	AAMI IBP Adapter Cable	Reusable AAMI IBP Adapter Cable	Replacement: 4.0m"," use with Argon/B.D. disposable transducer"," Reusable	AAMI IBP Adapter Cable"," 4.0m"," use with Argon/B.D. disposable transducer"," Reusable	1	12				Ultrasound Foetal Transducer - comp w/ Bionet - Uterine Contractions		Ultrasound Foetal Transducer - comp w/ Bionet - UC	Bionet "
"	IBPA-ME-AM03		IBPA-ME-AM03	https://www.medten.com/product/3598	Replacement	Reusable	Marquette	IBP Adapter Cables	Accessories	Maquet IBP Converter Cable	Reusable Maquet IBP Converter Cable	Replacement: 0.3m"," use with AAMI 6 Pin IBP cable"," Reusable	Maquet IBP Converter Cable"," 0.3m"," use with AAMI 6 Pin IBP cable"," Reusable	1	12				Ultrasound Foetal Transducer - comp w/ Bionet - Uterine Contractions		Ultrasound Foetal Transducer - comp w/ Bionet - UC	Bionet "
"	IBPA-MEK-AM03		IBPA-MEK-AM03	https://www.medten.com/product/3599	Replacement	Reusable	MEK	IBP Adapter Cables	Accessories	MEK IBP Converter Cable	Reusable MEK IBP Converter Cable	Replacement: 0.3m"," use with AAMI 6 Pin IBP cable"," Reusable	MEK IBP Converter Cable"," 0.3m"," use with AAMI 6 Pin IBP cable"," Reusable	1	12				Ultrasound Foetal Transducer - comp w/ Bionet - Uterine Contractions		Ultrasound Foetal Transducer - comp w/ Bionet - UC	Bionet "
"6015178	IBP-AM-EW40		IBP-AM-EW40	https://www.medten.com/product/3600	Replacement	Reusable	Mindray	IBP Adapter Cables	Accessories	Mindray IBP Adapter Cable 0010-10-42640	Reusable Mindray IBP Adapter Cable 0010-10-42640	Replacement: 4.0m"," use with Edwards disposable transducer	Mindray IBP Adapter Cable 0010-10-42640"," 4.0m"," use with Edwards disposable transducer	1	12				Ultrasound Foetal Transducer - comp w/ Bionet - Uterine Contractions		Ultrasound Foetal Transducer - comp w/ Bionet - UC	Bionet "
"6015439	IBP-AM-MD03		IBP-AM-MD03	https://www.medten.com/product/3601	Replacement	Reusable	Pronk Technologies	Pronk Technologies	Accessories	Pronk-AAMI IBP Adapter Cable 501-0307	Reusable Pronk-AAMI IBP Adapter Cable 501-0307	'Replacement: 0.3m	Ultrasound Foetal Transducer - comp w/ Bionet - Uterine Contractions		Ultrasound Foetal Transducer - comp w/ Bionet - UC	Bionet "
"	'Pronk-AAMI IBP Adapter Cable 501-0307"," 0.3m	used with vPad-A1",vPad-PS,"AMPS-1'	'Pronk-AAMI IBP Adapter Cable 501-0307"," 0.3m	Ultrasound Foetal Transducer - comp w/ Bionet - Uterine Contractions		Ultrasound Foetal Transducer - comp w/ Bionet - UC	Bionet "
"	1	used with vPad-A1",vPad-PS,"AMPS-1'	1	12				Ultrasound Foetal Transducer - comp w/ Bionet - Uterine Contractions		Ultrasound Foetal Transducer - comp w/ Bionet - UC	Bionet "
"6015310	IBP-AM-MIR40		IBP-AM-MIR40	https://www.medten.com/product/3602	Replacement	Reusable	Mindray	IBP Adapter Cables	Accessories	AAMI IBP Adapter Cable	Reusable AAMI IBP Adapter Cable	Replacement: 4.0m"," use with Mindray disposable transducer"," Reusable	AAMI IBP Adapter Cable"," 4.0m"," use with Mindray disposable transducer"," Reusable	1	12				Ultrasound Foetal Transducer - comp w/ Bionet - Uterine Contractions		Ultrasound Foetal Transducer - comp w/ Bionet - UC	Bionet "
"6015045	IBP-AM-MXL40		IBP-AM-MXL40	https://www.medten.com/product/3603	Replacement	Reusable	AAMI	IBP Adapter Cables	Accessories	AAMI IBP Adapter Cable	Reusable AAMI IBP Adapter Cable	Replacement: 4.0m"," use with Medex-Logical transducer"," Reusable	AAMI IBP Adapter Cable"," 4.0m"," use with Medex-Logical transducer"," Reusable	1	12				Ultrasound Foetal Transducer - comp w/ Bionet - Uterine Contractions		Ultrasound Foetal Transducer - comp w/ Bionet - UC	Bionet "
"6015000	IBP-AM-MXT40		IBP-AM-MXT40	https://www.medten.com/product/3604	Replacement	Reusable	Draeger	IBP Adapter Cables	Accessories	Draeger IBP Adapter Cable 2606490	Reusable Draeger IBP Adapter Cable 2606490	Replacement: 4.0m"," use with Abbott/Medex disposable transducer"," Adapter Cables	Draeger IBP Adapter Cable 2606490"," 4.0m"," use with Abbott/Medex disposable transducer"," Adapter Cables	1	12				Ultrasound Foetal Transducer - comp w/ Bionet - Uterine Contractions		Ultrasound Foetal Transducer - comp w/ Bionet - UC	Bionet "
"	IBPA-MN-AM03		IBPA-MN-AM03	https://www.medten.com/product/3605	Replacement	Reusable	Mennen Medical	IBP Adapter Cables	Accessories	Mennen Medical IBP Converter Cable	Reusable Mennen Medical IBP Converter Cable	Replacement: 0.3m"," use with AAMI 6 Pin IBP cable"," Reusable	Mennen Medical IBP Converter Cable"," 0.3m"," use with AAMI 6 Pin IBP cable"," Reusable	1	12				Ultrasound Foetal Transducer - comp w/ Bionet - Uterine Contractions		Ultrasound Foetal Transducer - comp w/ Bionet - UC	Bionet "
"6015266	IBP-AM-PVB40		IBP-AM-PVB40	https://www.medten.com/product/3606	Replacement	Reusable	AAMI	IBP Adapter Cables	Accessories	AAMI IBP Adapter Cable	Reusable AAMI IBP Adapter Cable	Replacement: 4.0m"," use with PVB disposable transducer"," Reusable	AAMI IBP Adapter Cable"," 4.0m"," use with PVB disposable transducer"," Reusable	1	12				Ultrasound Foetal Transducer - comp w/ Bionet - Uterine Contractions		Ultrasound Foetal Transducer - comp w/ Bionet - UC	Bionet "
"	IBPA-MQ-2AM03		IBPA-MQ-2AM03	https://www.medten.com/product/3607	Replacement	Reusable	Marquette	IBP Adapter Cables	Accessories	Marquette IBP Converter Cable	Reusable Marquette IBP Converter Cable	Replacement: 2 channels"," 0.3m"," use with AAMI 6 Pin IBP cable"," Reusable	Marquette IBP Converter Cable"," 2 channels"," 0.3m"," use with AAMI 6 Pin IBP cable"," Reusable	1	12				Ultrasound Foetal Transducer - comp w/ Bionet - Uterine Contractions		Ultrasound Foetal Transducer - comp w/ Bionet - UC	Bionet "
"	IBPA-MQ-AM03		IBPA-MQ-AM03	https://www.medten.com/product/3608	Replacement	Reusable	Marquette	IBP Adapter Cables	Accessories	Marquette IBP Converter Cable	Reusable Marquette IBP Converter Cable	Replacement: 0.3m"," use with AAMI 6 Pin IBP cable"," Reusable	Marquette IBP Converter Cable"," 0.3m"," use with AAMI 6 Pin IBP cable"," Reusable	1	12				Ultrasound Foetal Transducer - comp w/ Bionet - Uterine Contractions		Ultrasound Foetal Transducer - comp w/ Bionet - UC	Bionet "
"	IBPA-MRB-AM03		IBPA-MRB-AM03	https://www.medten.com/product/3609	Replacement	Reusable	Datascope	IBP Adapter Cables	Accessories	Datascope IBP Converter Cable	Reusable Datascope IBP Converter Cable	Replacement: 0.3m"," use with AAMI 6 Pin IBP cable"," Reusable	Datascope IBP Converter Cable"," 0.3m"," use with AAMI 6 Pin IBP cable"," Reusable	1	12				Ultrasound Foetal Transducer - comp w/ Bionet - Uterine Contractions		Ultrasound Foetal Transducer - comp w/ Bionet - UC	Bionet "
"6015396	IBP-AM-USBAM30		IBP-AM-USBAM30	https://www.medten.com/product/3610	Replacement	Reusable	AAMI	IBP Adapter Cables	Accessories	AAMI IBP Adapter Cable	Reusable AAMI IBP Adapter Cable	Replacement: Reusable	AAMI IBP Adapter Cable"," Reusable	1	12				Ultrasound Foetal Transducer - comp w/ Bionet - Uterine Contractions		Ultrasound Foetal Transducer - comp w/ Bionet - UC	Bionet "
"6015090	IBP-AM-UT40		IBP-AM-UT40	https://www.medten.com/product/3611	Replacement	Reusable	Draeger	IBP Adapter Cables	Accessories	Draeger IBP Adapter Cable 2606491	Reusable Draeger IBP Adapter Cable 2606491	Replacement: 4.0m"," use with Utah disposable transducer"," Adapter Cables	Draeger IBP Adapter Cable 2606491"," 4.0m"," use with Utah disposable transducer"," Adapter Cables	1	12				Ultrasound Foetal Transducer - comp w/ Bionet - Uterine Contractions		Ultrasound Foetal Transducer - comp w/ Bionet - UC	Bionet "
"	IBPA-NKA-AM03		IBPA-NKA-AM03	https://www.medten.com/product/3612	Replacement	Reusable	Nihon Kohden	IBP Adapter Cables	Accessories	Nihon Kohden IBP Converter Cable	Reusable Nihon Kohden IBP Converter Cable	Replacement: 0.3m"," use with AAMI 6 Pin IBP cable"," Reusable	Nihon Kohden IBP Converter Cable"," 0.3m"," use with AAMI 6 Pin IBP cable"," Reusable	1	12				Ultrasound Foetal Transducer - comp w/ Bionet - Uterine Contractions		Ultrasound Foetal Transducer - comp w/ Bionet - UC	Bionet "
"	IBPA-NKB-AM03		IBPA-NKB-AM03	https://www.medten.com/product/3613	Replacement	Reusable	Nihon Kohden	IBP Adapter Cables	Accessories	Nihon Kohden IBP Converter Cable	Reusable Nihon Kohden IBP Converter Cable	Replacement: 0.3m"," use with AAMI 6 Pin IBP cable"," Reusable	Nihon Kohden IBP Converter Cable"," 0.3m"," use with AAMI 6 Pin IBP cable"," Reusable	1	12				Ultrasound Foetal Transducer - comp w/ Bionet - Uterine Contractions		Ultrasound Foetal Transducer - comp w/ Bionet - UC	Bionet "
"	IBPA-NKC-AM03		IBPA-NKC-AM03	https://www.medten.com/product/3614	Replacement	Reusable	Nihon Kohden	IBP Adapter Cables	Accessories	Nihon Kohden IBP Converter Cable	Reusable Nihon Kohden IBP Converter Cable	Replacement: 0.3m"," use with AAMI 6 Pin IBP cable"," Reusable	Nihon Kohden IBP Converter Cable"," 0.3m"," use with AAMI 6 Pin IBP cable"," Reusable	1	12				Ultrasound Foetal Transducer - comp w/ Bionet - Uterine Contractions		Ultrasound Foetal Transducer - comp w/ Bionet - UC	Bionet "
"	IBPA-PH-AM03		IBPA-PH-AM03	https://www.medten.com/product/3615	Replacement	Reusable	Philips	IBP Adapter Cables	Accessories	Philips IBP Converter Cable	Reusable Philips IBP Converter Cable	Replacement: 0.3m"," use with AAMI 6 Pin IBP cable"," Reusable	Philips IBP Converter Cable"," 0.3m"," use with AAMI 6 Pin IBP cable"," Reusable	1	12				Ultrasound Foetal Transducer - comp w/ Bionet - Uterine Contractions		Ultrasound Foetal Transducer - comp w/ Bionet - UC	Bionet "
"6015371	IBP-BLT-AG40		IBP-BLT-AG40	https://www.medten.com/product/3617	Replacement	Reusable	Biolight	IBP Adapter Cables	Accessories	Biolight IBP Adapter Cable	Reusable Biolight IBP Adapter Cable	Replacement: 4.0m"," use with Argon disposable transducer"," Reusable	Biolight IBP Adapter Cable"," 4.0m"," use with Argon disposable transducer"," Reusable	1	12				Ultrasound Foetal Transducer - comp w/ Bionet - Uterine Contractions		Ultrasound Foetal Transducer - comp w/ Bionet - UC	Bionet "
"6015153	IBP-BLT-BB40		IBP-BLT-BB40	https://www.medten.com/product/3618	Replacement	Reusable	Biolight	IBP Adapter Cables	Accessories	Biolight IBP Adapter Cable	Reusable Biolight IBP Adapter Cable	Replacement: 4.0m"," use with B.Braun disposable transducer"," Reusable	Biolight IBP Adapter Cable"," 4.0m"," use with B.Braun disposable transducer"," Reusable	1	12				Ultrasound Foetal Transducer - comp w/ Bionet - Uterine Contractions		Ultrasound Foetal Transducer - comp w/ Bionet - UC	Bionet "
"6015241	IBP-BLT-BD40		IBP-BLT-BD40	https://www.medten.com/product/3619	Replacement	Reusable	Biolight	IBP Adapter Cables	Accessories	Biolight IBP Adapter Cable	Reusable Biolight IBP Adapter Cable	Replacement: 4.0m"," use with Argon/B.D. disposable transducer"," Reusable	Biolight IBP Adapter Cable"," 4.0m"," use with Argon/B.D. disposable transducer"," Reusable	1	12				Ultrasound Foetal Transducer - comp w/ Bionet - Uterine Contractions		Ultrasound Foetal Transducer - comp w/ Bionet - UC	Bionet "
"6015196	IBP-BLT-EW40		IBP-BLT-EW40	https://www.medten.com/product/3620	Replacement	Reusable	Biolight	IBP Adapter Cables	Accessories	Biolight IBP Adapter Cable	Reusable Biolight IBP Adapter Cable	Replacement: 4.0m"," use with Edwards disposable transducer"," Reusable	Biolight IBP Adapter Cable"," 4.0m"," use with Edwards disposable transducer"," Reusable	1	12				Ultrasound Foetal Transducer - comp w/ Bionet - Uterine Contractions		Ultrasound Foetal Transducer - comp w/ Bionet - UC	Bionet "
"6015457	IBP-BLT-MD03		IBP-BLT-MD03	https://www.medten.com/product/3621	Replacement	Reusable	Pronk Technologies	Pronk Technologies	Accessories	Pronk-Biolight IBP Adapter Cable	Reusable Pronk-Biolight IBP Adapter Cable	Replacement: 0.3m","	Pronk-Biolight IBP Adapter Cable"," 0.3m","	1	12				Ultrasound Foetal Transducer - comp w/ Bionet - Uterine Contractions		Ultrasound Foetal Transducer - comp w/ Bionet - UC	Bionet "
"6015328	IBP-BLT-MIR40		IBP-BLT-MIR40	https://www.medten.com/product/3622	Replacement	Reusable	Biolight	IBP Adapter Cables	Accessories	Biolight IBP Adapter Cable	Reusable Biolight IBP Adapter Cable	Replacement: 4.0m"," use with Mindray disposable transducer"," Reusable	Biolight IBP Adapter Cable"," 4.0m"," use with Mindray disposable transducer"," Reusable	1	12				Ultrasound Foetal Transducer - comp w/ Bionet - Uterine Contractions		Ultrasound Foetal Transducer - comp w/ Bionet - UC	Bionet "
"6015063	IBP-BLT-MXL40		IBP-BLT-MXL40	https://www.medten.com/product/3623	Replacement	Reusable	Biolight	IBP Adapter Cables	Accessories	Biolight IBP Adapter Cable	Reusable Biolight IBP Adapter Cable	Replacement: 4.0m"," use with Medex-Logical transducer"," Reusable	Biolight IBP Adapter Cable"," 4.0m"," use with Medex-Logical transducer"," Reusable	1	12				Ultrasound Foetal Transducer - comp w/ Bionet - Uterine Contractions		Ultrasound Foetal Transducer - comp w/ Bionet - UC	Bionet "
"6015018	IBP-BLT-MXT40		IBP-BLT-MXT40	https://www.medten.com/product/3624	Replacement	Reusable	Biolight	IBP Adapter Cables	Accessories	Biolight IBP Adapter Cable	Reusable Biolight IBP Adapter Cable	Replacement: 4.0m"," Abbott/Medex disposable transducer"," Reusable	Biolight IBP Adapter Cable"," 4.0m"," Abbott/Medex disposable transducer"," Reusable	1	12				Ultrasound Foetal Transducer - comp w/ Bionet - Uterine Contractions		Ultrasound Foetal Transducer - comp w/ Bionet - UC	Bionet "
"6015284	IBP-BLT-PVB40		IBP-BLT-PVB40	https://www.medten.com/product/3625	Replacement	Reusable	Biolight	IBP Adapter Cables	Accessories	Biolight IBP Adapter Cable	Reusable Biolight IBP Adapter Cable	Replacement: 4.0m"," use with PVB disposable transducer"," Reusable	Biolight IBP Adapter Cable"," 4.0m"," use with PVB disposable transducer"," Reusable	1	12				Ultrasound Foetal Transducer - comp w/ Bionet - Uterine Contractions		Ultrasound Foetal Transducer - comp w/ Bionet - UC	Bionet "
"6015414	IBP-BLT-USBAM30		IBP-BLT-USBAM30	https://www.medten.com/product/3626	Replacement	Reusable	Biolight	IBP Adapter Cables	Accessories	Biolight IBP Adapter Cable	Reusable Biolight IBP Adapter Cable	Replacement: Reusable	Biolight IBP Adapter Cable"," Reusable	1	12				Ultrasound Foetal Transducer - comp w/ Bionet - Uterine Contractions		Ultrasound Foetal Transducer - comp w/ Bionet - UC	Bionet "
"6015108	IBP-BLT-UT40		IBP-BLT-UT40	https://www.medten.com/product/3627	Replacement	Reusable	Biolight	IBP Adapter Cables	Accessories	Biolight IBP Adapter Cable	Reusable Biolight IBP Adapter Cable	Replacement: 4.0m"," use with Utah disposable transducer"," Reusable	Biolight IBP Adapter Cable"," 4.0m"," use with Utah disposable transducer"," Reusable	1	12				Ultrasound Foetal Transducer - comp w/ Bionet - Uterine Contractions		Ultrasound Foetal Transducer - comp w/ Bionet - UC	Bionet "
"6015373	IBP-CL-AG40		IBP-CL-AG40	https://www.medten.com/product/3629	Replacement	Reusable	Colin	IBP Adapter Cables	Accessories	Colin IBP Adapter Cable	Reusable Colin IBP Adapter Cable	Replacement: 4.0m"," use with Argon disposable transducer"," Reusable	Colin IBP Adapter Cable"," 4.0m"," use with Argon disposable transducer"," Reusable	1	12				Ultrasound Foetal Transducer - comp w/ Bionet - Uterine Contractions		Ultrasound Foetal Transducer - comp w/ Bionet - UC	Bionet "
"6015155	IBP-CL-BB40		IBP-CL-BB40	https://www.medten.com/product/3630	Replacement	Reusable	Colin	IBP Adapter Cables	Accessories	Colin IBP Adapter Cable	Reusable Colin IBP Adapter Cable	Replacement: 4.0m"," use with B.Braun disposable transducer"," Reusable	Colin IBP Adapter Cable"," 4.0m"," use with B.Braun disposable transducer"," Reusable	1	12				Ultrasound Foetal Transducer - comp w/ Bionet - Uterine Contractions		Ultrasound Foetal Transducer - comp w/ Bionet - UC	Bionet "
"6015243	IBP-CL-BD40		IBP-CL-BD40	https://www.medten.com/product/3631	Replacement	Reusable	Colin	IBP Adapter Cables	Accessories	Colin IBP Adapter Cable	Reusable Colin IBP Adapter Cable	Replacement: 4.0m"," use with Argon/B.D. disposable transducer"," Reusable	Colin IBP Adapter Cable"," 4.0m"," use with Argon/B.D. disposable transducer"," Reusable	1	12				Ultrasound Foetal Transducer - comp w/ Bionet - Uterine Contractions		Ultrasound Foetal Transducer - comp w/ Bionet - UC	Bionet "
"6015198	IBP-CL-EW40		IBP-CL-EW40	https://www.medten.com/product/3632	Replacement	Reusable	Colin	IBP Adapter Cables	Accessories	Colin IBP Adapter Cable	Reusable Colin IBP Adapter Cable	Replacement: 4.0m"," use with Edwards disposable transducer"," Reusable	Colin IBP Adapter Cable"," 4.0m"," use with Edwards disposable transducer"," Reusable	1	12				Ultrasound Foetal Transducer - comp w/ Bionet - Uterine Contractions		Ultrasound Foetal Transducer - comp w/ Bionet - UC	Bionet "
"6015459	IBP-CL-MD03		IBP-CL-MD03	https://www.medten.com/product/3633	Replacement	Reusable	Pronk Technologies	Pronk Technologies	Accessories	Pronk-Colin IBP Adapter Cable	Reusable Pronk-Colin IBP Adapter Cable	Compatible: MD6M","0.3M	Pronk-Colin IBP Adapter CableCompatible: MD6M","0.3M	1	12				Ultrasound Foetal Transducer - comp w/ Bionet - Uterine Contractions		Ultrasound Foetal Transducer - comp w/ Bionet - UC	Bionet "
"6015330	IBP-CL-MIR40		IBP-CL-MIR40	https://www.medten.com/product/3634	Replacement	Reusable	Colin	IBP Adapter Cables	Accessories	Colin IBP Adapter Cable	Reusable Colin IBP Adapter Cable	Replacement: 4.0m"," use with Mindray disposable transducer"," Reusable	Colin IBP Adapter Cable"," 4.0m"," use with Mindray disposable transducer"," Reusable	1	12				Ultrasound Foetal Transducer - comp w/ Bionet - Uterine Contractions		Ultrasound Foetal Transducer - comp w/ Bionet - UC	Bionet "
"6015065	IBP-CL-MXL40		IBP-CL-MXL40	https://www.medten.com/product/3635	Replacement	Reusable	Colin	IBP Adapter Cables	Accessories	Colin IBP Adapter Cable	Reusable Colin IBP Adapter Cable	Replacement: 4.0m"," use with Medex-Logical transducer"," Reusable	Colin IBP Adapter Cable"," 4.0m"," use with Medex-Logical transducer"," Reusable	1	12				Ultrasound Foetal Transducer - comp w/ Bionet - Uterine Contractions		Ultrasound Foetal Transducer - comp w/ Bionet - UC	Bionet "
"6015020	IBP-CL-MXT40		IBP-CL-MXT40	https://www.medten.com/product/3636	Replacement	Reusable	Colin	IBP Adapter Cables	Accessories	Colin IBP Adapter Cable	Reusable Colin IBP Adapter Cable	Replacement: 4.0m"," Abbott/Medex disposable transducer"," Reusable	Colin IBP Adapter Cable"," 4.0m"," Abbott/Medex disposable transducer"," Reusable	1	12				Ultrasound Foetal Transducer - comp w/ Bionet - Uterine Contractions		Ultrasound Foetal Transducer - comp w/ Bionet - UC	Bionet "
"6015286	IBP-CL-PVB40		IBP-CL-PVB40	https://www.medten.com/product/3637	Replacement	Reusable	Colin	IBP Adapter Cables	Accessories	Colin IBP Adapter Cable	Reusable Colin IBP Adapter Cable	Replacement: 4.0m"," use with PVB disposable transducer"," Reusable	Colin IBP Adapter Cable"," 4.0m"," use with PVB disposable transducer"," Reusable	1	12				Ultrasound Foetal Transducer - comp w/ Bionet - Uterine Contractions		Ultrasound Foetal Transducer - comp w/ Bionet - UC	Bionet "
"6015416	IBP-CL-USBAM30		IBP-CL-USBAM30	https://www.medten.com/product/3638	Replacement	Reusable	Colin	IBP Adapter Cables	Accessories	Colin IBP Adapter Cable	Reusable Colin IBP Adapter Cable	Replacement: Reusable	Colin IBP Adapter Cable"," Reusable	1	12				Ultrasound Foetal Transducer - comp w/ Bionet - Uterine Contractions		Ultrasound Foetal Transducer - comp w/ Bionet - UC	Bionet "
"6015110	IBP-CL-UT40		IBP-CL-UT40	https://www.medten.com/product/3639	Replacement	Reusable	Colin	IBP Adapter Cables	Accessories	Colin IBP Adapter Cable	Reusable Colin IBP Adapter Cable	Replacement: 4.0m"," use with Utah disposable transducer"," Reusable	Colin IBP Adapter Cable"," 4.0m"," use with Utah disposable transducer"," Reusable	1	12				Ultrasound Foetal Transducer - comp w/ Bionet - Uterine Contractions		Ultrasound Foetal Transducer - comp w/ Bionet - UC	Bionet "
"6015388	IBP-CM-AG40		IBP-CM-AG40	https://www.medten.com/product/3641	Replacement	Reusable	Comen	IBP Adapter Cables	Accessories	IBP Adapter Cable	Reusable IBP Adapter Cable	Replacement: 4.0m"," use with Argon disposable transducer	IBP Adapter Cable"," 4.0m"," use with Argon disposable transducer	1	12				Ultrasound Foetal Transducer - comp w/ Bionet - Uterine Contractions		Ultrasound Foetal Transducer - comp w/ Bionet - UC	Bionet "
"6015170	IBP-CM-BB40		IBP-CM-BB40	https://www.medten.com/product/3642	Replacement	Reusable	Comen	IBP Adapter Cables	Accessories	Comen IBP Adapter Cable 040-000455-00	Reusable Comen IBP Adapter Cable 040-000455-00	Replacement: 4.0m"," use with B.Braun disposable transducer"," Reusable	Comen IBP Adapter Cable 040-000455-00"," 4.0m"," use with B.Braun disposable transducer"," Reusable	1	12				Ultrasound Foetal Transducer - comp w/ Bionet - Uterine Contractions		Ultrasound Foetal Transducer - comp w/ Bionet - UC	Bionet "
"6015258	IBP-CM-BD40		IBP-CM-BD40	https://www.medten.com/product/3643	Replacement	Reusable	Comen	IBP Adapter Cables	Accessories	Comen IBP Adapter Cable 040-000456-00	Reusable Comen IBP Adapter Cable 040-000456-00	Replacement: 4.0m"," use with Argon/B.D. disposable transducer"," Reusable	Comen IBP Adapter Cable 040-000456-00"," 4.0m"," use with Argon/B.D. disposable transducer"," Reusable	1	12				Ultrasound Foetal Transducer - comp w/ Bionet - Uterine Contractions		Ultrasound Foetal Transducer - comp w/ Bionet - UC	Bionet "
"6015213	IBP-CM-EW40		IBP-CM-EW40	https://www.medten.com/product/3644	Replacement	Reusable	Comen	IBP Adapter Cables	Accessories	Comen IBP Adapter Cable 040-000454-00	Reusable Comen IBP Adapter Cable 040-000454-00	Replacement: 4.0m"," use with Edwards disposable transducer"," Reusable	Comen IBP Adapter Cable 040-000454-00"," 4.0m"," use with Edwards disposable transducer"," Reusable	1	12				Ultrasound Foetal Transducer - comp w/ Bionet - Uterine Contractions		Ultrasound Foetal Transducer - comp w/ Bionet - UC	Bionet "
"6015474	IBP-CM-MD03		IBP-CM-MD03	https://www.medten.com/product/3645	Replacement	Reusable	Pronk Technologies	Pronk Technologies	Accessories	Pronk-Comen IBP Adapter Cable	Reusable Pronk-Comen IBP Adapter Cable	Compatible: 0.3M	Pronk-Comen IBP Adapter CableCompatible: 0.3M	1	12				Ultrasound Foetal Transducer - comp w/ Bionet - Uterine Contractions		Ultrasound Foetal Transducer - comp w/ Bionet - UC	Bionet "
"6015345	IBP-CM-MIR40		IBP-CM-MIR40	https://www.medten.com/product/3646	Replacement	Reusable	Comen	IBP Adapter Cables	Accessories	Comen IBP Adapter Cable	Reusable Comen IBP Adapter Cable	Replacement: 4.0m"," use with Mindray disposable transducer"," Reusable	Comen IBP Adapter Cable"," 4.0m"," use with Mindray disposable transducer"," Reusable	1	12				Ultrasound Foetal Transducer - comp w/ Bionet - Uterine Contractions		Ultrasound Foetal Transducer - comp w/ Bionet - UC	Bionet "
"6015080	IBP-CM-MXL40		IBP-CM-MXL40	https://www.medten.com/product/3647	Replacement	Reusable	Comen	IBP Adapter Cables	Accessories	Comen IBP Adapter Cable	Reusable Comen IBP Adapter Cable	Replacement: 4.0m"," use with Medex-Logical transducer"," Reusable	Comen IBP Adapter Cable"," 4.0m"," use with Medex-Logical transducer"," Reusable	1	12				Ultrasound Foetal Transducer - comp w/ Bionet - Uterine Contractions		Ultrasound Foetal Transducer - comp w/ Bionet - UC	Bionet "
"6015035	IBP-CM-MXT40		IBP-CM-MXT40	https://www.medten.com/product/3648	Replacement	Reusable	Comen	IBP Adapter Cables	Accessories	Comen IBP Adapter Cable 040-000360-00	Reusable Comen IBP Adapter Cable 040-000360-00	Replacement: 4.0m"," Abbott/Medex disposable transducer"," Reusable	Comen IBP Adapter Cable 040-000360-00"," 4.0m"," Abbott/Medex disposable transducer"," Reusable	1	12				Ultrasound Foetal Transducer - comp w/ Bionet - Uterine Contractions		Ultrasound Foetal Transducer - comp w/ Bionet - UC	Bionet "
"6015301	IBP-CM-PVB40		IBP-CM-PVB40	https://www.medten.com/product/3649	Replacement	Reusable	Comen	IBP Adapter Cables	Accessories	Comen IBP Adapter Cable	Reusable Comen IBP Adapter Cable	Replacement: 4.0m"," use with PVB disposable transducer"," Reusable	Comen IBP Adapter Cable"," 4.0m"," use with PVB disposable transducer"," Reusable	1	12				Ultrasound Foetal Transducer - comp w/ Bionet - Uterine Contractions		Ultrasound Foetal Transducer - comp w/ Bionet - UC	Bionet "
"6015431	IBP-CM-USBAM30		IBP-CM-USBAM30	https://www.medten.com/product/3650	Replacement	Reusable	Comen	IBP Adapter Cables	Accessories	Comen IBP Adapter Cable	Reusable Comen IBP Adapter Cable	Replacement: Reusable	Comen IBP Adapter Cable"," Reusable	1	12				Ultrasound Foetal Transducer - comp w/ Bionet - Uterine Contractions		Ultrasound Foetal Transducer - comp w/ Bionet - UC	Bionet "
"6015125	IBP-CM-UT40		IBP-CM-UT40	https://www.medten.com/product/3651	Replacement	Reusable	Comen	IBP Adapter Cables	Accessories	IBP Adapter Cable	Reusable IBP Adapter Cable	Replacement: 4.0m"," use with Utah disposable transducer	IBP Adapter Cable"," 4.0m"," use with Utah disposable transducer	1	12				Ultrasound Foetal Transducer - comp w/ Bionet - Uterine Contractions		Ultrasound Foetal Transducer - comp w/ Bionet - UC	Bionet "
"6015369	IBP-CR-AG40		IBP-CR-AG40	https://www.medten.com/product/3653	Replacement	Reusable	Corometrics	IBP Adapter Cables	Accessories	GE Corometrics IBP Adapter Cable	Reusable GE Corometrics IBP Adapter Cable	Replacement: 4.0m"," use with Argon disposable transducer"," Reusable	GE Corometrics IBP Adapter Cable"," 4.0m"," use with Argon disposable transducer"," Reusable	1	12				Ultrasound Foetal Transducer - comp w/ Bionet - Uterine Contractions		Ultrasound Foetal Transducer - comp w/ Bionet - UC	Bionet "
"6015151	IBP-CR-BB40		IBP-CR-BB40	https://www.medten.com/product/3654	Replacement	Reusable	Corometrics	IBP Adapter Cables	Accessories	GE Corometrics IBP Adapter Cable	Reusable GE Corometrics IBP Adapter Cable	Replacement: 4.0m"," use with B.Braun disposable transducer"," Reusable	GE Corometrics IBP Adapter Cable"," 4.0m"," use with B.Braun disposable transducer"," Reusable	1	12				Ultrasound Foetal Transducer - comp w/ Bionet - Uterine Contractions		Ultrasound Foetal Transducer - comp w/ Bionet - UC	Bionet "
"6015239	IBP-CR-BD40		IBP-CR-BD40	https://www.medten.com/product/3655	Replacement	Reusable	Corometrics	IBP Adapter Cables	Accessories	GE Corometrics IBP Adapter Cable	Reusable GE Corometrics IBP Adapter Cable	Replacement: 4.0m"," use with Argon/B.D. disposable transducer"," Reusable	GE Corometrics IBP Adapter Cable"," 4.0m"," use with Argon/B.D. disposable transducer"," Reusable	1	12				Ultrasound Foetal Transducer - comp w/ Bionet - Uterine Contractions		Ultrasound Foetal Transducer - comp w/ Bionet - UC	Bionet "
"6015194	IBP-CR-EW40		IBP-CR-EW40	https://www.medten.com/product/3656	Replacement	Reusable	Corometrics	IBP Adapter Cables	Accessories	GE Corometrics IBP Adapter Cable	Reusable GE Corometrics IBP Adapter Cable	Replacement: 4.0m"," use with Edwards disposable transducer"," Reusable	GE Corometrics IBP Adapter Cable"," 4.0m"," use with Edwards disposable transducer"," Reusable	1	12				Ultrasound Foetal Transducer - comp w/ Bionet - Uterine Contractions		Ultrasound Foetal Transducer - comp w/ Bionet - UC	Bionet "
"6015455	IBP-CR-MD03		IBP-CR-MD03	https://www.medten.com/product/3657	Replacement	Reusable	Pronk Technologies	Pronk Technologies	Accessories	Pronk-Corometrics IBP Adapter Cable	Reusable Pronk-Corometrics IBP Adapter Cable	Replacement: 4.0m","	Pronk-Corometrics IBP Adapter Cable"," 4.0m","	1	12				Ultrasound Foetal Transducer - comp w/ Bionet - Uterine Contractions		Ultrasound Foetal Transducer - comp w/ Bionet - UC	Bionet "
"6015326	IBP-CR-MIR40		IBP-CR-MIR40	https://www.medten.com/product/3658	Replacement	Reusable	Corometrics	IBP Adapter Cables	Accessories	Carescape IBP Adapter Cable	Reusable Carescape IBP Adapter Cable	Replacement: 4.0m"," use with Mindray disposable transducer"," Reusable	Carescape IBP Adapter Cable"," 4.0m"," use with Mindray disposable transducer"," Reusable	1	12				Ultrasound Foetal Transducer - comp w/ Bionet - Uterine Contractions		Ultrasound Foetal Transducer - comp w/ Bionet - UC	Bionet "
"6015061	IBP-CR-MXL40		IBP-CR-MXL40	https://www.medten.com/product/3659	Replacement	Reusable	Corometrics	IBP Adapter Cables	Accessories	GE Corometrics IBP Adapter Cable	Reusable GE Corometrics IBP Adapter Cable	Replacement: 4.0m"," use with Medex-Logical transducer"," Reusable	GE Corometrics IBP Adapter Cable"," 4.0m"," use with Medex-Logical transducer"," Reusable	1	12				Ultrasound Foetal Transducer - comp w/ Bionet - Uterine Contractions		Ultrasound Foetal Transducer - comp w/ Bionet - UC	Bionet "
"6015016	IBP-CR-MXT40		IBP-CR-MXT40	https://www.medten.com/product/3660	Replacement	Reusable	Corometrics	IBP Adapter Cables	Accessories	GE Corometrics IBP Adapter Cable	Reusable GE Corometrics IBP Adapter Cable	Replacement: 4.0m"," Abbott/Medex disposable transducer"," Reusable	GE Corometrics IBP Adapter Cable"," 4.0m"," Abbott/Medex disposable transducer"," Reusable	1	12				Ultrasound Foetal Transducer - comp w/ Bionet - Uterine Contractions		Ultrasound Foetal Transducer - comp w/ Bionet - UC	Bionet "
"6015282	IBP-CR-PVB40		IBP-CR-PVB40	https://www.medten.com/product/3661	Replacement	Reusable	Corometrics	IBP Adapter Cables	Accessories	GE Corometrics IBP Adapter Cable	Reusable GE Corometrics IBP Adapter Cable	Replacement: 4.0m"," use with PVB disposable transducer"," Reusable	GE Corometrics IBP Adapter Cable"," 4.0m"," use with PVB disposable transducer"," Reusable	1	12				Ultrasound Foetal Transducer - comp w/ Bionet - Uterine Contractions		Ultrasound Foetal Transducer - comp w/ Bionet - UC	Bionet "
"6015412	IBP-CR-USBAM30		IBP-CR-USBAM30	https://www.medten.com/product/3662	Replacement	Reusable	Corometrics	IBP Adapter Cables	Accessories	GE Corometrics IBP Adapter Cable	Reusable GE Corometrics IBP Adapter Cable	Replacement: 4.0m"," Reusable	GE Corometrics IBP Adapter Cable"," 4.0m"," Reusable	1	12				Ultrasound Foetal Transducer - comp w/ Bionet - Uterine Contractions		Ultrasound Foetal Transducer - comp w/ Bionet - UC	Bionet "
"6015106	IBP-CR-UT40		IBP-CR-UT40	https://www.medten.com/product/3663	Replacement	Reusable	Corometrics	IBP Adapter Cables	Accessories	GE Corometrics IBP Adapter Cable	Reusable GE Corometrics IBP Adapter Cable	Replacement: 4.0m"," use with Utah disposable transducer"," Reusable	GE Corometrics IBP Adapter Cable"," 4.0m"," use with Utah disposable transducer"," Reusable	1	12				Ultrasound Foetal Transducer - comp w/ Bionet - Uterine Contractions		Ultrasound Foetal Transducer - comp w/ Bionet - UC	Bionet "
"6015376	IBP-CSI-AG40		IBP-CSI-AG40	https://www.medten.com/product/3665	Replacement	Reusable	Criticare	IBP Adapter Cables	Accessories	Criticare IBP Adapter Cable	Reusable Criticare IBP Adapter Cable	Replacement: 4.0m"," use with Argon disposable transducer"," Reusable	Criticare IBP Adapter Cable"," 4.0m"," use with Argon disposable transducer"," Reusable	1	12				Ultrasound Foetal Transducer - comp w/ Bionet - Uterine Contractions		Ultrasound Foetal Transducer - comp w/ Bionet - UC	Bionet "
"6015158	IBP-CSI-BB40		IBP-CSI-BB40	https://www.medten.com/product/3666	Replacement	Reusable	Criticare	IBP Adapter Cables	Accessories	Criticare IBP Adapter Cable	Reusable Criticare IBP Adapter Cable	Replacement: 4.0m"," use with B.Braun disposable transducer"," Reusable	Criticare IBP Adapter Cable"," 4.0m"," use with B.Braun disposable transducer"," Reusable	1	12				Ultrasound Foetal Transducer - comp w/ Bionet - Uterine Contractions		Ultrasound Foetal Transducer - comp w/ Bionet - UC	Bionet "
"6015246	IBP-CSI-BD40		IBP-CSI-BD40	https://www.medten.com/product/3667	Replacement	Reusable	Criticare	IBP Adapter Cables	Accessories	Criticare IBP Adapter Cable	Reusable Criticare IBP Adapter Cable	Replacement: 4.0m"," use with Argon/B.D. disposable transducer"," Reusable	Criticare IBP Adapter Cable"," 4.0m"," use with Argon/B.D. disposable transducer"," Reusable	1	12				Ultrasound Foetal Transducer - comp w/ Bionet - Uterine Contractions		Ultrasound Foetal Transducer - comp w/ Bionet - UC	Bionet "
"6015201	IBP-CSI-EW40		IBP-CSI-EW40	https://www.medten.com/product/3668	Replacement	Reusable	Criticare	IBP Adapter Cables	Accessories	Criticare IBP Adapter Cable	Reusable Criticare IBP Adapter Cable	Replacement: 4.0m"," use with Edwards disposable transducer"," Reusable	Criticare IBP Adapter Cable"," 4.0m"," use with Edwards disposable transducer"," Reusable	1	12				Ultrasound Foetal Transducer - comp w/ Bionet - Uterine Contractions		Ultrasound Foetal Transducer - comp w/ Bionet - UC	Bionet "
"6015462	IBP-CSI-MD03		IBP-CSI-MD03	https://www.medten.com/product/3669	Replacement	Reusable	Pronk Technologies	Pronk Technologies	Accessories	Pronk-Criticare IBP Adapter Cable	Reusable Pronk-Criticare IBP Adapter Cable	Replacement:0.3m	Pronk-Criticare IBP Adapter Cable","0.3m	1	12				Ultrasound Foetal Transducer - comp w/ Bionet - Uterine Contractions		Ultrasound Foetal Transducer - comp w/ Bionet - UC	Bionet "
"6015333	IBP-CSI-MIR40		IBP-CSI-MIR40	https://www.medten.com/product/3670	Replacement	Reusable	Criticare	IBP Adapter Cables	Accessories	Criticare IBP Adapter Cable	Reusable Criticare IBP Adapter Cable	Replacement: 4.0m"," use with Mindray disposable transducer"," Reusable	Criticare IBP Adapter Cable"," 4.0m"," use with Mindray disposable transducer"," Reusable	1	12				Ultrasound Foetal Transducer - comp w/ Bionet - Uterine Contractions		Ultrasound Foetal Transducer - comp w/ Bionet - UC	Bionet "
"6015068	IBP-CSI-MXL40		IBP-CSI-MXL40	https://www.medten.com/product/3671	Replacement	Reusable	Criticare	IBP Adapter Cables	Accessories	Criticare IBP Adapter Cable	Reusable Criticare IBP Adapter Cable	Replacement: 4.0m"," use with Medex-Logical transducer"," Reusable	Criticare IBP Adapter Cable"," 4.0m"," use with Medex-Logical transducer"," Reusable	1	12				Ultrasound Foetal Transducer - comp w/ Bionet - Uterine Contractions		Ultrasound Foetal Transducer - comp w/ Bionet - UC	Bionet "
"6015023	IBP-CSI-MXT40		IBP-CSI-MXT40	https://www.medten.com/product/3672	Replacement	Reusable	Criticare	IBP Adapter Cables	Accessories	Criticare IBP Adapter Cable	Reusable Criticare IBP Adapter Cable	Replacement: 4.0m"," Abbott/Medex disposable transducer"," Reusable	Criticare IBP Adapter Cable"," 4.0m"," Abbott/Medex disposable transducer"," Reusable	1	12				Ultrasound Foetal Transducer - comp w/ Bionet - Uterine Contractions		Ultrasound Foetal Transducer - comp w/ Bionet - UC	Bionet "
"6015289	IBP-CSI-PVB40		IBP-CSI-PVB40	https://www.medten.com/product/3673	Replacement	Reusable	Criticare	IBP Adapter Cables	Accessories	Criticare IBP Adapter Cable	Reusable Criticare IBP Adapter Cable	Replacement: 4.0m"," use with PVB disposable transducer"," Reusable	Criticare IBP Adapter Cable"," 4.0m"," use with PVB disposable transducer"," Reusable	1	12				Ultrasound Foetal Transducer - comp w/ Bionet - Uterine Contractions		Ultrasound Foetal Transducer - comp w/ Bionet - UC	Bionet "
"6015419	IBP-CSI-USBAM30		IBP-CSI-USBAM30	https://www.medten.com/product/3674	Replacement	Reusable	Criticare	IBP Adapter Cables	Accessories	Criticare IBP Adapter Cable	Reusable Criticare IBP Adapter Cable	Replacement: Reusable	Criticare IBP Adapter Cable"," Reusable	1	12				Ultrasound Foetal Transducer - comp w/ Bionet - Uterine Contractions		Ultrasound Foetal Transducer - comp w/ Bionet - UC	Bionet "
"6015113	IBP-CSI-UT40		IBP-CSI-UT40	https://www.medten.com/product/3675	Replacement	Reusable	Criticare	IBP Adapter Cables	Accessories	Criticare IBP Adapter Cable	Reusable Criticare IBP Adapter Cable	Replacement: 4.0m"," use with Utah disposable transducer"," Reusable	Criticare IBP Adapter Cable"," 4.0m"," use with Utah disposable transducer"," Reusable	1	12				Ultrasound Foetal Transducer - comp w/ Bionet - Uterine Contractions		Ultrasound Foetal Transducer - comp w/ Bionet - UC	Bionet "
"6015362	IBP-DGA-AG40		IBP-DGA-AG40	https://www.medten.com/product/3677	Replacement	Reusable	Draeger	IBP Adapter Cables	Accessories	Siemens IBP Adapter Cable	Reusable Siemens IBP Adapter Cable	Replacement: 4.0m"," use with Argon disposable transducer"," Reusable	Siemens IBP Adapter Cable"," 4.0m"," use with Argon disposable transducer"," Reusable	1	12				Ultrasound Foetal Transducer - comp w/ Bionet - Uterine Contractions		Ultrasound Foetal Transducer - comp w/ Bionet - UC	Bionet "
"6015144	IBP-DGA-BB40		IBP-DGA-BB40	https://www.medten.com/product/3678	Replacement	Reusable	Draeger	IBP Adapter Cables	Accessories	Siemens IBP Adapter Cable	Reusable Siemens IBP Adapter Cable	Replacement: 4.0m"," use with B.Braun disposable transducer"," Reusable	Siemens IBP Adapter Cable"," 4.0m"," use with B.Braun disposable transducer"," Reusable	1	12				Ultrasound Foetal Transducer - comp w/ Bionet - Uterine Contractions		Ultrasound Foetal Transducer - comp w/ Bionet - UC	Bionet "
"6015232	IBP-DGA-BD40		IBP-DGA-BD40	https://www.medten.com/product/3679	Replacement	Reusable	Draeger	IBP Adapter Cables	Accessories	Siemens IBP Adapter Cable	Reusable Siemens IBP Adapter Cable	Replacement: 4.0m"," use with Argon/B.D. disposable transducer"," Reusable	Siemens IBP Adapter Cable"," 4.0m"," use with Argon/B.D. disposable transducer"," Reusable	1	12				Ultrasound Foetal Transducer - comp w/ Bionet - Uterine Contractions		Ultrasound Foetal Transducer - comp w/ Bionet - UC	Bionet "
"6015187	IBP-DGA-EW40		IBP-DGA-EW40	https://www.medten.com/product/3680	Replacement	Reusable	Draeger	IBP Adapter Cables	Accessories	Siemens IBP Adapter Cable	Reusable Siemens IBP Adapter Cable	Replacement: 4.0m"," use with Edwards disposable transducer"," Reusable	Siemens IBP Adapter Cable"," 4.0m"," use with Edwards disposable transducer"," Reusable	1	12				Ultrasound Foetal Transducer - comp w/ Bionet - Uterine Contractions		Ultrasound Foetal Transducer - comp w/ Bionet - UC	Bionet "
"6015448	IBP-DGA-MD03		IBP-DGA-MD03	https://www.medten.com/product/3681	Replacement	Reusable	Pronk Technologies	Pronk Technologies	Accessories	Pronk-Siemens IBP Adapter Cable 501-0304	Reusable Pronk-Siemens IBP Adapter Cable 501-0304	Compatible: 0.3m	Pronk-Siemens IBP Adapter Cable 501-0304Compatible: 0.3m	1	12				Ultrasound Foetal Transducer - comp w/ Bionet - Uterine Contractions		Ultrasound Foetal Transducer - comp w/ Bionet - UC	Bionet "
"6015319	IBP-DGA-MIR40		IBP-DGA-MIR40	https://www.medten.com/product/3682	Replacement	Reusable	Siemens	IBP Adapter Cables	Accessories	Siemens IBP Adapter Cable	Reusable Siemens IBP Adapter Cable	Replacement: 4.0m"," use with Mindray disposable transducer"," Reusable	Siemens IBP Adapter Cable"," 4.0m"," use with Mindray disposable transducer"," Reusable	1	12				Ultrasound Foetal Transducer - comp w/ Bionet - Uterine Contractions		Ultrasound Foetal Transducer - comp w/ Bionet - UC	Bionet "
"6015054	IBP-DGA-MXL40		IBP-DGA-MXL40	https://www.medten.com/product/3683	Replacement	Reusable	Draeger	IBP Adapter Cables	Accessories	Siemens IBP Adapter Cable	Reusable Siemens IBP Adapter Cable	Replacement: 4.0m"," use with Medex-Logical transducer"," Reusable	Siemens IBP Adapter Cable"," 4.0m"," use with Medex-Logical transducer"," Reusable	1	12				Ultrasound Foetal Transducer - comp w/ Bionet - Uterine Contractions		Ultrasound Foetal Transducer - comp w/ Bionet - UC	Bionet "
"6015009	IBP-DGA-MXT40		IBP-DGA-MXT40	https://www.medten.com/product/3684	Replacement	Reusable	Draeger	IBP Adapter Cables	Accessories	IBP Adapter Cable	Reusable IBP Adapter Cable	Replacement: 4.0m"," use with Abbott/Medex disposable transducer"," Adapter Cables	IBP Adapter Cable"," 4.0m"," use with Abbott/Medex disposable transducer"," Adapter Cables	1	12				Ultrasound Foetal Transducer - comp w/ Bionet - Uterine Contractions		Ultrasound Foetal Transducer - comp w/ Bionet - UC	Bionet "
"6015275	IBP-DGA-PVB40		IBP-DGA-PVB40	https://www.medten.com/product/3685	Replacement	Reusable	Siemens	IBP Adapter Cables	Accessories	Siemens IBP Adapter Cable	Reusable Siemens IBP Adapter Cable	Replacement: 4.0m"," use with PVB disposable transducer"," Reusable	Siemens IBP Adapter Cable"," 4.0m"," use with PVB disposable transducer"," Reusable	1	12				Ultrasound Foetal Transducer - comp w/ Bionet - Uterine Contractions		Ultrasound Foetal Transducer - comp w/ Bionet - UC	Bionet "
"6015405	IBP-DGA-USBAM30		IBP-DGA-USBAM30	https://www.medten.com/product/3686	Replacement	Reusable	Siemens	IBP Adapter Cables	Accessories	Siemens IBP Adapter Cable	Reusable Siemens IBP Adapter Cable	Replacement: Reusable	Siemens IBP Adapter Cable"," Reusable	1	12				Ultrasound Foetal Transducer - comp w/ Bionet - Uterine Contractions		Ultrasound Foetal Transducer - comp w/ Bionet - UC	Bionet "
"6015099	IBP-DGA-UT40		IBP-DGA-UT40	https://www.medten.com/product/3687	Replacement	Reusable	Draeger	IBP Adapter Cables	Accessories	Siemens IBP Adapter Cable	Reusable Siemens IBP Adapter Cable	Replacement: 4.0m"," use with Utah disposable transducer"," Reusable	Siemens IBP Adapter Cable"," 4.0m"," use with Utah disposable transducer"," Reusable	1	12				Ultrasound Foetal Transducer - comp w/ Bionet - Uterine Contractions		Ultrasound Foetal Transducer - comp w/ Bionet - UC	Bionet "
"6015492	IBP-DGB-2MXT40		IBP-DGB-2MXT40	https://www.medten.com/product/3688	Replacement	Reusable	Siemens	IBP Adapter Cables	Accessories	Siemens IBP Adapter Cable	Reusable Siemens IBP Adapter Cable	Replacement: 2 channels"," 4.0m"," Abbott/Medex disposable transducer"," Reusable	Siemens IBP Adapter Cable"," 2 channels"," 4.0m"," Abbott/Medex disposable transducer"," Reusable	1	12				Ultrasound Foetal Transducer - comp w/ Bionet - Uterine Contractions		Ultrasound Foetal Transducer - comp w/ Bionet - UC	Bionet "
"6015363	IBP-DGB-AG40		IBP-DGB-AG40	https://www.medten.com/product/3689	Replacement	Reusable	Draeger	IBP Adapter Cables	Accessories	Siemens IBP Adapter Cable	Reusable Siemens IBP Adapter Cable	Replacement: 4.0m"," use with Argon disposable transducer"," Reusable	Siemens IBP Adapter Cable"," 4.0m"," use with Argon disposable transducer"," Reusable	1	12				Ultrasound Foetal Transducer - comp w/ Bionet - Uterine Contractions		Ultrasound Foetal Transducer - comp w/ Bionet - UC	Bionet "
"6015145	IBP-DGB-BB40		IBP-DGB-BB40	https://www.medten.com/product/3690	Replacement	Reusable	Draeger	IBP Adapter Cables	Accessories	Siemens IBP Adapter Cable	Reusable Siemens IBP Adapter Cable	Replacement: 4.0m"," use with B.Braun disposable transducer"," Reusable	Siemens IBP Adapter Cable"," 4.0m"," use with B.Braun disposable transducer"," Reusable	1	12				Ultrasound Foetal Transducer - comp w/ Bionet - Uterine Contractions		Ultrasound Foetal Transducer - comp w/ Bionet - UC	Bionet "
"6015233	IBP-DGB-BD40		IBP-DGB-BD40	https://www.medten.com/product/3691	Replacement	Reusable	Siemens	IBP Adapter Cables	Accessories	Draeger IBP Adapter Cable 3375933	Reusable Draeger IBP Adapter Cable 3375933	Replacement: 4.0m"," use with Argon/B.D. disposable transducer"," Reusable	Draeger IBP Adapter Cable 3375933"," 4.0m"," use with Argon/B.D. disposable transducer"," Reusable	1	12				Ultrasound Foetal Transducer - comp w/ Bionet - Uterine Contractions		Ultrasound Foetal Transducer - comp w/ Bionet - UC	Bionet "
"6015188	IBP-DGB-EW40		IBP-DGB-EW40	https://www.medten.com/product/3692	Replacement	Reusable	Draeger	IBP Adapter Cables	Accessories	Draeger IBP Adapter Cable MS22147	Reusable Draeger IBP Adapter Cable MS22147	Replacement: 4.0m"," use with Edwards disposable transducer	Draeger IBP Adapter Cable MS22147"," 4.0m"," use with Edwards disposable transducer	1	12				Ultrasound Foetal Transducer - comp w/ Bionet - Uterine Contractions		Ultrasound Foetal Transducer - comp w/ Bionet - UC	Bionet "
"6015449	IBP-DGB-MD03		IBP-DGB-MD03	https://www.medten.com/product/3693	Replacement	Reusable	Pronk Technologies	Pronk Technologies	Accessories	Pronk-Draeger IBP Adapter Cable	Reusable Pronk-Draeger IBP Adapter Cable	Replacement: 0.3m","	Pronk-Draeger IBP Adapter Cable"," 0.3m","	1	12				Ultrasound Foetal Transducer - comp w/ Bionet - Uterine Contractions		Ultrasound Foetal Transducer - comp w/ Bionet - UC	Bionet "
"6015320	IBP-DGB-MIR40		IBP-DGB-MIR40	https://www.medten.com/product/3694	Replacement	Reusable	Siemens	IBP Adapter Cables	Accessories	Siemens IBP Adapter Cable	Reusable Siemens IBP Adapter Cable	Replacement: 4.0m"," use with Mindray disposable transducer"," Reusable	Siemens IBP Adapter Cable"," 4.0m"," use with Mindray disposable transducer"," Reusable	1	12				Ultrasound Foetal Transducer - comp w/ Bionet - Uterine Contractions		Ultrasound Foetal Transducer - comp w/ Bionet - UC	Bionet "
"6015055	IBP-DGB-MXL40		IBP-DGB-MXL40	https://www.medten.com/product/3695	Replacement	Reusable	Draeger	IBP Adapter Cables	Accessories	Siemens IBP Adapter Cable	Reusable Siemens IBP Adapter Cable	Replacement: 4.0m"," use with Medex-Logical transducer"," Reusable	Siemens IBP Adapter Cable"," 4.0m"," use with Medex-Logical transducer"," Reusable	1	12				Ultrasound Foetal Transducer - comp w/ Bionet - Uterine Contractions		Ultrasound Foetal Transducer - comp w/ Bionet - UC	Bionet "
"6015010	IBP-DGB-MXT40		IBP-DGB-MXT40	https://www.medten.com/product/3696	Replacement	Reusable	Draeger	IBP Adapter Cables	Accessories	Draeger IBP Adapter Cable MS22535	Reusable Draeger IBP Adapter Cable MS22535	Replacement: 4.0m"," Abbott/Medex disposable transducer"," Reusable	Draeger IBP Adapter Cable MS22535"," 4.0m"," Abbott/Medex disposable transducer"," Reusable	1	12				Ultrasound Foetal Transducer - comp w/ Bionet - Uterine Contractions		Ultrasound Foetal Transducer - comp w/ Bionet - UC	Bionet "
"6015276	IBP-DGB-PVB40		IBP-DGB-PVB40	https://www.medten.com/product/3697	Replacement	Reusable	Siemens	IBP Adapter Cables	Accessories	Siemens IBP Adapter Cable	Reusable Siemens IBP Adapter Cable	Replacement: 4.0m"," use with PVB disposable transducer"," Reusable	Siemens IBP Adapter Cable"," 4.0m"," use with PVB disposable transducer"," Reusable	1	12				Ultrasound Foetal Transducer - comp w/ Bionet - Uterine Contractions		Ultrasound Foetal Transducer - comp w/ Bionet - UC	Bionet "
"6015406	IBP-DGB-USBAM30		IBP-DGB-USBAM30	https://www.medten.com/product/3698	Replacement	Reusable	Siemens	IBP Adapter Cables	Accessories	Siemens IBP Adapter Cable	Reusable Siemens IBP Adapter Cable	Replacement: Reusable	Siemens IBP Adapter Cable"," Reusable	1	12				Ultrasound Foetal Transducer - comp w/ Bionet - Uterine Contractions		Ultrasound Foetal Transducer - comp w/ Bionet - UC	Bionet "
"6015100	IBP-DGB-UT40		IBP-DGB-UT40	https://www.medten.com/product/3699	Replacement	Reusable	Draeger	IBP Adapter Cables	Accessories	Siemens IBP Adapter Cable	Reusable Siemens IBP Adapter Cable	Replacement: 4.0m"," use with Utah disposable transducer"," Reusable	Siemens IBP Adapter Cable"," 4.0m"," use with Utah disposable transducer"," Reusable	1	12				Ultrasound Foetal Transducer - comp w/ Bionet - Uterine Contractions		Ultrasound Foetal Transducer - comp w/ Bionet - UC	Bionet "
"6015364	IBP-DGC-AG40		IBP-DGC-AG40	https://www.medten.com/product/3700	Replacement	Reusable	Draeger	IBP Adapter Cables	Accessories	IBP Adapter Cable	Reusable IBP Adapter Cable	Replacement: 4.0m"," use with Argon disposable transducer"," Adapter Cables	IBP Adapter Cable"," 4.0m"," use with Argon disposable transducer"," Adapter Cables	1	12				Ultrasound Foetal Transducer - comp w/ Bionet - Uterine Contractions		Ultrasound Foetal Transducer - comp w/ Bionet - UC	Bionet "
"6015146	IBP-DGC-BB40		IBP-DGC-BB40	https://www.medten.com/product/3701	Replacement	Reusable	Draeger	IBP Adapter Cables	Accessories	Draeger IBP Adapter Cable	Reusable Draeger IBP Adapter Cable	Replacement: 4.0m"," use with B.Braun disposable transducer"," Reusable	Draeger IBP Adapter Cable"," 4.0m"," use with B.Braun disposable transducer"," Reusable	1	12				Ultrasound Foetal Transducer - comp w/ Bionet - Uterine Contractions		Ultrasound Foetal Transducer - comp w/ Bionet - UC	Bionet "
"6015234	IBP-DGC-BD40		IBP-DGC-BD40	https://www.medten.com/product/3702	Replacement	Reusable	Draeger	IBP Adapter Cables	Accessories	Draeger IBP Adapter Cable	Reusable Draeger IBP Adapter Cable	Replacement: 4.0m"," use with Argon/B.D. disposable transducer"," Reusable	Draeger IBP Adapter Cable"," 4.0m"," use with Argon/B.D. disposable transducer"," Reusable	1	12				Ultrasound Foetal Transducer - comp w/ Bionet - Uterine Contractions		Ultrasound Foetal Transducer - comp w/ Bionet - UC	Bionet "
"6015189	IBP-DGC-EW40		IBP-DGC-EW40	https://www.medten.com/product/3703	Replacement	Reusable	Draeger	IBP Adapter Cables	Accessories	Draeger IBP Adapter Cable	Reusable Draeger IBP Adapter Cable	Replacement: 4.0m"," use with Edwards disposable transducer"," Reusable	Draeger IBP Adapter Cable"," 4.0m"," use with Edwards disposable transducer"," Reusable	1	12				Ultrasound Foetal Transducer - comp w/ Bionet - Uterine Contractions		Ultrasound Foetal Transducer - comp w/ Bionet - UC	Bionet "
"6015321	IBP-DGC-MIR40		IBP-DGC-MIR40	https://www.medten.com/product/3704	Replacement	Reusable	Draeger	IBP Adapter Cables	Accessories	Draeger IBP Adapter Cable	Reusable Draeger IBP Adapter Cable	Replacement: 4.0m"," use with Mindray disposable transducer"," Reusable	Draeger IBP Adapter Cable"," 4.0m"," use with Mindray disposable transducer"," Reusable	1	12				Ultrasound Foetal Transducer - comp w/ Bionet - Uterine Contractions		Ultrasound Foetal Transducer - comp w/ Bionet - UC	Bionet "
"6015056	IBP-DGC-MXL40		IBP-DGC-MXL40	https://www.medten.com/product/3705	Replacement	Reusable	Draeger	IBP Adapter Cables	Accessories	Draeger IBP Adapter Cable	Reusable Draeger IBP Adapter Cable	Replacement: 4.0m"," use with Medex-Logical transducer"," Reusable	Draeger IBP Adapter Cable"," 4.0m"," use with Medex-Logical transducer"," Reusable	1	12				Ultrasound Foetal Transducer - comp w/ Bionet - Uterine Contractions		Ultrasound Foetal Transducer - comp w/ Bionet - UC	Bionet "
"6015011	IBP-DGC-MXT40		IBP-DGC-MXT40	https://www.medten.com/product/3706	Replacement	Reusable	Draeger	IBP Adapter Cables	Accessories	Draeger IBP Adapter Cable	Reusable Draeger IBP Adapter Cable	Replacement: 4.0m"," Abbott/Medex disposable transducer"," Reusable	Draeger IBP Adapter Cable"," 4.0m"," Abbott/Medex disposable transducer"," Reusable	1	12				Ultrasound Foetal Transducer - comp w/ Bionet - Uterine Contractions		Ultrasound Foetal Transducer - comp w/ Bionet - UC	Bionet "
"6015277	IBP-DGC-PVB40		IBP-DGC-PVB40	https://www.medten.com/product/3707	Replacement	Reusable	Draeger	IBP Adapter Cables	Accessories	Draeger IBP Adapter Cable	Reusable Draeger IBP Adapter Cable	Replacement: 4.0m"," use with PVB disposable transducer"," Reusable	Draeger IBP Adapter Cable"," 4.0m"," use with PVB disposable transducer"," Reusable	1	12				Ultrasound Foetal Transducer - comp w/ Bionet - Uterine Contractions		Ultrasound Foetal Transducer - comp w/ Bionet - UC	Bionet "
"6015407	IBP-DGC-USBAM30		IBP-DGC-USBAM30	https://www.medten.com/product/3708	Replacement	Reusable	Draeger	IBP Adapter Cables	Accessories	Draeger IBP Adapter Cable	Reusable Draeger IBP Adapter Cable	Replacement: 3.0m"," Reusable	Draeger IBP Adapter Cable"," 3.0m"," Reusable	1	12				Ultrasound Foetal Transducer - comp w/ Bionet - Uterine Contractions		Ultrasound Foetal Transducer - comp w/ Bionet - UC	Bionet "
"6015101	IBP-DGC-UT40		IBP-DGC-UT40	https://www.medten.com/product/3709	Replacement	Reusable	Draeger	IBP Adapter Cables	Accessories	Draeger IBP Adapter Cable	Reusable Draeger IBP Adapter Cable	Replacement: 4.0m"," use with Utah disposable transducer"," Reusable	Draeger IBP Adapter Cable"," 4.0m"," use with Utah disposable transducer"," Reusable	1	12				Ultrasound Foetal Transducer - comp w/ Bionet - Uterine Contractions		Ultrasound Foetal Transducer - comp w/ Bionet - UC	Bionet "
"6015365	IBP-DGD-AG40		IBP-DGD-AG40	https://www.medten.com/product/3711	Replacement	Reusable	Siemens	IBP Adapter Cables	Accessories	Siemens IBP Adapter Cable	Reusable Siemens IBP Adapter Cable	Replacement: 4.0m"," use with Argon disposable transducer"," Reusable	Siemens IBP Adapter Cable"," 4.0m"," use with Argon disposable transducer"," Reusable	1	12				Ultrasound Foetal Transducer - comp w/ Bionet - Uterine Contractions		Ultrasound Foetal Transducer - comp w/ Bionet - UC	Bionet "
"6015147	IBP-DGD-BB40		IBP-DGD-BB40	https://www.medten.com/product/3712	Replacement	Reusable	Siemens	IBP Adapter Cables	Accessories	Siemens IBP Adapter Cable	Reusable Siemens IBP Adapter Cable	Replacement: 4.0m"," use with B.Braun disposable transducer"," Reusable	Siemens IBP Adapter Cable"," 4.0m"," use with B.Braun disposable transducer"," Reusable	1	12				Ultrasound Foetal Transducer - comp w/ Bionet - Uterine Contractions		Ultrasound Foetal Transducer - comp w/ Bionet - UC	Bionet "
"6015235	IBP-DGD-BD40		IBP-DGD-BD40	https://www.medten.com/product/3713	Replacement	Reusable	Siemens	IBP Adapter Cables	Accessories	Siemens IBP Adapter Cable	Reusable Siemens IBP Adapter Cable	Replacement: 4.0m"," use with Argon/B.D. disposable transducer"," Reusable	Siemens IBP Adapter Cable"," 4.0m"," use with Argon/B.D. disposable transducer"," Reusable	1	12				Ultrasound Foetal Transducer - comp w/ Bionet - Uterine Contractions		Ultrasound Foetal Transducer - comp w/ Bionet - UC	Bionet "
"6015190	IBP-DGD-EW40		IBP-DGD-EW40	https://www.medten.com/product/3714	Replacement	Reusable	Siemens	IBP Adapter Cables	Accessories	Siemens IBP Adapter Cable	Reusable Siemens IBP Adapter Cable	Replacement: 4.0m"," use with Edwards disposable transducer"," Reusable	Siemens IBP Adapter Cable"," 4.0m"," use with Edwards disposable transducer"," Reusable	1	12				Ultrasound Foetal Transducer - comp w/ Bionet - Uterine Contractions		Ultrasound Foetal Transducer - comp w/ Bionet - UC	Bionet "
"6015451	IBP-DGD-MD03		IBP-DGD-MD03	https://www.medten.com/product/3715	Replacement	Reusable	Pronk Technologies	Pronk Technologies	Accessories	Pronk-Siemens IBP Adapter Cable	Reusable Pronk-Siemens IBP Adapter Cable	Replacement: 0.3m","	Pronk-Siemens IBP Adapter Cable"," 0.3m","	1	12				Ultrasound Foetal Transducer - comp w/ Bionet - Uterine Contractions		Ultrasound Foetal Transducer - comp w/ Bionet - UC	Bionet "
"6015322	IBP-DGD-MIR40		IBP-DGD-MIR40	https://www.medten.com/product/3716	Replacement	Reusable	Siemens	IBP Adapter Cables	Accessories	Siemens IBP Adapter Cable	Reusable Siemens IBP Adapter Cable	Replacement: 4.0m"," use with Mindray disposable transducer"," Reusable	Siemens IBP Adapter Cable"," 4.0m"," use with Mindray disposable transducer"," Reusable	1	12				Ultrasound Foetal Transducer - comp w/ Bionet - Uterine Contractions		Ultrasound Foetal Transducer - comp w/ Bionet - UC	Bionet "
"6015057	IBP-DGD-MXL40		IBP-DGD-MXL40	https://www.medten.com/product/3717	Replacement	Reusable	Siemens	IBP Adapter Cables	Accessories	Siemens IBP Adapter Cable	Reusable Siemens IBP Adapter Cable	Replacement: 4.0m"," use with Medex-Logical transducer"," Reusable	Siemens IBP Adapter Cable"," 4.0m"," use with Medex-Logical transducer"," Reusable	1	12				Ultrasound Foetal Transducer - comp w/ Bionet - Uterine Contractions		Ultrasound Foetal Transducer - comp w/ Bionet - UC	Bionet "
"6015012	IBP-DGD-MXT40		IBP-DGD-MXT40	https://www.medten.com/product/3718	Replacement	Reusable	Siemens	IBP Adapter Cables	Accessories	Siemens IBP Adapter Cable	Reusable Siemens IBP Adapter Cable	Replacement: 4.0m"," Abbott/Medex disposable transducer"," Reusable	Siemens IBP Adapter Cable"," 4.0m"," Abbott/Medex disposable transducer"," Reusable	1	12				Ultrasound Foetal Transducer - comp w/ Bionet - Uterine Contractions		Ultrasound Foetal Transducer - comp w/ Bionet - UC	Bionet "
"6015278	IBP-DGD-PVB40		IBP-DGD-PVB40	https://www.medten.com/product/3719	Replacement	Reusable	Siemens	IBP Adapter Cables	Accessories	Siemens IBP Adapter Cable	Reusable Siemens IBP Adapter Cable	Replacement: 4.0m"," use with PVB disposable transducer"," Reusable	Siemens IBP Adapter Cable"," 4.0m"," use with PVB disposable transducer"," Reusable	1	12				Ultrasound Foetal Transducer - comp w/ Bionet - Uterine Contractions		Ultrasound Foetal Transducer - comp w/ Bionet - UC	Bionet "
"6015408	IBP-DGD-USBAM30		IBP-DGD-USBAM30	https://www.medten.com/product/3720	Replacement	Reusable	Siemens	IBP Adapter Cables	Accessories	Siemens IBP Adapter Cable	Reusable Siemens IBP Adapter Cable	Replacement: 3.0m"," Reusable	Siemens IBP Adapter Cable"," 3.0m"," Reusable	1	12				Ultrasound Foetal Transducer - comp w/ Bionet - Uterine Contractions		Ultrasound Foetal Transducer - comp w/ Bionet - UC	Bionet "
"6015102	IBP-DGD-UT40		IBP-DGD-UT40	https://www.medten.com/product/3721	Replacement	Reusable	Siemens	IBP Adapter Cables	Accessories	Siemens IBP Adapter Cable	Reusable Siemens IBP Adapter Cable	Replacement: 4.0m"," use with Utah disposable transducer"," Reusable	Siemens IBP Adapter Cable"," 4.0m"," use with Utah disposable transducer"," Reusable	1	12				Ultrasound Foetal Transducer - comp w/ Bionet - Uterine Contractions		Ultrasound Foetal Transducer - comp w/ Bionet - UC	Bionet "
"6015013	IBP-DGE-MXT40		IBP-DGE-MXT40	https://www.medten.com/product/3730	Replacement	Reusable	Siemens	IBP Adapter Cables	Accessories	Siemens IBP Adapter Cable	Reusable Siemens IBP Adapter Cable	Replacement: 4.0m"," Abbott/Medex disposable transducer"," Reusable	Siemens IBP Adapter Cable"," 4.0m"," Abbott/Medex disposable transducer"," Reusable	1	12				Ultrasound Foetal Transducer - comp w/ Bionet - Uterine Contractions		Ultrasound Foetal Transducer - comp w/ Bionet - UC	Bionet "
"6015103	IBP-DGE-UT40		IBP-DGE-UT40	https://www.medten.com/product/3733	Replacement	Reusable	Siemens	IBP Adapter Cables	Accessories	Siemens IBP Adapter Cable	Reusable Siemens IBP Adapter Cable	Replacement: 4.0m"," use with Utah disposable transducer"," Reusable	Siemens IBP Adapter Cable"," 4.0m"," use with Utah disposable transducer"," Reusable	1	12				Ultrasound Foetal Transducer - comp w/ Bionet - Uterine Contractions		Ultrasound Foetal Transducer - comp w/ Bionet - UC	Bionet "
"6015370	IBP-DT-AG40		IBP-DT-AG40	https://www.medten.com/product/3735	Replacement	Reusable	Datascope	IBP Adapter Cables	Accessories	Datascope IBP Adapter Cable	Reusable Datascope IBP Adapter Cable	Replacement: 4.0m"," use with Argon disposable transducer"," Reusable	Datascope IBP Adapter Cable"," 4.0m"," use with Argon disposable transducer"," Reusable	1	12				Ultrasound Foetal Transducer - comp w/ Bionet - Uterine Contractions		Ultrasound Foetal Transducer - comp w/ Bionet - UC	Bionet "
"6015152	IBP-DT-BB40		IBP-DT-BB40	https://www.medten.com/product/3736	Replacement	Reusable	Datascope	IBP Adapter Cables	Accessories	Datascope IBP Adapter Cable	Reusable Datascope IBP Adapter Cable	Replacement: 4.0m"," use with B.Braun disposable transducer"," Reusable	Datascope IBP Adapter Cable"," 4.0m"," use with B.Braun disposable transducer"," Reusable	1	12				Ultrasound Foetal Transducer - comp w/ Bionet - Uterine Contractions		Ultrasound Foetal Transducer - comp w/ Bionet - UC	Bionet "
"6015240	IBP-DT-BD40		IBP-DT-BD40	https://www.medten.com/product/3737	Replacement	Reusable	Datascope	IBP Adapter Cables	Accessories	Datascope IBP Adapter Cable 0012-00-1245	Reusable Datascope IBP Adapter Cable 0012-00-1245	Replacement: 4.0m"," use with Argon/B.D. disposable transducer"," Reusable	Datascope IBP Adapter Cable 0012-00-1245"," 4.0m"," use with Argon/B.D. disposable transducer"," Reusable	1	12				Ultrasound Foetal Transducer - comp w/ Bionet - Uterine Contractions		Ultrasound Foetal Transducer - comp w/ Bionet - UC	Bionet "
"6015195	IBP-DT-EW40		IBP-DT-EW40	https://www.medten.com/product/3738	Replacement	Reusable	Datascope	IBP Adapter Cables	Accessories	Datascope IBP Adapter Cable	Reusable Datascope IBP Adapter Cable	Replacement: 4.0m"," use with Edwards disposable transducer"," Reusable	Datascope IBP Adapter Cable"," 4.0m"," use with Edwards disposable transducer"," Reusable	1	12				Ultrasound Foetal Transducer - comp w/ Bionet - Uterine Contractions		Ultrasound Foetal Transducer - comp w/ Bionet - UC	Bionet "
"6015456	IBP-DT-MD03		IBP-DT-MD03	https://www.medten.com/product/3739	Replacement	Reusable	Pronk Technologies	Pronk Technologies	Accessories	Pronk-Datascope IBP Adapter Cable 501-0302	Reusable Pronk-Datascope IBP Adapter Cable 501-0302	Replacement: 0.3m","	Pronk-Datascope IBP Adapter Cable 501-0302"," 0.3m","	1	12				Ultrasound Foetal Transducer - comp w/ Bionet - Uterine Contractions		Ultrasound Foetal Transducer - comp w/ Bionet - UC	Bionet "
"6015327	IBP-DT-MIR40		IBP-DT-MIR40	https://www.medten.com/product/3740	Replacement	Reusable	Datascope	IBP Adapter Cables	Accessories	Datascope IBP Adapter Cable	Reusable Datascope IBP Adapter Cable	Replacement: 4.0m"," use with Mindray disposable transducer"," Reusable	Datascope IBP Adapter Cable"," 4.0m"," use with Mindray disposable transducer"," Reusable	1	12				Ultrasound Foetal Transducer - comp w/ Bionet - Uterine Contractions		Ultrasound Foetal Transducer - comp w/ Bionet - UC	Bionet "
"6015062	IBP-DT-MXL40		IBP-DT-MXL40	https://www.medten.com/product/3741	Replacement	Reusable	Datascope	IBP Adapter Cables	Accessories	Datascope IBP Adapter Cable	Reusable Datascope IBP Adapter Cable	Replacement: 4.0m"," use with Medex-Logical transducer"," Reusable	Datascope IBP Adapter Cable"," 4.0m"," use with Medex-Logical transducer"," Reusable	1	12				Ultrasound Foetal Transducer - comp w/ Bionet - Uterine Contractions		Ultrasound Foetal Transducer - comp w/ Bionet - UC	Bionet "
"6015017	IBP-DT-MXT40		IBP-DT-MXT40	https://www.medten.com/product/3742	Replacement	Reusable	Datascope	IBP Adapter Cables	Accessories	Datascope IBP Adapter Cable	Reusable Datascope IBP Adapter Cable	Replacement: 4.0m"," Abbott/Medex disposable transducer"," Reusable	Datascope IBP Adapter Cable"," 4.0m"," Abbott/Medex disposable transducer"," Reusable	1	12				Ultrasound Foetal Transducer - comp w/ Bionet - Uterine Contractions		Ultrasound Foetal Transducer - comp w/ Bionet - UC	Bionet "
"6015283	IBP-DT-PVB40		IBP-DT-PVB40	https://www.medten.com/product/3743	Replacement	Reusable	Datascope	IBP Adapter Cables	Accessories	Datascope IBP Adapter Cable	Reusable Datascope IBP Adapter Cable	Replacement: 4.0m"," use with PVB disposable transducer"," Reusable (Box of 2)	Datascope IBP Adapter Cable"," 4.0m"," use with PVB disposable transducer"," Reusable (Box of 2)	2	12				Ultrasound Foetal Transducer - comp w/ Bionet - Uterine Contractions		Ultrasound Foetal Transducer - comp w/ Bionet - UC	Bionet "
"6015413	IBP-DT-USBAM30		IBP-DT-USBAM30	https://www.medten.com/product/3744	Replacement	Reusable	Datascope	IBP Adapter Cables	Accessories	Datascope IBP Adapter Cable	Reusable Datascope IBP Adapter Cable	Replacement: 3.0m"," Reusable	Datascope IBP Adapter Cable"," 3.0m"," Reusable	1	12				Ultrasound Foetal Transducer - comp w/ Bionet - Uterine Contractions		Ultrasound Foetal Transducer - comp w/ Bionet - UC	Bionet "
"6015107	IBP-DT-UT40		IBP-DT-UT40	https://www.medten.com/product/3745	Replacement	Reusable	Datascope	IBP Adapter Cables	Accessories	Datascope IBP Adapter Cable 650-204	Reusable Datascope IBP Adapter Cable 650-204	Replacement: 4.0m"," use with Utah disposable transducer"," Reusable	Datascope IBP Adapter Cable 650-204"," 4.0m"," use with Utah disposable transducer"," Reusable	1	12				Ultrasound Foetal Transducer - comp w/ Bionet - Uterine Contractions		Ultrasound Foetal Transducer - comp w/ Bionet - UC	Bionet "
"6015357	IBP-DX-AG40		IBP-DX-AG40	https://www.medten.com/product/3747	Replacement	Reusable	Datex Ohmeda	IBP Adapter Cables	Accessories	Datex Ohmeda IBP Adapter Cable	Reusable Datex Ohmeda IBP Adapter Cable	Replacement: 4.0m"," use with Argon disposable transducer"," Reusable	Datex Ohmeda IBP Adapter Cable"," 4.0m"," use with Argon disposable transducer"," Reusable	1	12				Ultrasound Foetal Transducer - comp w/ Bionet - Uterine Contractions		Ultrasound Foetal Transducer - comp w/ Bionet - UC	Bionet "
"6015139	IBP-DX-BB40		IBP-DX-BB40	https://www.medten.com/product/3748	Replacement	Reusable	Datex Ohmeda	IBP Adapter Cables	Accessories	Datex Ohmeda IBP Adapter Cable	Reusable Datex Ohmeda IBP Adapter Cable	Replacement: 4.0m"," use with B.Braun disposable transducer"," Reusable	Datex Ohmeda IBP Adapter Cable"," 4.0m"," use with B.Braun disposable transducer"," Reusable	1	12				Ultrasound Foetal Transducer - comp w/ Bionet - Uterine Contractions		Ultrasound Foetal Transducer - comp w/ Bionet - UC	Bionet "
"6015227	IBP-DX-BD40		IBP-DX-BD40	https://www.medten.com/product/3749	Replacement	Reusable	Datex Ohmeda	IBP Adapter Cables	Accessories	Datex Ohmeda IBP Adapter Cable 54586	Reusable Datex Ohmeda IBP Adapter Cable 54586	Replacement: 4.0m"," use with Argon/B.D. disposable transducer"," Reusable	Datex Ohmeda IBP Adapter Cable 54586"," 4.0m"," use with Argon/B.D. disposable transducer"," Reusable	1	12				Ultrasound Foetal Transducer - comp w/ Bionet - Uterine Contractions		Ultrasound Foetal Transducer - comp w/ Bionet - UC	Bionet "
"6015182	IBP-DX-EW40		IBP-DX-EW40	https://www.medten.com/product/3750	Replacement	Reusable	Datex Ohmeda	IBP Adapter Cables	Accessories	Datex Ohmeda IBP Adapter Cable 8960CKPNL	Reusable Datex Ohmeda IBP Adapter Cable 8960CKPNL	Replacement: 4.0m"," use with Edwards disposable transducer"," Reusable	Datex Ohmeda IBP Adapter Cable 8960CKPNL"," 4.0m"," use with Edwards disposable transducer"," Reusable	1	12				Ultrasound Foetal Transducer - comp w/ Bionet - Uterine Contractions		Ultrasound Foetal Transducer - comp w/ Bionet - UC	Bionet "
"6015443	IBP-DX-MD03		IBP-DX-MD03	https://www.medten.com/product/3751	Replacement	Reusable	Pronk Technologies	Pronk Technologies	Accessories	Pronk-Datex Ohmeda IBP adaptor cable 501-0303	Reusable Pronk-Datex Ohmeda IBP adaptor cable 501-0303	Replacement: 0.3m","	Pronk-Datex Ohmeda IBP adaptor cable 501-0303"," 0.3m","	1	12				Ultrasound Foetal Transducer - comp w/ Bionet - Uterine Contractions		Ultrasound Foetal Transducer - comp w/ Bionet - UC	Bionet "
"6015314	IBP-DX-MIR40		IBP-DX-MIR40	https://www.medten.com/product/3752	Replacement	Reusable	Datex Ohmeda	IBP Adapter Cables	Accessories	Datex Ohmeda IBP Adapter Cable	Reusable Datex Ohmeda IBP Adapter Cable	Replacement: 4.0m"," use with Mindray disposable transducer"," Reusable	Datex Ohmeda IBP Adapter Cable"," 4.0m"," use with Mindray disposable transducer"," Reusable	1	12				Ultrasound Foetal Transducer - comp w/ Bionet - Uterine Contractions		Ultrasound Foetal Transducer - comp w/ Bionet - UC	Bionet "
"6015049	IBP-DX-MXL40		IBP-DX-MXL40	https://www.medten.com/product/3753	Replacement	Reusable	Datex Ohmeda	IBP Adapter Cables	Accessories	Datex Ohmeda IBP Adapter Cable	Reusable Datex Ohmeda IBP Adapter Cable	Replacement: 4.0m"," use with Medex-Logical transducer"," Reusable	Datex Ohmeda IBP Adapter Cable"," 4.0m"," use with Medex-Logical transducer"," Reusable	1	12				Ultrasound Foetal Transducer - comp w/ Bionet - Uterine Contractions		Ultrasound Foetal Transducer - comp w/ Bionet - UC	Bionet "
"6015004	IBP-DX-MXT40		IBP-DX-MXT40	https://www.medten.com/product/3754	Replacement	Reusable	Datex Ohmeda	IBP Adapter Cables	Accessories	Datex Ohmeda IBP Adapter Cable 4261-054-40	Reusable Datex Ohmeda IBP Adapter Cable 4261-054-40	Replacement: 4.0m"," Abbott/Medex disposable transducer"," Reusable	Datex Ohmeda IBP Adapter Cable 4261-054-40"," 4.0m"," Abbott/Medex disposable transducer"," Reusable	1	12				Ultrasound Foetal Transducer - comp w/ Bionet - Uterine Contractions		Ultrasound Foetal Transducer - comp w/ Bionet - UC	Bionet "
"6015270	IBP-DX-PVB40		IBP-DX-PVB40	https://www.medten.com/product/3755	Replacement	Reusable	Datex Ohmeda	IBP Adapter Cables	Accessories	Datex Ohmeda IBP Adapter Cable	Reusable Datex Ohmeda IBP Adapter Cable	Replacement: 4.0m"," use with PVB disposable transducer"," Reusable	Datex Ohmeda IBP Adapter Cable"," 4.0m"," use with PVB disposable transducer"," Reusable	1	12				Ultrasound Foetal Transducer - comp w/ Bionet - Uterine Contractions		Ultrasound Foetal Transducer - comp w/ Bionet - UC	Bionet "
"6015400	IBP-DX-USBAM30		IBP-DX-USBAM30	https://www.medten.com/product/3756	Replacement	Reusable	Datex Ohmeda	IBP Adapter Cables	Accessories	Datex Ohmeda IBP Adapter Cable	Reusable Datex Ohmeda IBP Adapter Cable	Replacement: 3.0m"," Reusable	Datex Ohmeda IBP Adapter Cable"," 3.0m"," Reusable	1	12				Ultrasound Foetal Transducer - comp w/ Bionet - Uterine Contractions		Ultrasound Foetal Transducer - comp w/ Bionet - UC	Bionet "
"6015094	IBP-DX-UT40		IBP-DX-UT40	https://www.medten.com/product/3757	Replacement	Reusable	Datex Ohmeda	IBP Adapter Cables	Accessories	Datex Ohmeda IBP Adapter Cable	Reusable Datex Ohmeda IBP Adapter Cable	Replacement: 4.0m"," use with Utah disposable transducer"," Reusable	Datex Ohmeda IBP Adapter Cable"," 4.0m"," use with Utah disposable transducer"," Reusable	1	12				Ultrasound Foetal Transducer - comp w/ Bionet - Uterine Contractions		Ultrasound Foetal Transducer - comp w/ Bionet - UC	Bionet "
"6015379	IBP-FDA-AG40		IBP-FDA-AG40	https://www.medten.com/product/3759	Replacement	Reusable	Fukuda Denshi	IBP Adapter Cables	Accessories	Fukuda Denshi IBP Adapter Cable	Reusable Fukuda Denshi IBP Adapter Cable	Replacement: 4.0m"," use with Argon disposable transducer"," Reusable	Fukuda Denshi IBP Adapter Cable"," 4.0m"," use with Argon disposable transducer"," Reusable	1	12				Ultrasound Foetal Transducer - comp w/ Bionet - Uterine Contractions		Ultrasound Foetal Transducer - comp w/ Bionet - UC	Bionet "
"6015161	IBP-FDA-BB40		IBP-FDA-BB40	https://www.medten.com/product/3760	Replacement	Reusable	Fukuda Denshi	IBP Adapter Cables	Accessories	Fukuda Denshi IBP Adapter Cable	Reusable Fukuda Denshi IBP Adapter Cable	Replacement: 4.0m"," use with B.Braun disposable transducer"," Reusable	Fukuda Denshi IBP Adapter Cable"," 4.0m"," use with B.Braun disposable transducer"," Reusable	1	12				Ultrasound Foetal Transducer - comp w/ Bionet - Uterine Contractions		Ultrasound Foetal Transducer - comp w/ Bionet - UC	Bionet "
"6015249	IBP-FDA-BD40		IBP-FDA-BD40	https://www.medten.com/product/3761	Replacement	Reusable	Fukuda Denshi	IBP Adapter Cables	Accessories	Fukuda Denshi IBP Adapter Cable	Reusable Fukuda Denshi IBP Adapter Cable	Replacement: 4.0m"," use with Argon/B.D. disposable transducer"," Reusable	Fukuda Denshi IBP Adapter Cable"," 4.0m"," use with Argon/B.D. disposable transducer"," Reusable	1	12				Ultrasound Foetal Transducer - comp w/ Bionet - Uterine Contractions		Ultrasound Foetal Transducer - comp w/ Bionet - UC	Bionet "
"6015204	IBP-FDA-EW40		IBP-FDA-EW40	https://www.medten.com/product/3762	Replacement	Reusable	Fukuda Denshi	IBP Adapter Cables	Accessories	Fukuda Denshi IBP Adapter Cable	Reusable Fukuda Denshi IBP Adapter Cable	Replacement: 4.0m"," use with Edwards disposable transducer"," Reusable	Fukuda Denshi IBP Adapter Cable"," 4.0m"," use with Edwards disposable transducer"," Reusable	1	12				Ultrasound Foetal Transducer - comp w/ Bionet - Uterine Contractions		Ultrasound Foetal Transducer - comp w/ Bionet - UC	Bionet "
"6015465	IBP-FDA-MD03		IBP-FDA-MD03	https://www.medten.com/product/3763	Replacement	Reusable	Pronk Technologies	Pronk Technologies	Accessories	Pronk-Fukuda Denshi IBP Adapter Cable 501-0305	Reusable Pronk-Fukuda Denshi IBP Adapter Cable 501-0305	Replacement: 0.3m","	Pronk-Fukuda Denshi IBP Adapter Cable 501-0305"," 0.3m","	1	12				Ultrasound Foetal Transducer - comp w/ Bionet - Uterine Contractions		Ultrasound Foetal Transducer - comp w/ Bionet - UC	Bionet "
"6015336	IBP-FDA-MIR40		IBP-FDA-MIR40	https://www.medten.com/product/3764	Replacement	Reusable	Fukuda Denshi	IBP Adapter Cables	Accessories	Fukuda Denshi IBP Adapter Cable	Reusable Fukuda Denshi IBP Adapter Cable	Replacement: 4.0m"," use with Mindray disposable transducer"," Reusable	Fukuda Denshi IBP Adapter Cable"," 4.0m"," use with Mindray disposable transducer"," Reusable	1	12				Ultrasound Foetal Transducer - comp w/ Bionet - Uterine Contractions		Ultrasound Foetal Transducer - comp w/ Bionet - UC	Bionet "
"6015071	IBP-FDA-MXL40		IBP-FDA-MXL40	https://www.medten.com/product/3765	Replacement	Reusable	Fukuda Denshi	IBP Adapter Cables	Accessories	Fukuda Denshi IBP Adapter Cable	Reusable Fukuda Denshi IBP Adapter Cable	Replacement: 4.0m"," use with Medex-Logical transducer"," Reusable	Fukuda Denshi IBP Adapter Cable"," 4.0m"," use with Medex-Logical transducer"," Reusable	1	12				Ultrasound Foetal Transducer - comp w/ Bionet - Uterine Contractions		Ultrasound Foetal Transducer - comp w/ Bionet - UC	Bionet "
"6015026	IBP-FDA-MXT40		IBP-FDA-MXT40	https://www.medten.com/product/3766	Replacement	Reusable	Fukuda Denshi	IBP Adapter Cables	Accessories	Fukuda Denshi IBP Adapter Cable	Reusable Fukuda Denshi IBP Adapter Cable	Replacement: 4.0m"," Abbott/Medex disposable transducer"," Reusable	Fukuda Denshi IBP Adapter Cable"," 4.0m"," Abbott/Medex disposable transducer"," Reusable	1	12				Ultrasound Foetal Transducer - comp w/ Bionet - Uterine Contractions		Ultrasound Foetal Transducer - comp w/ Bionet - UC	Bionet "
"6015292	IBP-FDA-PVB40		IBP-FDA-PVB40	https://www.medten.com/product/3767	Replacement	Reusable	Fukuda Denshi	IBP Adapter Cables	Accessories	Fukuda Denshi IBP Adapter Cable	Reusable Fukuda Denshi IBP Adapter Cable	Replacement: 4.0m"," use with PVB disposable transducer"," Reusable	Fukuda Denshi IBP Adapter Cable"," 4.0m"," use with PVB disposable transducer"," Reusable	1	12				Ultrasound Foetal Transducer - comp w/ Bionet - Uterine Contractions		Ultrasound Foetal Transducer - comp w/ Bionet - UC	Bionet "
"6015422	IBP-FDA-USBAM30		IBP-FDA-USBAM30	https://www.medten.com/product/3768	Replacement	Reusable	Fukuda Denshi	IBP Adapter Cables	Accessories	Fukuda Denshi IBP Adapter Cable	Reusable Fukuda Denshi IBP Adapter Cable	Replacement: 3.0m"," Reusable	Fukuda Denshi IBP Adapter Cable"," 3.0m"," Reusable	1	12				Ultrasound Foetal Transducer - comp w/ Bionet - Uterine Contractions		Ultrasound Foetal Transducer - comp w/ Bionet - UC	Bionet "
"6015116	IBP-FDA-UT40		IBP-FDA-UT40	https://www.medten.com/product/3769	Replacement	Reusable	Fukuda Denshi	IBP Adapter Cables	Accessories	Fukuda Denshi IBP Adapter Cable	Reusable Fukuda Denshi IBP Adapter Cable	Replacement: 4.0m"," use with Utah disposable transducer"," Reusable	Fukuda Denshi IBP Adapter Cable"," 4.0m"," use with Utah disposable transducer"," Reusable	1	12				Ultrasound Foetal Transducer - comp w/ Bionet - Uterine Contractions		Ultrasound Foetal Transducer - comp w/ Bionet - UC	Bionet "
"6015356	IBP-GE-AG40		IBP-GE-AG40	https://www.medten.com/product/3782	Replacement	Reusable	GE Healthcare	IBP Adapter Cables	Accessories	GE Healthcare IBP Adapter Cable	Reusable GE Healthcare IBP Adapter Cable	Replacement: 4.0m"," use with Argon disposable transducer"," Reusable	GE Healthcare IBP Adapter Cable"," 4.0m"," use with Argon disposable transducer"," Reusable	1	12				Ultrasound Foetal Transducer - comp w/ Bionet - Uterine Contractions		Ultrasound Foetal Transducer - comp w/ Bionet - UC	Bionet "
"6015138	IBP-GE-BB40		IBP-GE-BB40	https://www.medten.com/product/3783	Replacement	Reusable	GE Healthcare	IBP Adapter Cables	Accessories	GE Healthcare IBP Adapter Cable	Reusable GE Healthcare IBP Adapter Cable	Replacement: 4.0m"," use with B.Braun disposable transducer"," Reusable	GE Healthcare IBP Adapter Cable"," 4.0m"," use with B.Braun disposable transducer"," Reusable	1	12				Ultrasound Foetal Transducer - comp w/ Bionet - Uterine Contractions		Ultrasound Foetal Transducer - comp w/ Bionet - UC	Bionet "
"6015226	IBP-GE-BD40		IBP-GE-BD40	https://www.medten.com/product/3784	Replacement	Reusable	GE Healthcare	IBP Adapter Cables	Accessories	GE Healthcare IBP Adapter Cable	Reusable GE Healthcare IBP Adapter Cable	Replacement: 4.0m"," use with Argon/B.D. disposable transducer"," Reusable	GE Healthcare IBP Adapter Cable"," 4.0m"," use with Argon/B.D. disposable transducer"," Reusable	1	12				Ultrasound Foetal Transducer - comp w/ Bionet - Uterine Contractions		Ultrasound Foetal Transducer - comp w/ Bionet - UC	Bionet "
"6015181	IBP-GE-EW40		IBP-GE-EW40	https://www.medten.com/product/3785	Replacement	Reusable	GE Healthcare	IBP Adapter Cables	Accessories	GE Healthcare IBP Adapter Cable	Reusable GE Healthcare IBP Adapter Cable	Replacement: 4.0m"," use with Edwards disposable transducer"," Reusable	GE Healthcare IBP Adapter Cable"," 4.0m"," use with Edwards disposable transducer"," Reusable	1	12				Ultrasound Foetal Transducer - comp w/ Bionet - Uterine Contractions		Ultrasound Foetal Transducer - comp w/ Bionet - UC	Bionet "
"6015442	IBP-GE-MD03		IBP-GE-MD03	https://www.medten.com/product/3786	Replacement	Reusable	GE Healthcare	Pronk Technologies	Accessories	Pronk-GE Healthcare IBP Adapter Cable	Reusable Pronk-GE Healthcare IBP Adapter Cable	Replacement: 0.3m","	Pronk-GE Healthcare IBP Adapter Cable"," 0.3m","	1	12				Ultrasound Foetal Transducer - comp w/ Bionet - Uterine Contractions		Ultrasound Foetal Transducer - comp w/ Bionet - UC	Bionet "
"6015313	IBP-GE-MIR40		IBP-GE-MIR40	https://www.medten.com/product/3787	Replacement	Reusable	GE Healthcare	IBP Adapter Cables	Accessories	GE Healthcare IBP Adapter Cable	Reusable GE Healthcare IBP Adapter Cable	Replacement: 4.0m"," use with Mindray disposable transducer"," Reusable	GE Healthcare IBP Adapter Cable"," 4.0m"," use with Mindray disposable transducer"," Reusable	1	12				Ultrasound Foetal Transducer - comp w/ Bionet - Uterine Contractions		Ultrasound Foetal Transducer - comp w/ Bionet - UC	Bionet "
"6015048	IBP-GE-MXL40		IBP-GE-MXL40	https://www.medten.com/product/3788	Replacement	Reusable	GE Healthcare	IBP Adapter Cables	Accessories	GE Healthcare IBP Adapter Cable	Reusable GE Healthcare IBP Adapter Cable	Replacement: 4.0m"," use with Medex-Logical transducer"," Reusable	GE Healthcare IBP Adapter Cable"," 4.0m"," use with Medex-Logical transducer"," Reusable	1	12				Ultrasound Foetal Transducer - comp w/ Bionet - Uterine Contractions		Ultrasound Foetal Transducer - comp w/ Bionet - UC	Bionet "
"6015003	IBP-GE-MXT40		IBP-GE-MXT40	https://www.medten.com/product/3789	Replacement	Reusable	GE Healthcare	IBP Adapter Cables	Accessories	GE Healthcare IBP Adapter Cable	Reusable GE Healthcare IBP Adapter Cable	Replacement: 4.0m"," Abbott/Medex disposable transducer"," Reusable	GE Healthcare IBP Adapter Cable"," 4.0m"," Abbott/Medex disposable transducer"," Reusable	1	12				Ultrasound Foetal Transducer - comp w/ Bionet - Uterine Contractions		Ultrasound Foetal Transducer - comp w/ Bionet - UC	Bionet "
"6015269	IBP-GE-PVB40		IBP-GE-PVB40	https://www.medten.com/product/3790	Replacement	Reusable	GE Healthcare	IBP Adapter Cables	Accessories	GE Healthcare IBP Adapter Cable	Reusable GE Healthcare IBP Adapter Cable	Replacement: 4.0m"," use with PVB disposable transducer"," Reusable	GE Healthcare IBP Adapter Cable"," 4.0m"," use with PVB disposable transducer"," Reusable	1	12				Ultrasound Foetal Transducer - comp w/ Bionet - Uterine Contractions		Ultrasound Foetal Transducer - comp w/ Bionet - UC	Bionet "
"6015399	IBP-GE-USBAM30		IBP-GE-USBAM30	https://www.medten.com/product/3791	Replacement	Reusable	GE Healthcare	IBP Adapter Cables	Accessories	GE Healthcare IBP Adapter Cable	Reusable GE Healthcare IBP Adapter Cable	Replacement: 3.0m"," Reusable	GE Healthcare IBP Adapter Cable"," 3.0m"," Reusable	1	12				Ultrasound Foetal Transducer - comp w/ Bionet - Uterine Contractions		Ultrasound Foetal Transducer - comp w/ Bionet - UC	Bionet "
"6015093	IBP-GE-UT40		IBP-GE-UT40	https://www.medten.com/product/3792	Replacement	Reusable	GE Healthcare	IBP Adapter Cables	Accessories	GE Healthcare IBP Adapter Cable	Reusable GE Healthcare IBP Adapter Cable	Replacement: 4.0m"," use with Utah disposable transducer"," Reusable	GE Healthcare IBP Adapter Cable"," 4.0m"," use with Utah disposable transducer"," Reusable	1	12				Ultrasound Foetal Transducer - comp w/ Bionet - Uterine Contractions		Ultrasound Foetal Transducer - comp w/ Bionet - UC	Bionet "
"6015375	IBP-HL-AG40		IBP-HL-AG40	https://www.medten.com/product/3794	Replacement	Reusable	Hellige	IBP Adapter Cables	Accessories	Hellige IBP Adapter Cable	Reusable Hellige IBP Adapter Cable	Replacement: 4.0m"," use with Argon disposable transducer"," Reusable	Hellige IBP Adapter Cable"," 4.0m"," use with Argon disposable transducer"," Reusable	1	12				Ultrasound Foetal Transducer - comp w/ Bionet - Uterine Contractions		Ultrasound Foetal Transducer - comp w/ Bionet - UC	Bionet "
"6015157	IBP-HL-BB40		IBP-HL-BB40	https://www.medten.com/product/3795	Replacement	Reusable	Hellige	IBP Adapter Cables	Accessories	Hellige IBP Adapter Cable	Reusable Hellige IBP Adapter Cable	Replacement: 4.0m"," use with B.Braun disposable transducer"," Reusable	Hellige IBP Adapter Cable"," 4.0m"," use with B.Braun disposable transducer"," Reusable	1	12				Ultrasound Foetal Transducer - comp w/ Bionet - Uterine Contractions		Ultrasound Foetal Transducer - comp w/ Bionet - UC	Bionet "
"6015245	IBP-HL-BD40		IBP-HL-BD40	https://www.medten.com/product/3796	Replacement	Reusable	Hellige	IBP Adapter Cables	Accessories	Hellige IBP Adapter Cable	Reusable Hellige IBP Adapter Cable	Replacement: 4.0m"," use with Argon/B.D. disposable transducer"," Reusable	Hellige IBP Adapter Cable"," 4.0m"," use with Argon/B.D. disposable transducer"," Reusable	1	12				Ultrasound Foetal Transducer - comp w/ Bionet - Uterine Contractions		Ultrasound Foetal Transducer - comp w/ Bionet - UC	Bionet "
"6015200	IBP-HL-EW40		IBP-HL-EW40	https://www.medten.com/product/3797	Replacement	Reusable	Hellige	IBP Adapter Cables	Accessories	Hellige IBP Adapter Cable	Reusable Hellige IBP Adapter Cable	Replacement: 4.0m"," use with Edwards disposable transducer"," Reusable	Hellige IBP Adapter Cable"," 4.0m"," use with Edwards disposable transducer"," Reusable	1	12				Ultrasound Foetal Transducer - comp w/ Bionet - Uterine Contractions		Ultrasound Foetal Transducer - comp w/ Bionet - UC	Bionet "
"6015461	IBP-HL-MD03		IBP-HL-MD03	https://www.medten.com/product/3798	Replacement	Reusable	Pronk Technologies	Pronk Technologies	Accessories	Pronk-Hellige IBP Adapter Cable	Reusable Pronk-Hellige IBP Adapter Cable	Replacement: 0.3m","	Pronk-Hellige IBP Adapter Cable"," 0.3m","	1	12				Ultrasound Foetal Transducer - comp w/ Bionet - Uterine Contractions		Ultrasound Foetal Transducer - comp w/ Bionet - UC	Bionet "
"6015332	IBP-HL-MIR40		IBP-HL-MIR40	https://www.medten.com/product/3799	Replacement	Reusable	Hellige	IBP Adapter Cables	Accessories	Hellige IBP Adapter Cable	Reusable Hellige IBP Adapter Cable	Replacement: 4.0m"," use with Mindray disposable transducer"," Reusable	Hellige IBP Adapter Cable"," 4.0m"," use with Mindray disposable transducer"," Reusable	1	12				Ultrasound Foetal Transducer - comp w/ Bionet - Uterine Contractions		Ultrasound Foetal Transducer - comp w/ Bionet - UC	Bionet "
"6015067	IBP-HL-MXL40		IBP-HL-MXL40	https://www.medten.com/product/3800	Replacement	Reusable	Hellige	IBP Adapter Cables	Accessories	Hellige IBP Adapter Cable	Reusable Hellige IBP Adapter Cable	Replacement: 4.0m"," use with Medex-Logical transducer"," Reusable	Hellige IBP Adapter Cable"," 4.0m"," use with Medex-Logical transducer"," Reusable	1	12				Ultrasound Foetal Transducer - comp w/ Bionet - Uterine Contractions		Ultrasound Foetal Transducer - comp w/ Bionet - UC	Bionet "
"6015022	IBP-HL-MXT40		IBP-HL-MXT40	https://www.medten.com/product/3801	Replacement	Reusable	Hellige	IBP Adapter Cables	Accessories	Hellige IBP Adapter Cable	Reusable Hellige IBP Adapter Cable	Replacement: 4.0m"," Abbott/Medex disposable transducer"," Reusable	Hellige IBP Adapter Cable"," 4.0m"," Abbott/Medex disposable transducer"," Reusable	1	12				Ultrasound Foetal Transducer - comp w/ Bionet - Uterine Contractions		Ultrasound Foetal Transducer - comp w/ Bionet - UC	Bionet "
"6015288	IBP-HL-PVB40		IBP-HL-PVB40	https://www.medten.com/product/3802	Replacement	Reusable	Hellige	IBP Adapter Cables	Accessories	Hellige IBP Adapter Cable	Reusable Hellige IBP Adapter Cable	Replacement: 4.0m"," use with PVB disposable transducer"," Reusable	Hellige IBP Adapter Cable"," 4.0m"," use with PVB disposable transducer"," Reusable	1	12				Ultrasound Foetal Transducer - comp w/ Bionet - Uterine Contractions		Ultrasound Foetal Transducer - comp w/ Bionet - UC	Bionet "
"6015418	IBP-HL-USBAM30		IBP-HL-USBAM30	https://www.medten.com/product/3803	Replacement	Reusable	Hellige	IBP Adapter Cables	Accessories	Hellige IBP Adapter Cable	Reusable Hellige IBP Adapter Cable	Replacement: 3.0m"," Reusable	Hellige IBP Adapter Cable"," 3.0m"," Reusable	1	12				Ultrasound Foetal Transducer - comp w/ Bionet - Uterine Contractions		Ultrasound Foetal Transducer - comp w/ Bionet - UC	Bionet "
"6015112	IBP-HL-UT40		IBP-HL-UT40	https://www.medten.com/product/3804	Replacement	Reusable	Hellige	IBP Adapter Cables	Accessories	Hellige IBP Adapter Cable	Reusable Hellige IBP Adapter Cable	Replacement: 4.0m"," use with Utah disposable transducer"," Reusable	Hellige IBP Adapter Cable"," 4.0m"," use with Utah disposable transducer"," Reusable	1	12				Ultrasound Foetal Transducer - comp w/ Bionet - Uterine Contractions		Ultrasound Foetal Transducer - comp w/ Bionet - UC	Bionet "
"6015377	IBP-INF-AG40		IBP-INF-AG40	https://www.medten.com/product/3805	Replacement	Reusable	Infinium	IBP Adapter Cables	Accessories	Infinium IBP Adapter Cable	Reusable Infinium IBP Adapter Cable	Replacement: 4.0m"," use with Argon disposable transducer"," Reusable	Infinium IBP Adapter Cable"," 4.0m"," use with Argon disposable transducer"," Reusable	1	12				Ultrasound Foetal Transducer - comp w/ Bionet - Uterine Contractions		Ultrasound Foetal Transducer - comp w/ Bionet - UC	Bionet "
"6015159	IBP-INF-BB40		IBP-INF-BB40	https://www.medten.com/product/3806	Replacement	Reusable	Infinium	IBP Adapter Cables	Accessories	Infinium IBP Adapter Cable	Reusable Infinium IBP Adapter Cable	Replacement: 4.0m"," use with B.Braun disposable transducer"," Reusable	Infinium IBP Adapter Cable"," 4.0m"," use with B.Braun disposable transducer"," Reusable	1	12				Ultrasound Foetal Transducer - comp w/ Bionet - Uterine Contractions		Ultrasound Foetal Transducer - comp w/ Bionet - UC	Bionet "
"6015247	IBP-INF-BD40		IBP-INF-BD40	https://www.medten.com/product/3807	Replacement	Reusable	Infinium	IBP Adapter Cables	Accessories	Infinium IBP Adapter Cable	Reusable Infinium IBP Adapter Cable	Replacement: 4.0m"," use with Argon/B.D. disposable transducer"," Reusable	Infinium IBP Adapter Cable"," 4.0m"," use with Argon/B.D. disposable transducer"," Reusable	1	12				Ultrasound Foetal Transducer - comp w/ Bionet - Uterine Contractions		Ultrasound Foetal Transducer - comp w/ Bionet - UC	Bionet "
"6015202	IBP-INF-EW40		IBP-INF-EW40	https://www.medten.com/product/3808	Replacement	Reusable	Infinium	IBP Adapter Cables	Accessories	Infinium IBP Adapter Cable	Reusable Infinium IBP Adapter Cable	Replacement: 4.0m"," use with Edwards disposable transducer"," Reusable	Infinium IBP Adapter Cable"," 4.0m"," use with Edwards disposable transducer"," Reusable	1	12				Ultrasound Foetal Transducer - comp w/ Bionet - Uterine Contractions		Ultrasound Foetal Transducer - comp w/ Bionet - UC	Bionet "
"6015463	IBP-INF-MD03		IBP-INF-MD03	https://www.medten.com/product/3809	Replacement	Reusable	Pronk Technologies	Pronk Technologies	Accessories	Pronk-Infinium IBP Adapter Cable	Reusable Pronk-Infinium IBP Adapter Cable	Replacement: 0.3m","	Pronk-Infinium IBP Adapter Cable"," 0.3m","	1	12				Ultrasound Foetal Transducer - comp w/ Bionet - Uterine Contractions		Ultrasound Foetal Transducer - comp w/ Bionet - UC	Bionet "
"6015334	IBP-INF-MIR40		IBP-INF-MIR40	https://www.medten.com/product/3810	Replacement	Reusable	Infinium	IBP Adapter Cables	Accessories	Infinium IBP Adapter Cable	Reusable Infinium IBP Adapter Cable	Replacement: 4.0m"," use with Mindray disposable transducer"," Reusable	Infinium IBP Adapter Cable"," 4.0m"," use with Mindray disposable transducer"," Reusable	1	12				Ultrasound Foetal Transducer - comp w/ Bionet - Uterine Contractions		Ultrasound Foetal Transducer - comp w/ Bionet - UC	Bionet "
"6015069	IBP-INF-MXL40		IBP-INF-MXL40	https://www.medten.com/product/3811	Replacement	Reusable	Infinium	IBP Adapter Cables	Accessories	Infinium IBP Adapter Cable	Reusable Infinium IBP Adapter Cable	Replacement: 4.0m"," use with Medex-Logical transducer"," Reusable	Infinium IBP Adapter Cable"," 4.0m"," use with Medex-Logical transducer"," Reusable	1	12				Ultrasound Foetal Transducer - comp w/ Bionet - Uterine Contractions		Ultrasound Foetal Transducer - comp w/ Bionet - UC	Bionet "
"6015024	IBP-INF-MXT40		IBP-INF-MXT40	https://www.medten.com/product/3812	Replacement	Reusable	Infinium	IBP Adapter Cables	Accessories	Infinium IBP Adapter Cable	Reusable Infinium IBP Adapter Cable	Replacement: 4.0m"," Abbott/Medex disposable transducer"," Reusable	Infinium IBP Adapter Cable"," 4.0m"," Abbott/Medex disposable transducer"," Reusable	1	12				Ultrasound Foetal Transducer - comp w/ Bionet - Uterine Contractions		Ultrasound Foetal Transducer - comp w/ Bionet - UC	Bionet "
"6015290	IBP-INF-PVB40		IBP-INF-PVB40	https://www.medten.com/product/3813	Replacement	Reusable	Infinium	IBP Adapter Cables	Accessories	Infinium IBP Adapter Cable	Reusable Infinium IBP Adapter Cable	Replacement: 4.0m"," use with PVB disposable transducer"," Reusable	Infinium IBP Adapter Cable"," 4.0m"," use with PVB disposable transducer"," Reusable	1	12				Ultrasound Foetal Transducer - comp w/ Bionet - Uterine Contractions		Ultrasound Foetal Transducer - comp w/ Bionet - UC	Bionet "
"6015420	IBP-INF-USBAM30		IBP-INF-USBAM30	https://www.medten.com/product/3814	Replacement	Reusable	Infinium	IBP Adapter Cables	Accessories	Infinium IBP Adapter Cable	Reusable Infinium IBP Adapter Cable	Replacement: 3.0m"," Reusable	Infinium IBP Adapter Cable"," 3.0m"," Reusable	1	12				Ultrasound Foetal Transducer - comp w/ Bionet - Uterine Contractions		Ultrasound Foetal Transducer - comp w/ Bionet - UC	Bionet "
"6015114	IBP-INF-UT40		IBP-INF-UT40	https://www.medten.com/product/3815	Replacement	Reusable	Infinium	IBP Adapter Cables	Accessories	Infinium IBP Adapter Cable P02118	Reusable Infinium IBP Adapter Cable P02118	Replacement: 4.0m"," use with Utah disposable transducer"," Reusable	Infinium IBP Adapter Cable P02118"," 4.0m"," use with Utah disposable transducer"," Reusable	1	12				Ultrasound Foetal Transducer - comp w/ Bionet - Uterine Contractions		Ultrasound Foetal Transducer - comp w/ Bionet - UC	Bionet "
"6015372	IBP-KTN-AG40		IBP-KTN-AG40	https://www.medten.com/product/3816	Replacement	Reusable	Kontron	IBP Adapter Cables	Accessories	Kontron IBP Adapter Cable	Reusable Kontron IBP Adapter Cable	Replacement: 4.0m"," use with Argon disposable transducer"," Reusable	Kontron IBP Adapter Cable"," 4.0m"," use with Argon disposable transducer"," Reusable	1	12				Ultrasound Foetal Transducer - comp w/ Bionet - Uterine Contractions		Ultrasound Foetal Transducer - comp w/ Bionet - UC	Bionet "
"6015154	IBP-KTN-BB40		IBP-KTN-BB40	https://www.medten.com/product/3817	Replacement	Reusable	Kontron	IBP Adapter Cables	Accessories	Kontron IBP Adapter Cable	Reusable Kontron IBP Adapter Cable	Replacement: 4.0m"," use with B.Braun disposable transducer"," Reusable	Kontron IBP Adapter Cable"," 4.0m"," use with B.Braun disposable transducer"," Reusable	1	12				Ultrasound Foetal Transducer - comp w/ Bionet - Uterine Contractions		Ultrasound Foetal Transducer - comp w/ Bionet - UC	Bionet "
"6015242	IBP-KTN-BD40		IBP-KTN-BD40	https://www.medten.com/product/3818	Replacement	Reusable	Kontron	IBP Adapter Cables	Accessories	Kontron IBP Adapter Cable	Reusable Kontron IBP Adapter Cable	Replacement: 4.0m"," use with Argon/B.D. disposable transducer"," Reusable	Kontron IBP Adapter Cable"," 4.0m"," use with Argon/B.D. disposable transducer"," Reusable	1	12				Ultrasound Foetal Transducer - comp w/ Bionet - Uterine Contractions		Ultrasound Foetal Transducer - comp w/ Bionet - UC	Bionet "
"6015197	IBP-KTN-EW40		IBP-KTN-EW40	https://www.medten.com/product/3819	Replacement	Reusable	Kontron	IBP Adapter Cables	Accessories	Kontron IBP Adapter Cable	Reusable Kontron IBP Adapter Cable	Replacement: 4.0m"," use with Edwards disposable transducer"," Reusable	Kontron IBP Adapter Cable"," 4.0m"," use with Edwards disposable transducer"," Reusable	1	12				Ultrasound Foetal Transducer - comp w/ Bionet - Uterine Contractions		Ultrasound Foetal Transducer - comp w/ Bionet - UC	Bionet "
"6015458	IBP-KTN-MD03		IBP-KTN-MD03	https://www.medten.com/product/3820	Replacement	Reusable	Pronk Technologies	Pronk Technologies	Accessories	Pronk-Kontron IBP Adapter Cable	Reusable Pronk-Kontron IBP Adapter Cable	Replacement: 0.3m","	Pronk-Kontron IBP Adapter Cable"," 0.3m","	1	12				Ultrasound Foetal Transducer - comp w/ Bionet - Uterine Contractions		Ultrasound Foetal Transducer - comp w/ Bionet - UC	Bionet "
"6015329	IBP-KTN-MIR40		IBP-KTN-MIR40	https://www.medten.com/product/3821	Replacement	Reusable	Kontron	IBP Adapter Cables	Accessories	Kontron IBP Adapter Cable	Reusable Kontron IBP Adapter Cable	Replacement: 4.0m"," use with Mindray disposable transducer"," Reusable	Kontron IBP Adapter Cable"," 4.0m"," use with Mindray disposable transducer"," Reusable	1	12				Ultrasound Foetal Transducer - comp w/ Bionet - Uterine Contractions		Ultrasound Foetal Transducer - comp w/ Bionet - UC	Bionet "
"6015064	IBP-KTN-MXL40		IBP-KTN-MXL40	https://www.medten.com/product/3822	Replacement	Reusable	Kontron	IBP Adapter Cables	Accessories	Kontron IBP Adapter Cable	Reusable Kontron IBP Adapter Cable	Replacement: 4.0m"," use with Medex-Logical transducer"," Reusable	Kontron IBP Adapter Cable"," 4.0m"," use with Medex-Logical transducer"," Reusable	1	12				Ultrasound Foetal Transducer - comp w/ Bionet - Uterine Contractions		Ultrasound Foetal Transducer - comp w/ Bionet - UC	Bionet "
"6015019	IBP-KTN-MXT40		IBP-KTN-MXT40	https://www.medten.com/product/3823	Replacement	Reusable	Kontron	IBP Adapter Cables	Accessories	Kontron IBP Adapter Cable	Reusable Kontron IBP Adapter Cable	Replacement: 4.0m"," Abbott/Medex disposable transducer"," Reusable	Kontron IBP Adapter Cable"," 4.0m"," Abbott/Medex disposable transducer"," Reusable	1	12				Ultrasound Foetal Transducer - comp w/ Bionet - Uterine Contractions		Ultrasound Foetal Transducer - comp w/ Bionet - UC	Bionet "
"6015285	IBP-KTN-PVB40		IBP-KTN-PVB40	https://www.medten.com/product/3824	Replacement	Reusable	Kontron	IBP Adapter Cables	Accessories	Kontron IBP Adapter Cable	Reusable Kontron IBP Adapter Cable	Replacement: 4.0m"," use with PVB disposable transducer"," Reusable	Kontron IBP Adapter Cable"," 4.0m"," use with PVB disposable transducer"," Reusable	1	12				Ultrasound Foetal Transducer - comp w/ Bionet - Uterine Contractions		Ultrasound Foetal Transducer - comp w/ Bionet - UC	Bionet "
"6015415	IBP-KTN-USBAM30		IBP-KTN-USBAM30	https://www.medten.com/product/3825	Replacement	Reusable	Kontron	IBP Adapter Cables	Accessories	Kontron IBP Adapter Cable	Reusable Kontron IBP Adapter Cable	Replacement: 4.0m"," Reusable	Kontron IBP Adapter Cable"," 4.0m"," Reusable	1	12				Ultrasound Foetal Transducer - comp w/ Bionet - Uterine Contractions		Ultrasound Foetal Transducer - comp w/ Bionet - UC	Bionet "
"6015109	IBP-KTN-UT40		IBP-KTN-UT40	https://www.medten.com/product/3826	Replacement	Reusable	Kontron	IBP Adapter Cables	Accessories	Kontron IBP Adapter Cable	Reusable Kontron IBP Adapter Cable	Replacement: 4.0m"," use with Utah disposable transducer"," Reusable	Kontron IBP Adapter Cable"," 4.0m"," use with Utah disposable transducer"," Reusable	1	12				Ultrasound Foetal Transducer - comp w/ Bionet - Uterine Contractions		Ultrasound Foetal Transducer - comp w/ Bionet - UC	Bionet "
"6015386	IBP-ME-AG40		IBP-ME-AG40	https://www.medten.com/product/3827	Replacement	Reusable	Maquet	IBP Adapter Cables	Accessories	Maquet IBP Adapter Cable	Reusable Maquet IBP Adapter Cable	Replacement: 4.0m"," use with Argon disposable transducer"," Reusable	Maquet IBP Adapter Cable"," 4.0m"," use with Argon disposable transducer"," Reusable	1	12				Ultrasound Foetal Transducer - comp w/ Bionet - Uterine Contractions		Ultrasound Foetal Transducer - comp w/ Bionet - UC	Bionet "
"6015256	IBP-ME-BD40		IBP-ME-BD40	https://www.medten.com/product/3829	Replacement	Reusable	Maquet	IBP Adapter Cables	Accessories	Maquet IBP Adapter Cable	Reusable Maquet IBP Adapter Cable	Replacement: 4.0m"," use with Argon/B.D. disposable transducer"," Reusable	Maquet IBP Adapter Cable"," 4.0m"," use with Argon/B.D. disposable transducer"," Reusable	1	12				Ultrasound Foetal Transducer - comp w/ Bionet - Uterine Contractions		Ultrasound Foetal Transducer - comp w/ Bionet - UC	Bionet "
"6015211	IBP-ME-EW40		IBP-ME-EW40	https://www.medten.com/product/3830	Replacement	Reusable	Maquet	IBP Adapter Cables	Accessories	Maquet IBP Adapter Cable	Reusable Maquet IBP Adapter Cable	Replacement: 4.0m"," use with Edwards disposable transducer"," Reusable	Maquet IBP Adapter Cable"," 4.0m"," use with Edwards disposable transducer"," Reusable	1	12				Ultrasound Foetal Transducer - comp w/ Bionet - Uterine Contractions		Ultrasound Foetal Transducer - comp w/ Bionet - UC	Bionet "
"6015374	IBP-MEK-AG40		IBP-MEK-AG40	https://www.medten.com/product/3831	Replacement	Reusable	MEK	IBP Adapter Cables	Accessories	MEK IBP Adapter Cable	Reusable MEK IBP Adapter Cable	Replacement: 4.0m"," use with Argon disposable transducer"," Reusable	MEK IBP Adapter Cable"," 4.0m"," use with Argon disposable transducer"," Reusable	1	12				Ultrasound Foetal Transducer - comp w/ Bionet - Uterine Contractions		Ultrasound Foetal Transducer - comp w/ Bionet - UC	Bionet "
"6015156	IBP-MEK-BB40		IBP-MEK-BB40	https://www.medten.com/product/3832	Replacement	Reusable	MEK	IBP Adapter Cables	Accessories	MEK IBP Adapter Cable	Reusable MEK IBP Adapter Cable	Replacement: 4.0m"," use with B.Braun disposable transducer"," Reusable	MEK IBP Adapter Cable"," 4.0m"," use with B.Braun disposable transducer"," Reusable	1	12				Ultrasound Foetal Transducer - comp w/ Bionet - Uterine Contractions		Ultrasound Foetal Transducer - comp w/ Bionet - UC	Bionet "
"6015244	IBP-MEK-BD40		IBP-MEK-BD40	https://www.medten.com/product/3833	Replacement	Reusable	MEK	IBP Adapter Cables	Accessories	MEK IBP Adapter Cable	Reusable MEK IBP Adapter Cable	Replacement: 4.0m"," use with Argon/B.D. disposable transducer"," Reusable	MEK IBP Adapter Cable"," 4.0m"," use with Argon/B.D. disposable transducer"," Reusable	1	12				Ultrasound Foetal Transducer - comp w/ Bionet - Uterine Contractions		Ultrasound Foetal Transducer - comp w/ Bionet - UC	Bionet "
"6015199	IBP-MEK-EW40		IBP-MEK-EW40	https://www.medten.com/product/3834	Replacement	Reusable	MEK	IBP Adapter Cables	Accessories	MEK IBP Adapter Cable	Reusable MEK IBP Adapter Cable	Replacement: 4.0m"," use with Edwards disposable transducer"," Reusable	MEK IBP Adapter Cable"," 4.0m"," use with Edwards disposable transducer"," Reusable	1	12				Ultrasound Foetal Transducer - comp w/ Bionet - Uterine Contractions		Ultrasound Foetal Transducer - comp w/ Bionet - UC	Bionet "
"6015460	IBP-MEK-MD03		IBP-MEK-MD03	https://www.medten.com/product/3835	Replacement	Reusable	Pronk Technologies	Pronk Technologies	Accessories	Pronk-MEK IBP Adapter Cable	Reusable Pronk-MEK IBP Adapter Cable	Replacement: 0.3m","	Pronk-MEK IBP Adapter Cable"," 0.3m","	1	12				Ultrasound Foetal Transducer - comp w/ Bionet - Uterine Contractions		Ultrasound Foetal Transducer - comp w/ Bionet - UC	Bionet "
"6015331	IBP-MEK-MIR40		IBP-MEK-MIR40	https://www.medten.com/product/3836	Replacement	Reusable	MEK	IBP Adapter Cables	Accessories	MEK IBP Adapter Cable	Reusable MEK IBP Adapter Cable	Replacement: 4.0m"," use with Mindray disposable transducer"," Reusable	MEK IBP Adapter Cable"," 4.0m"," use with Mindray disposable transducer"," Reusable	1	12				Ultrasound Foetal Transducer - comp w/ Bionet - Uterine Contractions		Ultrasound Foetal Transducer - comp w/ Bionet - UC	Bionet "
"6015066	IBP-MEK-MXL40		IBP-MEK-MXL40	https://www.medten.com/product/3837	Replacement	Reusable	MEK	IBP Adapter Cables	Accessories	MEK IBP Adapter Cable	Reusable MEK IBP Adapter Cable	Replacement: 4.0m"," use with Medex-Logical transducer"," Reusable	MEK IBP Adapter Cable"," 4.0m"," use with Medex-Logical transducer"," Reusable	1	12				Ultrasound Foetal Transducer - comp w/ Bionet - Uterine Contractions		Ultrasound Foetal Transducer - comp w/ Bionet - UC	Bionet "
"6015021	IBP-MEK-MXT40		IBP-MEK-MXT40	https://www.medten.com/product/3838	Replacement	Reusable	MEK	IBP Adapter Cables	Accessories	MEK IBP Adapter Cable	Reusable MEK IBP Adapter Cable	Replacement: 4.0m"," Abbott/Medex disposable transducer"," Reusable	MEK IBP Adapter Cable"," 4.0m"," Abbott/Medex disposable transducer"," Reusable	1	12				Ultrasound Foetal Transducer - comp w/ Bionet - Uterine Contractions		Ultrasound Foetal Transducer - comp w/ Bionet - UC	Bionet "
"6015417	IBP-MEK-USBAM30		IBP-MEK-USBAM30	https://www.medten.com/product/3840	Replacement	Reusable	MEK	IBP Adapter Cables	Accessories	MEK IBP Adapter Cable	Reusable MEK IBP Adapter Cable	Replacement: 3.0m"," Reusable	MEK IBP Adapter Cable"," 3.0m"," Reusable	1	12				Ultrasound Foetal Transducer - comp w/ Bionet - Uterine Contractions		Ultrasound Foetal Transducer - comp w/ Bionet - UC	Bionet "
"6015111	IBP-MEK-UT40		IBP-MEK-UT40	https://www.medten.com/product/3841	Replacement	Reusable	MEK	IBP Adapter Cables	Accessories	MEK IBP Adapter Cable	Reusable MEK IBP Adapter Cable	Replacement: 4.0m"," use with Utah disposable transducer"," Reusable	MEK IBP Adapter Cable"," 4.0m"," use with Utah disposable transducer"," Reusable	1	12				Ultrasound Foetal Transducer - comp w/ Bionet - Uterine Contractions		Ultrasound Foetal Transducer - comp w/ Bionet - UC	Bionet "
"6015472	IBP-ME-MD03		IBP-ME-MD03	https://www.medten.com/product/3842	Replacement	Reusable	Pronk Technologies	Pronk Technologies	Accessories	Pronk-Maquet IBP Adapter Cable	Reusable Pronk-Maquet IBP Adapter Cable	Replacement: 0.3m","	Pronk-Maquet IBP Adapter Cable"," 0.3m","	1	12				Ultrasound Foetal Transducer - comp w/ Bionet - Uterine Contractions		Ultrasound Foetal Transducer - comp w/ Bionet - UC	Bionet "
"6015343	IBP-ME-MIR40		IBP-ME-MIR40	https://www.medten.com/product/3843	Replacement	Reusable	Maquet	IBP Adapter Cables	Accessories	Maquet IBP Adapter Cable	Reusable Maquet IBP Adapter Cable	Replacement: 4.0m"," use with Mindray disposable transducer"," Reusable	Maquet IBP Adapter Cable"," 4.0m"," use with Mindray disposable transducer"," Reusable	1	12				Ultrasound Foetal Transducer - comp w/ Bionet - Uterine Contractions		Ultrasound Foetal Transducer - comp w/ Bionet - UC	Bionet "
"6015078	IBP-ME-MXL40		IBP-ME-MXL40	https://www.medten.com/product/3844	Replacement	Reusable	Maquet	IBP Adapter Cables	Accessories	Maquet IBP Adapter Cable	Reusable Maquet IBP Adapter Cable	Replacement: 4.0m"," use with Medex-Logical transducer"," Reusable	Maquet IBP Adapter Cable"," 4.0m"," use with Medex-Logical transducer"," Reusable	1	12				Ultrasound Foetal Transducer - comp w/ Bionet - Uterine Contractions		Ultrasound Foetal Transducer - comp w/ Bionet - UC	Bionet "
"6015033	IBP-ME-MXT40		IBP-ME-MXT40	https://www.medten.com/product/3845	Replacement	Reusable	Maquet	IBP Adapter Cables	Accessories	Maquet IBP Adapter Cable	Reusable Maquet IBP Adapter Cable	Replacement: 4.0m"," Abbott/Medex disposable transducer"," Reusable	Maquet IBP Adapter Cable"," 4.0m"," Abbott/Medex disposable transducer"," Reusable	1	12				Ultrasound Foetal Transducer - comp w/ Bionet - Uterine Contractions		Ultrasound Foetal Transducer - comp w/ Bionet - UC	Bionet "
"6015299	IBP-ME-PVB40		IBP-ME-PVB40	https://www.medten.com/product/3846	Replacement	Reusable	Maquet	IBP Adapter Cables	Accessories	Maquet IBP Adapter Cable	Reusable Maquet IBP Adapter Cable	Replacement: 4.0m"," use with PVB disposable transducer"," Reusable	Maquet IBP Adapter Cable"," 4.0m"," use with PVB disposable transducer"," Reusable	1	12				Ultrasound Foetal Transducer - comp w/ Bionet - Uterine Contractions		Ultrasound Foetal Transducer - comp w/ Bionet - UC	Bionet "
"6015429	IBP-ME-USBAM30		IBP-ME-USBAM30	https://www.medten.com/product/3847	Replacement	Reusable	Maquet	IBP Adapter Cables	Accessories	Maquet IBP Adapter Cable	Reusable Maquet IBP Adapter Cable	Replacement: 3.0m"," Reusable	Maquet IBP Adapter Cable"," 3.0m"," Reusable	1	12				Ultrasound Foetal Transducer - comp w/ Bionet - Uterine Contractions		Ultrasound Foetal Transducer - comp w/ Bionet - UC	Bionet "
"6015123	IBP-ME-UT40		IBP-ME-UT40	https://www.medten.com/product/3848	Replacement	Reusable	Maquet	IBP Adapter Cables	Accessories	Maquet IBP Adapter Cable	Reusable Maquet IBP Adapter Cable	Replacement: 4.0m"," use with Utah disposable transducer"," Reusable	Maquet IBP Adapter Cable"," 4.0m"," use with Utah disposable transducer"," Reusable	1	12				Ultrasound Foetal Transducer - comp w/ Bionet - Uterine Contractions		Ultrasound Foetal Transducer - comp w/ Bionet - UC	Bionet "
"6015378	IBP-MN-AG40		IBP-MN-AG40	https://www.medten.com/product/3849	Replacement	Reusable	Mennen Medical	IBP Adapter Cables	Accessories	Mennen Medical IBP Adapter Cable	Reusable Mennen Medical IBP Adapter Cable	Replacement: 4.0m"," use with Argon disposable transducer"," Reusable	Mennen Medical IBP Adapter Cable"," 4.0m"," use with Argon disposable transducer"," Reusable	1	12				Ultrasound Foetal Transducer - comp w/ Bionet - Uterine Contractions		Ultrasound Foetal Transducer - comp w/ Bionet - UC	Bionet "
"6015160	IBP-MN-BB40		IBP-MN-BB40	https://www.medten.com/product/3850	Replacement	Reusable	Mennen Medical	IBP Adapter Cables	Accessories	Mennen Medical IBP Adapter Cable	Reusable Mennen Medical IBP Adapter Cable	Replacement: 4.0m"," use with B.Braun disposable transducer"," Reusable	Mennen Medical IBP Adapter Cable"," 4.0m"," use with B.Braun disposable transducer"," Reusable	1	12				Ultrasound Foetal Transducer - comp w/ Bionet - Uterine Contractions		Ultrasound Foetal Transducer - comp w/ Bionet - UC	Bionet "
"6015248	IBP-MN-BD40		IBP-MN-BD40	https://www.medten.com/product/3851	Replacement	Reusable	Mennen Medical	IBP Adapter Cables	Accessories	Mennen Medical IBP Adapter Cable	Reusable Mennen Medical IBP Adapter Cable	Replacement: 4.0m"," use with Argon/B.D. disposable transducer"," Reusable	Mennen Medical IBP Adapter Cable"," 4.0m"," use with Argon/B.D. disposable transducer"," Reusable	1	12				Ultrasound Foetal Transducer - comp w/ Bionet - Uterine Contractions		Ultrasound Foetal Transducer - comp w/ Bionet - UC	Bionet "
"6015203	IBP-MN-EW40		IBP-MN-EW40	https://www.medten.com/product/3852	Replacement	Reusable	Mennen Medical	IBP Adapter Cables	Accessories	Mennen Medical IBP Adapter Cable	Reusable Mennen Medical IBP Adapter Cable	Replacement: 4.0m"," use with Edwards disposable transducer"," Reusable	Mennen Medical IBP Adapter Cable"," 4.0m"," use with Edwards disposable transducer"," Reusable	1	12				Ultrasound Foetal Transducer - comp w/ Bionet - Uterine Contractions		Ultrasound Foetal Transducer - comp w/ Bionet - UC	Bionet "
"6015464	IBP-MN-MD03		IBP-MN-MD03	https://www.medten.com/product/3853	Replacement	Reusable	Pronk Technologies	Pronk Technologies	Accessories	Pronk-Mennen IBP Adapter Cable	Reusable Pronk-Mennen IBP Adapter Cable	Replacement: 0.3m","	Pronk-Mennen IBP Adapter Cable"," 0.3m","	1	12				Ultrasound Foetal Transducer - comp w/ Bionet - Uterine Contractions		Ultrasound Foetal Transducer - comp w/ Bionet - UC	Bionet "
"6015335	IBP-MN-MIR40		IBP-MN-MIR40	https://www.medten.com/product/3854	Replacement	Reusable	Mennen Medical	IBP Adapter Cables	Accessories	Mennen Medical IBP Adapter Cable	Reusable Mennen Medical IBP Adapter Cable	Replacement: 4.0m"," use with Mindray disposable transducer"," Reusable	Mennen Medical IBP Adapter Cable"," 4.0m"," use with Mindray disposable transducer"," Reusable	1	12				Ultrasound Foetal Transducer - comp w/ Bionet - Uterine Contractions		Ultrasound Foetal Transducer - comp w/ Bionet - UC	Bionet "
"6015070	IBP-MN-MXL40		IBP-MN-MXL40	https://www.medten.com/product/3855	Replacement	Reusable	Mennen Medical	IBP Adapter Cables	Accessories	Mennen Medical IBP Adapter Cable	Reusable Mennen Medical IBP Adapter Cable	Replacement: 4.0m"," use with Medex-Logical transducer"," Reusable	Mennen Medical IBP Adapter Cable"," 4.0m"," use with Medex-Logical transducer"," Reusable	1	12				Ultrasound Foetal Transducer - comp w/ Bionet - Uterine Contractions		Ultrasound Foetal Transducer - comp w/ Bionet - UC	Bionet "
"6015025	IBP-MN-MXT40		IBP-MN-MXT40	https://www.medten.com/product/3856	Replacement	Reusable	Mennen Medical	IBP Adapter Cables	Accessories	Mennen Medical IBP Adapter Cable	Reusable Mennen Medical IBP Adapter Cable	Replacement: 4.0m"," Abbott/Medex disposable transducer"," Reusable	Mennen Medical IBP Adapter Cable"," 4.0m"," Abbott/Medex disposable transducer"," Reusable	1	12				Ultrasound Foetal Transducer - comp w/ Bionet - Uterine Contractions		Ultrasound Foetal Transducer - comp w/ Bionet - UC	Bionet "
"6015291	IBP-MN-PVB40		IBP-MN-PVB40	https://www.medten.com/product/3857	Replacement	Reusable	Mennen Medical	IBP Adapter Cables	Accessories	Mennen Medical IBP Adapter Cable	Reusable Mennen Medical IBP Adapter Cable	Replacement: 4.0m"," use with PVB disposable transducer"," Reusable	Mennen Medical IBP Adapter Cable"," 4.0m"," use with PVB disposable transducer"," Reusable	1	12				Ultrasound Foetal Transducer - comp w/ Bionet - Uterine Contractions		Ultrasound Foetal Transducer - comp w/ Bionet - UC	Bionet "
"6015421	IBP-MN-USBAM30		IBP-MN-USBAM30	https://www.medten.com/product/3858	Replacement	Reusable	Mennen Medical	IBP Adapter Cables	Accessories	Mennen Medical IBP Adapter Cable	Reusable Mennen Medical IBP Adapter Cable	Replacement: 3.0m"," Reusable	Mennen Medical IBP Adapter Cable"," 3.0m"," Reusable	1	12				Ultrasound Foetal Transducer - comp w/ Bionet - Uterine Contractions		Ultrasound Foetal Transducer - comp w/ Bionet - UC	Bionet "
"6015115	IBP-MN-UT40		IBP-MN-UT40	https://www.medten.com/product/3859	Replacement	Reusable	Mennen Medical	IBP Adapter Cables	Accessories	Mennen Medical IBP Adapter Cable	Reusable Mennen Medical IBP Adapter Cable	Replacement: 4.0m"," use with Utah disposable transducer"," Reusable	Mennen Medical IBP Adapter Cable"," 4.0m"," use with Utah disposable transducer"," Reusable	1	12				Ultrasound Foetal Transducer - comp w/ Bionet - Uterine Contractions		Ultrasound Foetal Transducer - comp w/ Bionet - UC	Bionet "
"6015441	IBP-MQ-MD03		IBP-MQ-MD03	https://www.medten.com/product/3860	Replacement	Reusable	Pronk Technologies	Pronk Technologies	Accessories	Pronk-GE Marquette IBP Adapter Cable 501-0306	Reusable Pronk-GE Marquette IBP Adapter Cable 501-0306	Replacement: 0.3m","	Pronk-GE Marquette IBP Adapter Cable 501-0306"," 0.3m","	1	12				Ultrasound Foetal Transducer - comp w/ Bionet - Uterine Contractions		Ultrasound Foetal Transducer - comp w/ Bionet - UC	Bionet "
"6015312	IBP-MQ-MIR40		IBP-MQ-MIR40	https://www.medten.com/product/3861	Replacement	Reusable	Marquette	IBP Adapter Cables	Accessories	Marquette IBP Adapter Cable	Reusable Marquette IBP Adapter Cable	Replacement: 4.0m"," use with Mindray disposable transducer"," Reusable	Marquette IBP Adapter Cable"," 4.0m"," use with Mindray disposable transducer"," Reusable	1	12				Ultrasound Foetal Transducer - comp w/ Bionet - Uterine Contractions		Ultrasound Foetal Transducer - comp w/ Bionet - UC	Bionet "
"6015047	IBP-MQ-MXL40		IBP-MQ-MXL40	https://www.medten.com/product/3862	Replacement	Reusable	Marquette	IBP Adapter Cables	Accessories	Marquette IBP Adapter Cable	Reusable Marquette IBP Adapter Cable	Replacement: 4.0m"," use with Medex-Logical transducer"," Reusable	Marquette IBP Adapter Cable"," 4.0m"," use with Medex-Logical transducer"," Reusable	1	12				Ultrasound Foetal Transducer - comp w/ Bionet - Uterine Contractions		Ultrasound Foetal Transducer - comp w/ Bionet - UC	Bionet "
"6015268	IBP-MQ-PVB40		IBP-MQ-PVB40	https://www.medten.com/product/3863	Replacement	Reusable	Marquette	IBP Adapter Cables	Accessories	Marquette IBP Adapter Cable	Reusable Marquette IBP Adapter Cable	Replacement: 4.0m"," use with PVB disposable transducer"," Reusable	Marquette IBP Adapter Cable"," 4.0m"," use with PVB disposable transducer"," Reusable	1	12				Ultrasound Foetal Transducer - comp w/ Bionet - Uterine Contractions		Ultrasound Foetal Transducer - comp w/ Bionet - UC	Bionet "
"6015398	IBP-MQ-USBAM30		IBP-MQ-USBAM30	https://www.medten.com/product/3864	Replacement	Reusable	Marquette	IBP Adapter Cables	Accessories	Marquette IBP Adapter Cable	Reusable Marquette IBP Adapter Cable	Replacement: 3.0m"," Reusable	Marquette IBP Adapter Cable"," 3.0m"," Reusable	1	12				Ultrasound Foetal Transducer - comp w/ Bionet - Uterine Contractions		Ultrasound Foetal Transducer - comp w/ Bionet - UC	Bionet "
"6015367	IBP-MRA-AG40		IBP-MRA-AG40	https://www.medten.com/product/3865	Replacement	Reusable	Mindray	IBP Adapter Cables	Accessories	Mindray IBP Adapter Cable	Reusable Mindray IBP Adapter Cable	Replacement: 4.0m"," use with Argon disposable transducer"," Reusable	Mindray IBP Adapter Cable"," 4.0m"," use with Argon disposable transducer"," Reusable	1	12				Ultrasound Foetal Transducer - comp w/ Bionet - Uterine Contractions		Ultrasound Foetal Transducer - comp w/ Bionet - UC	Bionet "
"6015192	IBP-MRA-EW40		IBP-MRA-EW40	https://www.medten.com/product/3866	Replacement	Reusable	Mindray	IBP Adapter Cables	Accessories	Mindray IBP Adapter Cable 0010-21-12179	Reusable Mindray IBP Adapter Cable 0010-21-12179	Replacement: 4.0m"," use with Edwards disposable transducer"," Reusable	Mindray IBP Adapter Cable 0010-21-12179"," 4.0m"," use with Edwards disposable transducer"," Reusable	1	12				Ultrasound Foetal Transducer - comp w/ Bionet - Uterine Contractions		Ultrasound Foetal Transducer - comp w/ Bionet - UC	Bionet "
"6015453	IBP-MRA-MD03		IBP-MRA-MD03	https://www.medten.com/product/3867	Replacement	Reusable	Pronk Technologies	Pronk Technologies	Accessories	Pronk-Mindray IBP Adapter Cable	Reusable Pronk-Mindray IBP Adapter Cable	Replacement: 0.3m","	Pronk-Mindray IBP Adapter Cable"," 0.3m","	1	12				Ultrasound Foetal Transducer - comp w/ Bionet - Uterine Contractions		Ultrasound Foetal Transducer - comp w/ Bionet - UC	Bionet "
"6015059	IBP-MRA-MXL40		IBP-MRA-MXL40	https://www.medten.com/product/3868	Replacement	Reusable	Mindray	IBP Adapter Cables	Accessories	Mindray IBP Adapter Cable	Reusable Mindray IBP Adapter Cable	Replacement: 4.0m"," use with Medex-Logical transducer"," Reusable	Mindray IBP Adapter Cable"," 4.0m"," use with Medex-Logical transducer"," Reusable	1	12				Ultrasound Foetal Transducer - comp w/ Bionet - Uterine Contractions		Ultrasound Foetal Transducer - comp w/ Bionet - UC	Bionet "
"6015280	IBP-MRA-PVB40		IBP-MRA-PVB40	https://www.medten.com/product/3869	Replacement	Reusable	Mindray	IBP Adapter Cables	Accessories	Mindray IBP Adapter Cable	Reusable Mindray IBP Adapter Cable	Replacement: 4.0m"," use with PVB disposable transducer"," Reusable	Mindray IBP Adapter Cable"," 4.0m"," use with PVB disposable transducer"," Reusable	1	12				Ultrasound Foetal Transducer - comp w/ Bionet - Uterine Contractions		Ultrasound Foetal Transducer - comp w/ Bionet - UC	Bionet "
"6015410	IBP-MRA-USBAM30		IBP-MRA-USBAM30	https://www.medten.com/product/3870	Replacement	Reusable	Mindray	IBP Adapter Cables	Accessories	Mindray IBP Adapter Cable	Reusable Mindray IBP Adapter Cable	Replacement: 3.0m"," Reusable	Mindray IBP Adapter Cable"," 3.0m"," Reusable	1	12				Ultrasound Foetal Transducer - comp w/ Bionet - Uterine Contractions		Ultrasound Foetal Transducer - comp w/ Bionet - UC	Bionet "
"6015368	IBP-MRB-AG40		IBP-MRB-AG40	https://www.medten.com/product/3872	Replacement	Reusable	Mindray	IBP Adapter Cables	Accessories	Mindray IBP Adapter Cable	Reusable Mindray IBP Adapter Cable	Replacement: 4.0m"," use with Argon disposable transducer"," Reusable	Mindray IBP Adapter Cable"," 4.0m"," use with Argon disposable transducer"," Reusable	1	12				Ultrasound Foetal Transducer - comp w/ Bionet - Uterine Contractions		Ultrasound Foetal Transducer - comp w/ Bionet - UC	Bionet "
"6015150	IBP-MRB-BB40		IBP-MRB-BB40	https://www.medten.com/product/3873	Replacement	Reusable	Mindray	IBP Adapter Cables	Accessories	Mindray IBP Adapter Cable	Reusable Mindray IBP Adapter Cable	Replacement: 4.0m"," use with B.Braun disposable transducer"," Reusable	Mindray IBP Adapter Cable"," 4.0m"," use with B.Braun disposable transducer"," Reusable	1	12				Ultrasound Foetal Transducer - comp w/ Bionet - Uterine Contractions		Ultrasound Foetal Transducer - comp w/ Bionet - UC	Bionet "
"6015238	IBP-MRB-BD40		IBP-MRB-BD40	https://www.medten.com/product/3874	Replacement	Reusable	Mindray	IBP Adapter Cables	Accessories	Mindray IBP Adapter Cable 040-000053-00	Reusable Mindray IBP Adapter Cable 040-000053-00	Replacement: 4.0m"," use with Argon/B.D. disposable transducer"," Reusable	Mindray IBP Adapter Cable 040-000053-00"," 4.0m"," use with Argon/B.D. disposable transducer"," Reusable	1	12				Ultrasound Foetal Transducer - comp w/ Bionet - Uterine Contractions		Ultrasound Foetal Transducer - comp w/ Bionet - UC	Bionet "
"6015193	IBP-MRB-EW40		IBP-MRB-EW40	https://www.medten.com/product/3875	Replacement	Reusable	Mindray	IBP Adapter Cables	Accessories	Mindray IBP Adapter Cable 040-000054-00	Reusable Mindray IBP Adapter Cable 040-000054-00	Replacement: 4.0m"," use with Edwards disposable transducer	Mindray IBP Adapter Cable 040-000054-00"," 4.0m"," use with Edwards disposable transducer	1	12				Ultrasound Foetal Transducer - comp w/ Bionet - Uterine Contractions		Ultrasound Foetal Transducer - comp w/ Bionet - UC	Bionet "
"6015454	IBP-MRB-MD03		IBP-MRB-MD03	https://www.medten.com/product/3876	Replacement	Reusable	Pronk Technologies	Pronk Technologies	Accessories	Pronk-Datascope IBP Adapter Cable	Reusable Pronk-Datascope IBP Adapter Cable	Replacement: 0.3m","	Pronk-Datascope IBP Adapter Cable"," 0.3m","	1	12				Ultrasound Foetal Transducer - comp w/ Bionet - Uterine Contractions		Ultrasound Foetal Transducer - comp w/ Bionet - UC	Bionet "
"6015325	IBP-MRB-MIR40		IBP-MRB-MIR40	https://www.medten.com/product/3877	Replacement	Reusable	Datascope	IBP Adapter Cables	Accessories	Mindray IBP Adapter Cable	Reusable Mindray IBP Adapter Cable	Replacement: 4.0m"," use with Mindray disposable transducer"," Reusable	Mindray IBP Adapter Cable"," 4.0m"," use with Mindray disposable transducer"," Reusable	1	12				Ultrasound Foetal Transducer - comp w/ Bionet - Uterine Contractions		Ultrasound Foetal Transducer - comp w/ Bionet - UC	Bionet "
"6015060	IBP-MRB-MXL40		IBP-MRB-MXL40	https://www.medten.com/product/3878	Replacement	Reusable	Mindray	IBP Adapter Cables	Accessories	Mindray IBP Adapter Cable	Reusable Mindray IBP Adapter Cable	Replacement: 4.0m"," use with Medex-Logical transducer"," Reusable	Mindray IBP Adapter Cable"," 4.0m"," use with Medex-Logical transducer"," Reusable	1	12				Ultrasound Foetal Transducer - comp w/ Bionet - Uterine Contractions		Ultrasound Foetal Transducer - comp w/ Bionet - UC	Bionet "
"6015015	IBP-MRB-MXT40		IBP-MRB-MXT40	https://www.medten.com/product/3879	Replacement	Reusable	Mindray	IBP Adapter Cables	Accessories	Mindray IBP Adapter Cable 040-000052-00	Reusable Mindray IBP Adapter Cable 040-000052-00	Replacement: 4.0m"," Abbott/Medex disposable transducer"," Reusable	Mindray IBP Adapter Cable 040-000052-00"," 4.0m"," Abbott/Medex disposable transducer"," Reusable	1	12				Ultrasound Foetal Transducer - comp w/ Bionet - Uterine Contractions		Ultrasound Foetal Transducer - comp w/ Bionet - UC	Bionet "
"6015281	IBP-MRB-PVB40		IBP-MRB-PVB40	https://www.medten.com/product/3880	Replacement	Reusable	Datascope	IBP Adapter Cables	Accessories	Mindray IBP Adapter Cable	Reusable Mindray IBP Adapter Cable	Replacement: 4.0m"," use with PVB disposable transducer"," Reusable	Mindray IBP Adapter Cable"," 4.0m"," use with PVB disposable transducer"," Reusable	1	12				Ultrasound Foetal Transducer - comp w/ Bionet - Uterine Contractions		Ultrasound Foetal Transducer - comp w/ Bionet - UC	Bionet "
"6015411	IBP-MRB-USBAM30		IBP-MRB-USBAM30	https://www.medten.com/product/3881	Replacement	Reusable	Mindray	IBP Adapter Cables	Accessories	Mindray IBP Adapter Cable	Reusable Mindray IBP Adapter Cable	Replacement: 3.0m"," Reusable	Mindray IBP Adapter Cable"," 3.0m"," Reusable	1	12				Ultrasound Foetal Transducer - comp w/ Bionet - Uterine Contractions		Ultrasound Foetal Transducer - comp w/ Bionet - UC	Bionet "
"6015105	IBP-MRB-UT40		IBP-MRB-UT40	https://www.medten.com/product/3882	Replacement	Reusable	Mindray	IBP Adapter Cables	Accessories	Mindray IBP Adapter Cable	Reusable Mindray IBP Adapter Cable	Replacement: 4.0m"," use with Utah disposable transducer"," Reusable	Mindray IBP Adapter Cable"," 4.0m"," use with Utah disposable transducer"," Reusable	1	12				Ultrasound Foetal Transducer - comp w/ Bionet - Uterine Contractions		Ultrasound Foetal Transducer - comp w/ Bionet - UC	Bionet "
"6015359	IBP-NKA-AG40		IBP-NKA-AG40	https://www.medten.com/product/3883	Replacement	Reusable	Nihon Kohden	IBP Adapter Cables	Accessories	Nihon Kohden IBP Adapter Cable	Reusable Nihon Kohden IBP Adapter Cable	Replacement: 4.0m"," use with Argon disposable transducer"," Reusable	Nihon Kohden IBP Adapter Cable"," 4.0m"," use with Argon disposable transducer"," Reusable	1	12				Ultrasound Foetal Transducer - comp w/ Bionet - Uterine Contractions		Ultrasound Foetal Transducer - comp w/ Bionet - UC	Bionet "
"6015229	IBP-NKA-BD40		IBP-NKA-BD40	https://www.medten.com/product/3884	Replacement	Reusable	Nihon Kohden	IBP Adapter Cables	Accessories	Nihon Kohden IBP Adapter Cable	Reusable Nihon Kohden IBP Adapter Cable	Replacement: 4.0m"," use with Argon/B.D. disposable transducer"," Reusable	Nihon Kohden IBP Adapter Cable"," 4.0m"," use with Argon/B.D. disposable transducer"," Reusable	1	12				Ultrasound Foetal Transducer - comp w/ Bionet - Uterine Contractions		Ultrasound Foetal Transducer - comp w/ Bionet - UC	Bionet "
"6015184	IBP-NKA-EW40		IBP-NKA-EW40	https://www.medten.com/product/3885	Replacement	Reusable	Nihon Kohden	IBP Adapter Cables	Accessories	Nihon Kohden IBP Adapter Cable	Reusable Nihon Kohden IBP Adapter Cable	Replacement: 4.0m"," use with Edwards disposable transducer"," Reusable	Nihon Kohden IBP Adapter Cable"," 4.0m"," use with Edwards disposable transducer"," Reusable	1	12				Ultrasound Foetal Transducer - comp w/ Bionet - Uterine Contractions		Ultrasound Foetal Transducer - comp w/ Bionet - UC	Bionet "
"6015445	IBP-NKA-MD03		IBP-NKA-MD03	https://www.medten.com/product/3886	Replacement	Reusable	Pronk Technologies	Pronk Technologies	Accessories	Pronk-Nihon Kohden IBP Adapter Cable 501-0308	Reusable Pronk-Nihon Kohden IBP Adapter Cable 501-0308	Replacement: 0.3m","	Pronk-Nihon Kohden IBP Adapter Cable 501-0308"," 0.3m","	1	12				Ultrasound Foetal Transducer - comp w/ Bionet - Uterine Contractions		Ultrasound Foetal Transducer - comp w/ Bionet - UC	Bionet "
"6015316	IBP-NKA-MIR40		IBP-NKA-MIR40	https://www.medten.com/product/3887	Replacement	Reusable	Nihon Kohden	IBP Adapter Cables	Accessories	IBP Adapter Cable	Reusable IBP Adapter Cable	Replacement: 4.0m"," use with Mindray disposable transducer"," Reusable	IBP Adapter Cable"," 4.0m"," use with Mindray disposable transducer"," Reusable	0	12				Ultrasound Foetal Transducer - comp w/ Bionet - Uterine Contractions		Ultrasound Foetal Transducer - comp w/ Bionet - UC	Bionet "
"6015272	IBP-NKA-PVB40		IBP-NKA-PVB40	https://www.medten.com/product/3888	Replacement	Reusable	Nihon Kohden	IBP Adapter Cables	Accessories	Nihon Kohden IBP Adapter Cable	Reusable Nihon Kohden IBP Adapter Cable	Replacement: 4.0m"," use with PVB disposable transducer"," Reusable	Nihon Kohden IBP Adapter Cable"," 4.0m"," use with PVB disposable transducer"," Reusable	1	12				Ultrasound Foetal Transducer - comp w/ Bionet - Uterine Contractions		Ultrasound Foetal Transducer - comp w/ Bionet - UC	Bionet "
"6015402	IBP-NKA-USBAM30		IBP-NKA-USBAM30	https://www.medten.com/product/3889	Replacement	Reusable	Nihon Kohden	IBP Adapter Cables	Accessories	Nihon Kohden IBP Adapter Cable	Reusable Nihon Kohden IBP Adapter Cable	Replacement: 3.0m"," Reusable	Nihon Kohden IBP Adapter Cable"," 3.0m"," Reusable	1	12				Ultrasound Foetal Transducer - comp w/ Bionet - Uterine Contractions		Ultrasound Foetal Transducer - comp w/ Bionet - UC	Bionet "
"6015360	IBP-NKB-AG40		IBP-NKB-AG40	https://www.medten.com/product/3890	Replacement	Reusable	Nihon Kohden	IBP Adapter Cables	Accessories	Nihon Kohden IBP Adapter Cable	Reusable Nihon Kohden IBP Adapter Cable	Replacement: 4.0m"," use with Argon disposable transducer"," Reusable	Nihon Kohden IBP Adapter Cable"," 4.0m"," use with Argon disposable transducer"," Reusable	1	12				Ultrasound Foetal Transducer - comp w/ Bionet - Uterine Contractions		Ultrasound Foetal Transducer - comp w/ Bionet - UC	Bionet "
"6015142	IBP-NKB-BB40		IBP-NKB-BB40	https://www.medten.com/product/3891	Replacement	Reusable	Nihon Kohden	IBP Adapter Cables	Accessories	Nihon Kohden IBP Adapter Cable	Reusable Nihon Kohden IBP Adapter Cable	Replacement: 4.0m"," use with B.Braun disposable transducer"," Reusable	Nihon Kohden IBP Adapter Cable"," 4.0m"," use with B.Braun disposable transducer"," Reusable	1	12				Ultrasound Foetal Transducer - comp w/ Bionet - Uterine Contractions		Ultrasound Foetal Transducer - comp w/ Bionet - UC	Bionet "
"6015446	IBP-NKB-MD03		IBP-NKB-MD03	https://www.medten.com/product/3892	Replacement	Reusable	Pronk Technologies	Pronk Technologies	Accessories	Pronk-Nihon Kohden IBP Adapter Cable	Reusable Pronk-Nihon Kohden IBP Adapter Cable	Replacement: 0.3m","	Pronk-Nihon Kohden IBP Adapter Cable"," 0.3m","	1	12				Ultrasound Foetal Transducer - comp w/ Bionet - Uterine Contractions		Ultrasound Foetal Transducer - comp w/ Bionet - UC	Bionet "
"6015317	IBP-NKB-MIR40		IBP-NKB-MIR40	https://www.medten.com/product/3893	Replacement	Reusable	Nihon Kohden	IBP Adapter Cables	Accessories	Nihon Kohden IBP Adapter Cable	Reusable Nihon Kohden IBP Adapter Cable	Replacement: 4.0m"," use with Mindray disposable transducer"," Reusable	Nihon Kohden IBP Adapter Cable"," 4.0m"," use with Mindray disposable transducer"," Reusable	1	12				Ultrasound Foetal Transducer - comp w/ Bionet - Uterine Contractions		Ultrasound Foetal Transducer - comp w/ Bionet - UC	Bionet "
"6015052	IBP-NKB-MXL40		IBP-NKB-MXL40	https://www.medten.com/product/3894	Replacement	Reusable	Nihon Kohden	IBP Adapter Cables	Accessories	Nihon Kohden IBP Adapter Cable	Reusable Nihon Kohden IBP Adapter Cable	Replacement: 4.0m"," use with Medex-Logical transducer"," Reusable	Nihon Kohden IBP Adapter Cable"," 4.0m"," use with Medex-Logical transducer"," Reusable	1	12				Ultrasound Foetal Transducer - comp w/ Bionet - Uterine Contractions		Ultrasound Foetal Transducer - comp w/ Bionet - UC	Bionet "
"6015007	IBP-NKB-MXT40		IBP-NKB-MXT40	https://www.medten.com/product/3895	Replacement	Reusable	Nihon Kohden	IBP Adapter Cables	Accessories	Nihon Kohden IBP Adapter Cable	Reusable Nihon Kohden IBP Adapter Cable	Replacement: 4.0m"," Abbott/Medex disposable transducer"," Reusable	Nihon Kohden IBP Adapter Cable"," 4.0m"," Abbott/Medex disposable transducer"," Reusable	1	12				Ultrasound Foetal Transducer - comp w/ Bionet - Uterine Contractions		Ultrasound Foetal Transducer - comp w/ Bionet - UC	Bionet "
"6015273	IBP-NKB-PVB40		IBP-NKB-PVB40	https://www.medten.com/product/3896	Replacement	Reusable	Nihon Kohden	IBP Adapter Cables	Accessories	Nihon Kohden IBP Adapter Cable	Reusable Nihon Kohden IBP Adapter Cable	Replacement: 4.0m"," use with PVB disposable transducer"," Reusable	Nihon Kohden IBP Adapter Cable"," 4.0m"," use with PVB disposable transducer"," Reusable	1	12				Ultrasound Foetal Transducer - comp w/ Bionet - Uterine Contractions		Ultrasound Foetal Transducer - comp w/ Bionet - UC	Bionet "
"6015403	IBP-NKB-USBAM30		IBP-NKB-USBAM30	https://www.medten.com/product/3897	Replacement	Reusable	Nihon Kohden	IBP Adapter Cables	Accessories	Nihon Kohden IBP Adapter Cable	Reusable Nihon Kohden IBP Adapter Cable	Replacement: 3.0m"," Reusable	Nihon Kohden IBP Adapter Cable"," 3.0m"," Reusable	1	12				Ultrasound Foetal Transducer - comp w/ Bionet - Uterine Contractions		Ultrasound Foetal Transducer - comp w/ Bionet - UC	Bionet "
"6015361	IBP-NKC-AG40		IBP-NKC-AG40	https://www.medten.com/product/3898	Replacement	Reusable	Nihon Kohden	IBP Adapter Cables	Accessories	Nihon Kohden IBP Adapter Cable	Reusable Nihon Kohden IBP Adapter Cable	Replacement: 4.0m"," use with Argon disposable transducer"," Reusable	Nihon Kohden IBP Adapter Cable"," 4.0m"," use with Argon disposable transducer"," Reusable	1	12				Ultrasound Foetal Transducer - comp w/ Bionet - Uterine Contractions		Ultrasound Foetal Transducer - comp w/ Bionet - UC	Bionet "
"6015143	IBP-NKC-BB40		IBP-NKC-BB40	https://www.medten.com/product/3899	Replacement	Reusable	Nihon Kohden	IBP Adapter Cables	Accessories	Nihon Kohden IBP Adapter Cable	Reusable Nihon Kohden IBP Adapter Cable	Replacement: 4.0m"," use with B.Braun disposable transducer"," Reusable	Nihon Kohden IBP Adapter Cable"," 4.0m"," use with B.Braun disposable transducer"," Reusable	1	12				Ultrasound Foetal Transducer - comp w/ Bionet - Uterine Contractions		Ultrasound Foetal Transducer - comp w/ Bionet - UC	Bionet "
"6015231	IBP-NKC-BD40		IBP-NKC-BD40	https://www.medten.com/product/3900	Replacement	Reusable	Nihon Kohden	IBP Adapter Cables	Accessories	Nihon Kohden IBP Adapter Cable	Reusable Nihon Kohden IBP Adapter Cable	Replacement: 4.0m"," use with Argon/B.D. disposable transducer"," Reusable	Nihon Kohden IBP Adapter Cable"," 4.0m"," use with Argon/B.D. disposable transducer"," Reusable	1	12				Ultrasound Foetal Transducer - comp w/ Bionet - Uterine Contractions		Ultrasound Foetal Transducer - comp w/ Bionet - UC	Bionet "
"6015186	IBP-NKC-EW40		IBP-NKC-EW40	https://www.medten.com/product/3901	Replacement	Reusable	Nihon Kohden	IBP Adapter Cables	Accessories	Nihon Kohden IBP Adapter Cable	Reusable Nihon Kohden IBP Adapter Cable	Replacement: 4.0m"," use with Edwards disposable transducer"," Reusable	Nihon Kohden IBP Adapter Cable"," 4.0m"," use with Edwards disposable transducer"," Reusable	1	12				Ultrasound Foetal Transducer - comp w/ Bionet - Uterine Contractions		Ultrasound Foetal Transducer - comp w/ Bionet - UC	Bionet "
"6015447	IBP-NKC-MD03		IBP-NKC-MD03	https://www.medten.com/product/3902	Replacement	Reusable	Pronk Technologies	Pronk Technologies	Accessories	Pronk-Nihon Kohden IBP Adapter Cable	Reusable Pronk-Nihon Kohden IBP Adapter Cable	Replacement: 0.3m","	Pronk-Nihon Kohden IBP Adapter Cable"," 0.3m","	1	12				Ultrasound Foetal Transducer - comp w/ Bionet - Uterine Contractions		Ultrasound Foetal Transducer - comp w/ Bionet - UC	Bionet "
"6015318	IBP-NKC-MIR40		IBP-NKC-MIR40	https://www.medten.com/product/3903	Replacement	Reusable	Nihon Kohden	IBP Adapter Cables	Accessories	Nihon Kohden IBP Adapter Cable	Reusable Nihon Kohden IBP Adapter Cable	Replacement: 4.0m"," use with Mindray disposable transducer"," Reusable	Nihon Kohden IBP Adapter Cable"," 4.0m"," use with Mindray disposable transducer"," Reusable	1	12				Ultrasound Foetal Transducer - comp w/ Bionet - Uterine Contractions		Ultrasound Foetal Transducer - comp w/ Bionet - UC	Bionet "
"6015053	IBP-NKC-MXL40		IBP-NKC-MXL40	https://www.medten.com/product/3904	Replacement	Reusable	Nihon Kohden	IBP Adapter Cables	Accessories	Nihon Kohden IBP Adapter Cable	Reusable Nihon Kohden IBP Adapter Cable	Replacement: 4.0m"," use with Medex-Logical transducer"," Reusable	Nihon Kohden IBP Adapter Cable"," 4.0m"," use with Medex-Logical transducer"," Reusable	1	12				Ultrasound Foetal Transducer - comp w/ Bionet - Uterine Contractions		Ultrasound Foetal Transducer - comp w/ Bionet - UC	Bionet "
"6015008	IBP-NKC-MXT40		IBP-NKC-MXT40	https://www.medten.com/product/3905	Replacement	Reusable	Nihon Kohden	IBP Adapter Cables	Accessories	Nihon Kohden IBP Adapter Cable	Reusable Nihon Kohden IBP Adapter Cable	Replacement: 4.0m"," Abbott/Medex disposable transducer"," Reusable	Nihon Kohden IBP Adapter Cable"," 4.0m"," Abbott/Medex disposable transducer"," Reusable	1	12				Ultrasound Foetal Transducer - comp w/ Bionet - Uterine Contractions		Ultrasound Foetal Transducer - comp w/ Bionet - UC	Bionet "
"6015274	IBP-NKC-PVB40		IBP-NKC-PVB40	https://www.medten.com/product/3906	Replacement	Reusable	Nihon Kohden	IBP Adapter Cables	Accessories	Nihon Kohden IBP Adapter Cable	Reusable Nihon Kohden IBP Adapter Cable	Replacement: 4.0m"," use with PVB disposable transducer"," Reusable	Nihon Kohden IBP Adapter Cable"," 4.0m"," use with PVB disposable transducer"," Reusable	1	12				Ultrasound Foetal Transducer - comp w/ Bionet - Uterine Contractions		Ultrasound Foetal Transducer - comp w/ Bionet - UC	Bionet "
"6015404	IBP-NKC-USBAM30		IBP-NKC-USBAM30	https://www.medten.com/product/3907	Replacement	Reusable	Nihon Kohden	IBP Adapter Cables	Accessories	Nihon Kohden IBP Adapter Cable	Reusable Nihon Kohden IBP Adapter Cable	Replacement: 3.0m"," Reusable	Nihon Kohden IBP Adapter Cable"," 3.0m"," Reusable	1	12				Ultrasound Foetal Transducer - comp w/ Bionet - Uterine Contractions		Ultrasound Foetal Transducer - comp w/ Bionet - UC	Bionet "
"6015098	IBP-NKC-UT40		IBP-NKC-UT40	https://www.medten.com/product/3908	Replacement	Reusable	Nihon Kohden	IBP Adapter Cables	Accessories	Nihon Kohden IBP Adapter Cable	Reusable Nihon Kohden IBP Adapter Cable	Replacement: 4.0m"," use with Utah disposable transducer"," Reusable	Nihon Kohden IBP Adapter Cable"," 4.0m"," use with Utah disposable transducer"," Reusable	1	12				Ultrasound Foetal Transducer - comp w/ Bionet - Uterine Contractions		Ultrasound Foetal Transducer - comp w/ Bionet - UC	Bionet "
"6015354	IBP-PH-AG40		IBP-PH-AG40	https://www.medten.com/product/3909	Replacement	Reusable	Philips	IBP Adapter Cables	Accessories	Philips IBP Adapter Cable	Reusable Philips IBP Adapter Cable	Replacement: 4.0m"," use with Argon disposable transducer"," Reusable	Philips IBP Adapter Cable"," 4.0m"," use with Argon disposable transducer"," Reusable	1	12				Ultrasound Foetal Transducer - comp w/ Bionet - Uterine Contractions		Ultrasound Foetal Transducer - comp w/ Bionet - UC	Bionet "
"6015224	IBP-PH-BD40		IBP-PH-BD40	https://www.medten.com/product/3910	Replacement	Reusable	Philips	IBP Adapter Cables	Accessories	Philips IBP Adapter Cable 684081	Reusable Philips IBP Adapter Cable 684081	Replacement: 4.0m"," use with Argon/B.D. disposable transducer"," Reusable	Philips IBP Adapter Cable 684081"," 4.0m"," use with Argon/B.D. disposable transducer"," Reusable	1	12				Ultrasound Foetal Transducer - comp w/ Bionet - Uterine Contractions		Ultrasound Foetal Transducer - comp w/ Bionet - UC	Bionet "
"6015179	IBP-PH-EW40		IBP-PH-EW40	https://www.medten.com/product/3911	Replacement	Reusable	Philips	IBP Adapter Cables	Accessories	Philips IBP Adapter Cable 896083021	Reusable Philips IBP Adapter Cable 896083021	Replacement: 4.0m"," use with Edwards disposable transducer"," Adapter Cables	Philips IBP Adapter Cable 896083021"," 4.0m"," use with Edwards disposable transducer"," Adapter Cables	1	12				Ultrasound Foetal Transducer - comp w/ Bionet - Uterine Contractions		Ultrasound Foetal Transducer - comp w/ Bionet - UC	Bionet "
"6015440	IBP-PH-MD03		IBP-PH-MD03	https://www.medten.com/product/3912	Replacement	Reusable	Pronk Technologies	Pronk Technologies	Accessories	Pronk-Philips Healthcare IBP Adapter Cable 501-0309	Reusable Pronk-Philips Healthcare IBP Adapter Cable 501-0309	Replacement: 0.3m","	Pronk-Philips Healthcare IBP Adapter Cable 501-0309"," 0.3m","	1	12				Ultrasound Foetal Transducer - comp w/ Bionet - Uterine Contractions		Ultrasound Foetal Transducer - comp w/ Bionet - UC	Bionet "
"6015311	IBP-PH-MIR40		IBP-PH-MIR40	https://www.medten.com/product/3913	Replacement	Reusable	Philips	IBP Adapter Cables	Accessories	Philips IBP Adapter Cable	Reusable Philips IBP Adapter Cable	Replacement: 4.0m"," use with Mindray disposable transducer"," Reusable	Philips IBP Adapter Cable"," 4.0m"," use with Mindray disposable transducer"," Reusable	1	12				Ultrasound Foetal Transducer - comp w/ Bionet - Uterine Contractions		Ultrasound Foetal Transducer - comp w/ Bionet - UC	Bionet "
"6015046	IBP-PH-MXL40		IBP-PH-MXL40	https://www.medten.com/product/3914	Replacement	Reusable	Philips	IBP Adapter Cables	Accessories	Philips IBP Adapter Cable	Reusable Philips IBP Adapter Cable	Replacement: 4.0m"," use with Medex-Logical transducer"," Reusable	Philips IBP Adapter Cable"," 4.0m"," use with Medex-Logical transducer"," Reusable	1	12				Ultrasound Foetal Transducer - comp w/ Bionet - Uterine Contractions		Ultrasound Foetal Transducer - comp w/ Bionet - UC	Bionet "
"6015001	IBP-PH-MXT40		IBP-PH-MXT40	https://www.medten.com/product/3915	Replacement	Reusable	Philips	IBP Adapter Cables	Accessories	Philips IBP Adapter Cable 42661-27	Reusable Philips IBP Adapter Cable 42661-27	Replacement: 4.0m"," Abbott/Medex disposable transducer"," Reusable	Philips IBP Adapter Cable 42661-27"," 4.0m"," Abbott/Medex disposable transducer"," Reusable	1	12				Ultrasound Foetal Transducer - comp w/ Bionet - Uterine Contractions		Ultrasound Foetal Transducer - comp w/ Bionet - UC	Bionet "
"6015267	IBP-PH-PVB40		IBP-PH-PVB40	https://www.medten.com/product/3916	Replacement	Reusable	Philips	IBP Adapter Cables	Accessories	Philips IBP Adapter Cable	Reusable Philips IBP Adapter Cable	Replacement: 4.0m"," use with PVB disposable transducer"," Reusable	Philips IBP Adapter Cable"," 4.0m"," use with PVB disposable transducer"," Reusable	1	12				Ultrasound Foetal Transducer - comp w/ Bionet - Uterine Contractions		Ultrasound Foetal Transducer - comp w/ Bionet - UC	Bionet "
"6015397	IBP-PH-USBAM30		IBP-PH-USBAM30	https://www.medten.com/product/3917	Replacement	Reusable	Philips	IBP Adapter Cables	Accessories	Philips IBP Adapter Cable	Reusable Philips IBP Adapter Cable	Replacement: 3.0m"," Reusable	Philips IBP Adapter Cable"," 3.0m"," Reusable	1	12				Ultrasound Foetal Transducer - comp w/ Bionet - Uterine Contractions		Ultrasound Foetal Transducer - comp w/ Bionet - UC	Bionet "
"6015091	IBP-PH-UT40		IBP-PH-UT40	https://www.medten.com/product/3918	Replacement	Reusable	Utah	IBP Adapter Cables	Accessories	Utah IBP Adapter Cable 650-206	Reusable Utah IBP Adapter Cable 650-206	Replacement: 4.0m"," use with Utah disposable transducer"," Reusable	Utah IBP Adapter Cable 650-206"," 4.0m"," use with Utah disposable transducer"," Reusable	1	12				Ultrasound Foetal Transducer - comp w/ Bionet - Uterine Contractions		Ultrasound Foetal Transducer - comp w/ Bionet - UC	Bionet "
"6015358	IBP-SL-AG40		IBP-SL-AG40	https://www.medten.com/product/3919	Replacement	Reusable	Spacelabs	IBP Adapter Cables	Accessories	Spacelabs IBP Adapter Cable	Reusable Spacelabs IBP Adapter Cable	Replacement: 4.0m"," use with Argon disposable transducer"," Reusable	Spacelabs IBP Adapter Cable"," 4.0m"," use with Argon disposable transducer"," Reusable	1	12				Ultrasound Foetal Transducer - comp w/ Bionet - Uterine Contractions		Ultrasound Foetal Transducer - comp w/ Bionet - UC	Bionet "
"6015140	IBP-SL-BB40		IBP-SL-BB40	https://www.medten.com/product/3920	Replacement	Reusable	Spacelabs	IBP Adapter Cables	Accessories	Spacelabs IBP Adapter Cable	Reusable Spacelabs IBP Adapter Cable	Replacement: 4.0m"," use with B.Braun disposable transducer"," Reusable	Spacelabs IBP Adapter Cable"," 4.0m"," use with B.Braun disposable transducer"," Reusable	1	12				Ultrasound Foetal Transducer - comp w/ Bionet - Uterine Contractions		Ultrasound Foetal Transducer - comp w/ Bionet - UC	Bionet "
"6015228	IBP-SL-BD40		IBP-SL-BD40	https://www.medten.com/product/3921	Replacement	Reusable	Spacelabs	IBP Adapter Cables	Accessories	Spacelabs IBP Adapter Cable	Reusable Spacelabs IBP Adapter Cable	Replacement: 4.0m"," use with Argon/B.D. disposable transducer"," Reusable	Spacelabs IBP Adapter Cable"," 4.0m"," use with Argon/B.D. disposable transducer"," Reusable	1	12				Ultrasound Foetal Transducer - comp w/ Bionet - Uterine Contractions		Ultrasound Foetal Transducer - comp w/ Bionet - UC	Bionet "
"6015444	IBP-SL-MD03		IBP-SL-MD03	https://www.medten.com/product/3922	Replacement	Reusable	Pronk Technologies	Pronk Technologies	Accessories	Pronk-Spacelabs IBP Adapter Cable	Reusable Pronk-Spacelabs IBP Adapter Cable	Replacement: 0.3m","	Pronk-Spacelabs IBP Adapter Cable"," 0.3m","	1	12				Ultrasound Foetal Transducer - comp w/ Bionet - Uterine Contractions		Ultrasound Foetal Transducer - comp w/ Bionet - UC	Bionet "
"6015315	IBP-SL-MIR40		IBP-SL-MIR40	https://www.medten.com/product/3923	Replacement	Reusable	Spacelabs	IBP Adapter Cables	Accessories	Spacelabs IBP Adapter Cable	Reusable Spacelabs IBP Adapter Cable	Replacement: 4.0m"," use with Mindray disposable transducer"," Reusable	Spacelabs IBP Adapter Cable"," 4.0m"," use with Mindray disposable transducer"," Reusable	1	12				Ultrasound Foetal Transducer - comp w/ Bionet - Uterine Contractions		Ultrasound Foetal Transducer - comp w/ Bionet - UC	Bionet "
"6015050	IBP-SL-MXL40		IBP-SL-MXL40	https://www.medten.com/product/3924	Replacement	Reusable	Spacelabs	IBP Adapter Cables	Accessories	Spacelabs IBP Adapter Cable	Reusable Spacelabs IBP Adapter Cable	Replacement: 4.0m"," use with Medex-Logical transducer"," Reusable	Spacelabs IBP Adapter Cable"," 4.0m"," use with Medex-Logical transducer"," Reusable	1	12				Ultrasound Foetal Transducer - comp w/ Bionet - Uterine Contractions		Ultrasound Foetal Transducer - comp w/ Bionet - UC	Bionet "
"6015271	IBP-SL-PVB40		IBP-SL-PVB40	https://www.medten.com/product/3925	Replacement	Reusable	Spacelabs	IBP Adapter Cables	Accessories	Spacelabs IBP Adapter Cable	Reusable Spacelabs IBP Adapter Cable	Replacement: 4.0m"," use with PVB disposable transducer"," Reusable	Spacelabs IBP Adapter Cable"," 4.0m"," use with PVB disposable transducer"," Reusable	1	12				Ultrasound Foetal Transducer - comp w/ Bionet - Uterine Contractions		Ultrasound Foetal Transducer - comp w/ Bionet - UC	Bionet "
"6015401	IBP-SL-USBAM30		IBP-SL-USBAM30	https://www.medten.com/product/3926	Replacement	Reusable	Spacelabs	IBP Adapter Cables	Accessories	Spacelabs IBP Adapter Cable	Reusable Spacelabs IBP Adapter Cable	Replacement: 3.0m"," Reusable	Spacelabs IBP Adapter Cable"," 3.0m"," Reusable	1	12				Ultrasound Foetal Transducer - comp w/ Bionet - Uterine Contractions		Ultrasound Foetal Transducer - comp w/ Bionet - UC	Bionet "
"6015095	IBP-SL-UT40		IBP-SL-UT40	https://www.medten.com/product/3927	Replacement	Reusable	Spacelabs	IBP Adapter Cables	Accessories	Spacelabs IBP Adapter Cable	Reusable Spacelabs IBP Adapter Cable	Replacement: 4.0m"," use with Utah disposable transducer"," Reusable	Spacelabs IBP Adapter Cable"," 4.0m"," use with Utah disposable transducer"," Reusable	1	12				Ultrasound Foetal Transducer - comp w/ Bionet - Uterine Contractions		Ultrasound Foetal Transducer - comp w/ Bionet - UC	Bionet "
"6010092	SSD-001-S09AN		SSD-001-S09AN	https://www.medten.com/product/3932	Replacement	Disposable	Nellcor	SpO2 Sensors	Accessories	Nellcor SpO2 Sensor SC-NEO(Non-Oximax)	Disposable Nellcor SpO2 Sensor SC-NEO(Non-Oximax)	Replacement: Adult/Neonate"," Non-adhesive foam"," 0.9m"," Nellcor"," Disposable (Box of 24)	Nellcor SpO2 Sensor SC-NEO(Non-Oximax)"," Adult/Neonate"," Non-adhesive foam"," 0.9m"," Nellcor"," Disposable (Box of 24)	24	0				Ultrasound Foetal Transducer - comp w/ Bionet - Uterine Contractions		Ultrasound Foetal Transducer - comp w/ Bionet - UC	Bionet "
"6010115	SSD-001-S09PI		SSD-001-S09PI	https://www.medten.com/product/3933	Replacement	Disposable	Nellcor	SpO2 Sensors	Accessories	Nellcor SpO2 Sensor I20	Disposable Nellcor SpO2 Sensor I20	Replacement: Pediatric/Infant"," Non-adhesive foam"," 0.9m"," Nellcor - OxiSmart (Box of 24)	Nellcor SpO2 Sensor I20"," Pediatric/Infant"," Non-adhesive foam"," 0.9m"," Nellcor - OxiSmart (Box of 24)	24	0				Ultrasound Foetal Transducer - comp w/ Bionet - Uterine Contractions		Ultrasound Foetal Transducer - comp w/ Bionet - UC	Bionet "
"6010118	SSD-005RB-S09PI		SSD-005RB-S09PI	https://www.medten.com/product/3935	Replacement	Disposable	Masimo	SpO2 Sensors	Accessories	Masimo SpO2 Sensor 2328 (LNCS Inf)	Disposable Masimo SpO2 Sensor 2328 (LNCS Inf)	Replacement: Pediatric/Infant"," Non-adhesive foam"," 0.9m"," Masimo-LNCS (Box of 20)	Masimo SpO2 Sensor 2328 (LNCS Inf)"," Pediatric/Infant"," Non-adhesive foam"," 0.9m"," Masimo-LNCS (Box of 20)	20	0				Ultrasound Foetal Transducer - comp w/ Bionet - Uterine Contractions		Ultrasound Foetal Transducer - comp w/ Bionet - UC	Bionet "
"6010097	SSD-006RB-S09AN		SSD-006RB-S09AN	https://www.medten.com/product/3937	Replacement	Disposable	Masimo	SpO2 Sensors	Accessories	Masimo SpO2 Sensor 1001	Disposable Masimo SpO2 Sensor 1001	Replacement: Adult/Neonate"," Non-adhesive foam"," 0.9m"," Masimo-LNOP (Box of 20)	Masimo SpO2 Sensor 1001"," Adult/Neonate"," Non-adhesive foam"," 0.9m"," Masimo-LNOP (Box of 20)	20	0				Ultrasound Foetal Transducer - comp w/ Bionet - Uterine Contractions		Ultrasound Foetal Transducer - comp w/ Bionet - UC	Bionet "
"6010120	SSD-006RB-S09PI		SSD-006RB-S09PI	https://www.medten.com/product/3939	Replacement	Disposable	Masimo	SpO2 Sensors	Accessories	Masimo SpO2 Sensor 1025	Disposable Masimo SpO2 Sensor 1025	Replacement: Pediatric/Infant"," Non-adhesive foam"," 0.9m"," Masimo-LNOP (Box of 20)	Masimo SpO2 Sensor 1025"," Pediatric/Infant"," Non-adhesive foam"," 0.9m"," Masimo-LNOP (Box of 20)	20	0				Ultrasound Foetal Transducer - comp w/ Bionet - Uterine Contractions		Ultrasound Foetal Transducer - comp w/ Bionet - UC	Bionet "
"6010004	SSD-006RB-W09A		SSD-006RB-W09A	https://www.medten.com/product/3941	Replacement	Disposable	Masimo	SpO2 Sensors	Accessories	Masimo SpO2 Sensor 1001 (LNOP Adt)	Disposable Masimo SpO2 Sensor 1001 (LNOP Adt)	Replacement: Adult"," Non-woven adhesive "," 0.9m"," Masimo-LNOP"," Disposable (Box of 20)	Masimo SpO2 Sensor 1001 (LNOP Adt)"," Adult"," Non-woven adhesive "," 0.9m"," Masimo-LNOP"," Disposable (Box of 20)	20	0				Ultrasound Foetal Transducer - comp w/ Bionet - Uterine Contractions		Ultrasound Foetal Transducer - comp w/ Bionet - UC	Bionet "
"6010028	SSD-006RB-W09P		SSD-006RB-W09P	https://www.medten.com/product/3943	Replacement	Disposable	Masimo	SpO2 Sensors	Accessories	Masimo SpO2 Sensor 1025 (LNOP Pdt)	Disposable Masimo SpO2 Sensor 1025 (LNOP Pdt)	Replacement: Pediatric"," Non-woven adhesive "," 0.9m"," Masimo-LNOP"," Disposable (Box of 20)	Masimo SpO2 Sensor 1025 (LNOP Pdt)"," Pediatric"," Non-woven adhesive "," 0.9m"," Masimo-LNOP"," Disposable (Box of 20)	20	0				Ultrasound Foetal Transducer - comp w/ Bionet - Uterine Contractions		Ultrasound Foetal Transducer - comp w/ Bionet - UC	Bionet "
"6010098	SSD-007RB-S09AN		SSD-007RB-S09AN	https://www.medten.com/product/3945	Replacement	Disposable	Masimo	SpO2 Sensors	Accessories	Masimo SpO2 Sensor 2509	Disposable Masimo SpO2 Sensor 2509	Replacement: Adult/Neonate"," Non-adhesive foam"," 0.9m"," Masimo M LNCS (Box of 20)	Masimo SpO2 Sensor 2509"," Adult/Neonate"," Non-adhesive foam"," 0.9m"," Masimo M LNCS (Box of 20)	20	0				Ultrasound Foetal Transducer - comp w/ Bionet - Uterine Contractions		Ultrasound Foetal Transducer - comp w/ Bionet - UC	Bionet "
"6010121	SSD-007RB-S09PI		SSD-007RB-S09PI	https://www.medten.com/product/3946	Replacement	Disposable	Masimo	SpO2 Sensors	Accessories	Masimo SpO2 Sensor 2510	Disposable Masimo SpO2 Sensor 2510	Replacement: Pediatric/Infant"," Non-adhesive foam"," 0.9m"," Masimo M LNCS (Box of 20)	Masimo SpO2 Sensor 2510"," Pediatric/Infant"," Non-adhesive foam"," 0.9m"," Masimo M LNCS (Box of 20)	20	0				Ultrasound Foetal Transducer - comp w/ Bionet - Uterine Contractions		Ultrasound Foetal Transducer - comp w/ Bionet - UC	Bionet "
"6010099	SSD-012-S09AN		SSD-012-S09AN	https://www.medten.com/product/3947	Replacement	Disposable	Datex Ohmeda	SpO2 Sensors	Accessories	Ohmeda SpO2 Sensor	Disposable Ohmeda SpO2 Sensor	Replacement: Adult/Neonate"," Non-adhesive foam"," 0.9m"," Ohmeda"," Disposable (Box of 24)	Ohmeda SpO2 Sensor"," Adult/Neonate"," Non-adhesive foam"," 0.9m"," Ohmeda"," Disposable (Box of 24)	24	0				Ultrasound Foetal Transducer - comp w/ Bionet - Uterine Contractions		Ultrasound Foetal Transducer - comp w/ Bionet - UC	Bionet "
"6010122	SSD-012-S09PI		SSD-012-S09PI	https://www.medten.com/product/3948	Replacement	Disposable	Datex Ohmeda	SpO2 Sensors	Accessories	Ohmeda SpO2 Sensor	Disposable Ohmeda SpO2 Sensor	Replacement: Pediatric/Infant"," Non-adhesive foam"," 0.9m"," Ohmeda"," Disposable (Box of 24)	Ohmeda SpO2 Sensor"," Pediatric/Infant"," Non-adhesive foam"," 0.9m"," Ohmeda"," Disposable (Box of 24)	24	0				Ultrasound Foetal Transducer - comp w/ Bionet - Uterine Contractions		Ultrasound Foetal Transducer - comp w/ Bionet - UC	Bionet "
"6010006	SSD-012-W09A		SSD-012-W09A	https://www.medten.com/product/3949	Replacement	Disposable	Datex Ohmeda	SpO2 Sensors	Accessories	Ohmeda SpO2 Sensor	Disposable Ohmeda SpO2 Sensor	Replacement: Adult"," Non-woven adhesive "," 0.9m"," Ohmeda"," Disposable (Box of 24)	Ohmeda SpO2 Sensor"," Adult"," Non-woven adhesive "," 0.9m"," Ohmeda"," Disposable (Box of 24)	24	0				Ultrasound Foetal Transducer - comp w/ Bionet - Uterine Contractions		Ultrasound Foetal Transducer - comp w/ Bionet - UC	Bionet "
"6010076	SSD-012-W09AN		SSD-012-W09AN	https://www.medten.com/product/3950	Replacement	Disposable	Datex Ohmeda	SpO2 Sensors	Accessories	Ohmeda SpO2 Sensor	Disposable Ohmeda SpO2 Sensor	Replacement: Adult/Neonate"," Non-woven adhesive "," 0.9m"," Ohmeda"," Disposable (Box of 24)	Ohmeda SpO2 Sensor"," Adult/Neonate"," Non-woven adhesive "," 0.9m"," Ohmeda"," Disposable (Box of 24)	24	0				Ultrasound Foetal Transducer - comp w/ Bionet - Uterine Contractions		Ultrasound Foetal Transducer - comp w/ Bionet - UC	Bionet "
"6010053	SSD-012-W09I		SSD-012-W09I	https://www.medten.com/product/3951	Replacement	Disposable	Datex Ohmeda	SpO2 Sensors	Accessories	Ohmeda SpO2 Sensor	Disposable Ohmeda SpO2 Sensor	Replacement: Infant"," Non-woven adhesive "," 0.9m"," Ohmeda"," Disposable (Box of 24)	Ohmeda SpO2 Sensor"," Infant"," Non-woven adhesive "," 0.9m"," Ohmeda"," Disposable (Box of 24)	24	0				Ultrasound Foetal Transducer - comp w/ Bionet - Uterine Contractions		Ultrasound Foetal Transducer - comp w/ Bionet - UC	Bionet "
"6010030	SSD-012-W09P		SSD-012-W09P	https://www.medten.com/product/3952	Replacement	Disposable	Datex Ohmeda	SpO2 Sensors	Accessories	Ohmeda SpO2 Sensor	Disposable Ohmeda SpO2 Sensor	Replacement: Pediatric"," Non-woven adhesive "," 0.9m"," Ohmeda"," Disposable (Box of 24)	Ohmeda SpO2 Sensor"," Pediatric"," Non-woven adhesive "," 0.9m"," Ohmeda"," Disposable (Box of 24)	24	0				Ultrasound Foetal Transducer - comp w/ Bionet - Uterine Contractions		Ultrasound Foetal Transducer - comp w/ Bionet - UC	Bionet "
"6010100	SSD-013-S09AN		SSD-013-S09AN	https://www.medten.com/product/3953	Replacement	Disposable	Datex Ohmeda	SpO2 Sensors	Accessories	Datex Ohmeda/GE SpO2 Sensor	Disposable Datex Ohmeda/GE SpO2 Sensor	Replacement: Adult/Neonate"," Non-adhesive foam"," 0.9m"," Datex"," Disposable (Box of 24)	Datex Ohmeda/GE SpO2 Sensor"," Adult/Neonate"," Non-adhesive foam"," 0.9m"," Datex"," Disposable (Box of 24)	24	0				Ultrasound Foetal Transducer - comp w/ Bionet - Uterine Contractions		Ultrasound Foetal Transducer - comp w/ Bionet - UC	Bionet "
"6010123	SSD-013-S09PI		SSD-013-S09PI	https://www.medten.com/product/3954	Replacement	Disposable	Datex Ohmeda	SpO2 Sensors	Accessories	Datex Ohmeda/GE SpO2 Sensor	Disposable Datex Ohmeda/GE SpO2 Sensor	Replacement: Pediatric/Infant"," Non-adhesive foam"," 0.9m"," Datex"," Disposable (Box of 24)	Datex Ohmeda/GE SpO2 Sensor"," Pediatric/Infant"," Non-adhesive foam"," 0.9m"," Datex"," Disposable (Box of 24)	24	0				Ultrasound Foetal Transducer - comp w/ Bionet - Uterine Contractions		Ultrasound Foetal Transducer - comp w/ Bionet - UC	Bionet "
"6010104	SSD-030-S09AN		SSD-030-S09AN	https://www.medten.com/product/3961	Replacement	Disposable	Novametrix	SpO2 Sensors	Accessories	Novametrix SpO2 Sensor	Disposable Novametrix SpO2 Sensor	Replacement: Adult/Neonate"," Non-adhesive foam"," 0.9m"," Novametrix"," Reusable (Box of 24)	Novametrix SpO2 Sensor"," Adult/Neonate"," Non-adhesive foam"," 0.9m"," Novametrix"," Reusable (Box of 24)	24	0				Ultrasound Foetal Transducer - comp w/ Bionet - Uterine Contractions		Ultrasound Foetal Transducer - comp w/ Bionet - UC	Bionet "
"6010127	SSD-030-S09PI		SSD-030-S09PI	https://www.medten.com/product/3962	Replacement	Disposable	Novametrix	SpO2 Sensors	Accessories	Novametrix SpO2 Sensor	Disposable Novametrix SpO2 Sensor	Replacement: Pediatric/Infant"," Non-adhesive foam"," 0.9m"," Novametrix"," Disposable (Box of 24)	Novametrix SpO2 Sensor"," Pediatric/Infant"," Non-adhesive foam"," 0.9m"," Novametrix"," Disposable (Box of 24)	24	0				Ultrasound Foetal Transducer - comp w/ Bionet - Uterine Contractions		Ultrasound Foetal Transducer - comp w/ Bionet - UC	Bionet "
"6010022	SSD-031-W09A		SSD-031-W09A	https://www.medten.com/product/3963	Replacement	Disposable	Dixtal	SpO2 Sensors	Accessories	Dixtal SpO2 Sensor	Disposable Dixtal SpO2 Sensor	Replacement: Adult"," Non-woven adhesive "," 0.9m"," Novametrix"," Disposable (Box of 24)	Dixtal SpO2 Sensor"," Adult"," Non-woven adhesive "," 0.9m"," Novametrix"," Disposable (Box of 24)	24	0				Ultrasound Foetal Transducer - comp w/ Bionet - Uterine Contractions		Ultrasound Foetal Transducer - comp w/ Bionet - UC	Bionet "
"6010107	SSD-036-S09AN		SSD-036-S09AN	https://www.medten.com/product/3970	Replacement	Disposable	BCI	SpO2 Sensors	Accessories	BCI SpO2 Sensor	Disposable BCI SpO2 Sensor	Replacement: Adult/Neonate"," Non-adhesive foam"," 0.9m"," BCI"," Disposable (Box of 24)	BCI SpO2 Sensor"," Adult/Neonate"," Non-adhesive foam"," 0.9m"," BCI"," Disposable (Box of 24)	24	0				Ultrasound Foetal Transducer - comp w/ Bionet - Uterine Contractions		Ultrasound Foetal Transducer - comp w/ Bionet - UC	Bionet "
"6010130	SSD-036-S09PI		SSD-036-S09PI	https://www.medten.com/product/3971	Replacement	Disposable	BCI	SpO2 Sensors	Accessories	BCI SpO2 Sensor	Disposable BCI SpO2 Sensor	Replacement: Pediatric/Infant"," Non-adhesive foam"," 0.9m"," BCI"," Disposable (Box of 24)	BCI SpO2 Sensor"," Pediatric/Infant"," Non-adhesive foam"," 0.9m"," BCI"," Disposable (Box of 24)	24	0				Ultrasound Foetal Transducer - comp w/ Bionet - Uterine Contractions		Ultrasound Foetal Transducer - comp w/ Bionet - UC	Bionet "
"6010108	SSD-039-S09AN		SSD-039-S09AN	https://www.medten.com/product/3972	Replacement	Disposable	Criticare	SpO2 Sensors	Accessories	Criticare SpO2 Sensor	Disposable Criticare SpO2 Sensor	Replacement: Adult/Neonate"," Non-adhesive foam"," 0.9m"," CSI"," Disposable (Box of 24)	Criticare SpO2 Sensor"," Adult/Neonate"," Non-adhesive foam"," 0.9m"," CSI"," Disposable (Box of 24)	24	0				Ultrasound Foetal Transducer - comp w/ Bionet - Uterine Contractions		Ultrasound Foetal Transducer - comp w/ Bionet - UC	Bionet "
"6010131	SSD-039-S09PI		SSD-039-S09PI	https://www.medten.com/product/3973	Replacement	Disposable	Criticare	SpO2 Sensors	Accessories	Criticare SpO2 Sensor	Disposable Criticare SpO2 Sensor	Replacement: Pediatric/Infant"," Non-adhesive foam"," 0.9m"," CSI"," Disposable (Box of 24)	Criticare SpO2 Sensor"," Pediatric/Infant"," Non-adhesive foam"," 0.9m"," CSI"," Disposable (Box of 24)	24	0				Ultrasound Foetal Transducer - comp w/ Bionet - Uterine Contractions		Ultrasound Foetal Transducer - comp w/ Bionet - UC	Bionet "
"6010109	SSD-040-S09AN		SSD-040-S09AN	https://www.medten.com/product/3974	Replacement	Disposable	Nonin	SpO2 Sensors	Accessories	Nonin SpO2 Sensor	Disposable Nonin SpO2 Sensor	Replacement: Adult/Neonate"," Non-adhesive foam"," 0.9m"," Nonin"," Disposable (Box of 24)	Nonin SpO2 Sensor"," Adult/Neonate"," Non-adhesive foam"," 0.9m"," Nonin"," Disposable (Box of 24)	24	0				Ultrasound Foetal Transducer - comp w/ Bionet - Uterine Contractions		Ultrasound Foetal Transducer - comp w/ Bionet - UC	Bionet "
"6010132	SSD-040-S09PI		SSD-040-S09PI	https://www.medten.com/product/3975	Replacement	Disposable	Nonin	SpO2 Sensors	Accessories	Nonin SpO2 Sensor	Disposable Nonin SpO2 Sensor	Replacement: Pediatric/Infant"," Non-adhesive foam"," 0.9m"," Nonin"," Disposable (Box of 24)	Nonin SpO2 Sensor"," Pediatric/Infant"," Non-adhesive foam"," 0.9m"," Nonin"," Disposable (Box of 24)	24	0				Ultrasound Foetal Transducer - comp w/ Bionet - Uterine Contractions		Ultrasound Foetal Transducer - comp w/ Bionet - UC	Bionet "
"6010110	SSD-043-S09AN		SSD-043-S09AN	https://www.medten.com/product/3976	Replacement	Disposable	Nihon Kohden	SpO2 Sensors	Accessories	Nihon Kohden SpO2 Sensor	Disposable Nihon Kohden SpO2 Sensor	Replacement: Adult/Neonate"," Non-adhesive foam"," 0.9m"," Nihon Kohden"," Disposable (Box of 24)	Nihon Kohden SpO2 Sensor"," Adult/Neonate"," Non-adhesive foam"," 0.9m"," Nihon Kohden"," Disposable (Box of 24)	24	0				Ultrasound Foetal Transducer - comp w/ Bionet - Uterine Contractions		Ultrasound Foetal Transducer - comp w/ Bionet - UC	Bionet "
"6010133	SSD-043-S09PI		SSD-043-S09PI	https://www.medten.com/product/3977	Replacement	Disposable	Nihon Kohden	SpO2 Sensors	Accessories	Nihon Kohden SpO2 Sensor	Disposable Nihon Kohden SpO2 Sensor	Replacement: Pediatric/Infant"," Non-adhesive foam"," 0.9m"," Nihon Kohden"," Disposable (Box of 24)	Nihon Kohden SpO2 Sensor"," Pediatric/Infant"," Non-adhesive foam"," 0.9m"," Nihon Kohden"," Disposable (Box of 24)	24	0				Ultrasound Foetal Transducer - comp w/ Bionet - Uterine Contractions		Ultrasound Foetal Transducer - comp w/ Bionet - UC	Bionet "
"6010111	SSD-058-S09AN		SSD-058-S09AN	https://www.medten.com/product/3978	Replacement	Disposable	Datascope	SpO2 Sensors	Accessories	SpO2 Sensor	Disposable SpO2 Sensor	Replacement: Adult/Neonate"," Non-adhesive foam"," 0.9m"," Datascope (Box of 24)	SpO2 Sensor"," Adult/Neonate"," Non-adhesive foam"," 0.9m"," Datascope (Box of 24)	24	0				Ultrasound Foetal Transducer - comp w/ Bionet - Uterine Contractions		Ultrasound Foetal Transducer - comp w/ Bionet - UC	Bionet "
"6010134	SSD-058-S09PI		SSD-058-S09PI	https://www.medten.com/product/3979	Replacement	Disposable	Datascope	SpO2 Sensors	Accessories	Datascope SpO2 Sensor	Disposable Datascope SpO2 Sensor	Replacement: Pediatric/Infant"," Non-adhesive foam"," 0.9m"," Datascope"," Disposable (Box of 24)	Datascope SpO2 Sensor"," Pediatric/Infant"," Non-adhesive foam"," 0.9m"," Datascope"," Disposable (Box of 24)	24	0				Ultrasound Foetal Transducer - comp w/ Bionet - Uterine Contractions		Ultrasound Foetal Transducer - comp w/ Bionet - UC	Bionet "
"6010114	SSD-079-S09AN		SSD-079-S09AN	https://www.medten.com/product/3992	Replacement	Disposable	MEK	SpO2 Sensors	Accessories	MEK SpO2 Sensor	Disposable MEK SpO2 Sensor	Replacement: Adult/Neonate"," Non-adhesive foam"," 0.9m"," Disposable (Box of 24)	MEK SpO2 Sensor"," Adult/Neonate"," Non-adhesive foam"," 0.9m"," Disposable (Box of 24)	24	0				Ultrasound Foetal Transducer - comp w/ Bionet - Uterine Contractions		Ultrasound Foetal Transducer - comp w/ Bionet - UC	Bionet "
"6010137	SSD-079-S09PI		SSD-079-S09PI	https://www.medten.com/product/3993	Replacement	Disposable	MEK	SpO2 Sensors	Accessories	MEK SpO2 Sensor	Disposable MEK SpO2 Sensor	Replacement: Pediatric/Infant"," Non-adhesive foam"," 0.9m"," Disposable (Box of 24)	MEK SpO2 Sensor"," Pediatric/Infant"," Non-adhesive foam"," 0.9m"," Disposable (Box of 24)	24	0				Ultrasound Foetal Transducer - comp w/ Bionet - Uterine Contractions		Ultrasound Foetal Transducer - comp w/ Bionet - UC	Bionet "
"	TA-BLT-AD03		TA-BLT-AD03	https://www.medten.com/product/3994	Replacement	Reusable	Biolight	Temperature Adapter Cables	Accessories	Biolight Temperature Adapter Cable	Reusable Biolight Temperature Adapter Cable	Replacement: 0.3m"," use with 400 series"," Reusable	Biolight Temperature Adapter Cable"," 0.3m"," use with 400 series"," Reusable	1	12				Ultrasound Foetal Transducer - comp w/ Bionet - Uterine Contractions		Ultrasound Foetal Transducer - comp w/ Bionet - UC	Bionet "
"	TA-BLT-PM30		TA-BLT-PM30	https://www.medten.com/product/3995	Replacement	Reusable	Biolight	Temperature Adapter Cables	Accessories	Biolight Temperature Adapter Cable	Reusable Biolight Temperature Adapter Cable	Replacement: 3.0m"," use with Philips disposable probes"," Reusable	Biolight Temperature Adapter Cable"," 3.0m"," use with Philips disposable probes"," Reusable	1	12				Ultrasound Foetal Transducer - comp w/ Bionet - Uterine Contractions		Ultrasound Foetal Transducer - comp w/ Bionet - UC	Bionet "
"	TA-BLT-YSI30		TA-BLT-YSI30	https://www.medten.com/product/3996	Replacement	Reusable	Biolight	Temperature Adapter Cables	Accessories	Biolight Temperature Adapter Cable	Reusable Biolight Temperature Adapter Cable	Replacement: 3.0m"," use with GE 400 series disposable probes"," Reusable	Biolight Temperature Adapter Cable"," 3.0m"," use with GE 400 series disposable probes"," Reusable	1	12				Ultrasound Foetal Transducer - comp w/ Bionet - Uterine Contractions		Ultrasound Foetal Transducer - comp w/ Bionet - UC	Bionet "
"	TA-DG-AD03		TA-DG-AD03	https://www.medten.com/product/3997	Replacement	Reusable	Draeger	Temperature Adapter Cables	Accessories	Draeger Temperature Adapter Cable 5198333	Reusable Draeger Temperature Adapter Cable 5198333	Replacement: 0.3m"," use with 400 series"," Reusable	Draeger Temperature Adapter Cable 5198333"," 0.3m"," use with 400 series"," Reusable	1	12				Ultrasound Foetal Transducer - comp w/ Bionet - Uterine Contractions		Ultrasound Foetal Transducer - comp w/ Bionet - UC	Bionet "
"	TA-DG-PM30		TA-DG-PM30	https://www.medten.com/product/3998	Replacement	Reusable	Draeger	Temperature Adapter Cables	Accessories	Draeger Temperature Adapter Cable	Reusable Draeger Temperature Adapter Cable	Replacement: 3.0m"," use with Philips disposable probes"," Reusable	Draeger Temperature Adapter Cable"," 3.0m"," use with Philips disposable probes"," Reusable	1	12				Ultrasound Foetal Transducer - comp w/ Bionet - Uterine Contractions		Ultrasound Foetal Transducer - comp w/ Bionet - UC	Bionet "
"	TA-DG-YSI30		TA-DG-YSI30	https://www.medten.com/product/3999	Replacement	Reusable	Draeger	Temperature Adapter Cables	Accessories	Draeger Temperature Adapter Cable 11-CA-407-04	Reusable Draeger Temperature Adapter Cable 11-CA-407-04	Replacement: 3.0m"," use with GE 400 series disposable probes	Draeger Temperature Adapter Cable 11-CA-407-04"," 3.0m"," use with GE 400 series disposable probes	1	12				Ultrasound Foetal Transducer - comp w/ Bionet - Uterine Contractions		Ultrasound Foetal Transducer - comp w/ Bionet - UC	Bionet "
"	TA-IFN-AD03		TA-IFN-AD03	https://www.medten.com/product/4000	Replacement	Reusable	Infinium	Temperature Adapter Cables	Accessories	Infinium Temperature Adapter Cable	Reusable Infinium Temperature Adapter Cable	Replacement: 0.3m"," use with 400 series"," Reusable	Infinium Temperature Adapter Cable"," 0.3m"," use with 400 series"," Reusable	1	12				Ultrasound Foetal Transducer - comp w/ Bionet - Uterine Contractions		Ultrasound Foetal Transducer - comp w/ Bionet - UC	Bionet "
"	TA-IFN-PM30		TA-IFN-PM30	https://www.medten.com/product/4001	Replacement	Reusable	Infinium	Temperature Adapter Cables	Accessories	Infinium Temperature Adapter Cable	Reusable Infinium Temperature Adapter Cable	Replacement: 3.0m"," use with Philips disposable probes"," Reusable	Infinium Temperature Adapter Cable"," 3.0m"," use with Philips disposable probes"," Reusable	1	12				Ultrasound Foetal Transducer - comp w/ Bionet - Uterine Contractions		Ultrasound Foetal Transducer - comp w/ Bionet - UC	Bionet "
"	TA-IFN-YSI30		TA-IFN-YSI30	https://www.medten.com/product/4002	Replacement	Reusable	Infinium	Temperature Adapter Cables	Accessories	Infinium Temperature Adapter Cable	Reusable Infinium Temperature Adapter Cable	Replacement: 3.0m"," use with GE 400 series disposable probes"," Reusable	Infinium Temperature Adapter Cable"," 3.0m"," use with GE 400 series disposable probes"," Reusable	1	12				Ultrasound Foetal Transducer - comp w/ Bionet - Uterine Contractions		Ultrasound Foetal Transducer - comp w/ Bionet - UC	Bionet "
"	TA-MQ-PM30		TA-MQ-PM30	https://www.medten.com/product/4003	Replacement	Reusable	Marquette	Temperature Adapter Cables	Accessories	GE Healthcare Temperature Adapter Cable	Reusable GE Healthcare Temperature Adapter Cable	Replacement: 3.0m"," use with Philips disposable probes"," Reusable	GE Healthcare Temperature Adapter Cable"," 3.0m"," use with Philips disposable probes"," Reusable	1	12				Ultrasound Foetal Transducer - comp w/ Bionet - Uterine Contractions		Ultrasound Foetal Transducer - comp w/ Bionet - UC	Bionet "
"	TA-MRB-AD03		TA-MRB-AD03	https://www.medten.com/product/4004	Replacement	Reusable	Mindray	Temperature Adapter Cables	Accessories	Datascope Temperature Adapter Cable	Reusable Datascope Temperature Adapter Cable	Replacement: 0.3m"," use with 400 series"," Reusable	Datascope Temperature Adapter Cable"," 0.3m"," use with 400 series"," Reusable	1	12				Ultrasound Foetal Transducer - comp w/ Bionet - Uterine Contractions		Ultrasound Foetal Transducer - comp w/ Bionet - UC	Bionet "
"	TA-MRB-PM30		TA-MRB-PM30	https://www.medten.com/product/4005	Replacement	Reusable	Datascope	Temperature Adapter Cables	Accessories	Datascope Temperature Adapter Cable	Reusable Datascope Temperature Adapter Cable	Replacement: 3.0m"," use with Philips disposable probes"," Reusable	Datascope Temperature Adapter Cable"," 3.0m"," use with Philips disposable probes"," Reusable	1	12				Ultrasound Foetal Transducer - comp w/ Bionet - Uterine Contractions		Ultrasound Foetal Transducer - comp w/ Bionet - UC	Bionet "
"	TA-PH-AD03		TA-PH-AD03	https://www.medten.com/product/4007	Replacement	Reusable	Philips	Temperature Adapter Cables	Accessories	Philips Temperature Adapter Cable 989803163281	Reusable Philips Temperature Adapter Cable 989803163281	Replacement: 0.3m"," use with 400 series"," Reusable	Philips Temperature Adapter Cable 989803163281"," 0.3m"," use with 400 series"," Reusable	1	12				Ultrasound Foetal Transducer - comp w/ Bionet - Uterine Contractions		Ultrasound Foetal Transducer - comp w/ Bionet - UC	Bionet "
"	TA-PH-YSI30		TA-PH-YSI30	https://www.medten.com/product/4008	Replacement	Reusable	Philips	Temperature Adapter Cables	Accessories	Philips Temperature Adapter Cable 11CA40112	Reusable Philips Temperature Adapter Cable 11CA40112	Replacement: 3.0m"," use with GE 400 series disposable probes	Philips Temperature Adapter Cable 11CA40112"," 3.0m"," use with GE 400 series disposable probes	1	12				Ultrasound Foetal Transducer - comp w/ Bionet - Uterine Contractions		Ultrasound Foetal Transducer - comp w/ Bionet - UC	Bionet "
"	TA-SL-AD03		TA-SL-AD03	https://www.medten.com/product/4009	Replacement	Reusable	Spacelabs	Temperature Adapter Cables	Accessories	Spacelabs Temperature Adapter Cable	Reusable Spacelabs Temperature Adapter Cable	Replacement: 0.3m"," use with 400 series"," Reusable	Spacelabs Temperature Adapter Cable"," 0.3m"," use with 400 series"," Reusable	1	12				Ultrasound Foetal Transducer - comp w/ Bionet - Uterine Contractions		Ultrasound Foetal Transducer - comp w/ Bionet - UC	Bionet "
"	TA-SL-PM30		TA-SL-PM30	https://www.medten.com/product/4010	Replacement	Reusable	Spacelabs	Temperature Adapter Cables	Accessories	Spacelabs Temperature Adapter Cable	Reusable Spacelabs Temperature Adapter Cable	Replacement: 3.0m"," use with Philips disposable probes"," Reusable	Spacelabs Temperature Adapter Cable"," 3.0m"," use with Philips disposable probes"," Reusable	1	12				Ultrasound Foetal Transducer - comp w/ Bionet - Uterine Contractions		Ultrasound Foetal Transducer - comp w/ Bionet - UC	Bionet "
"	TA-SL-YSI30		TA-SL-YSI30	https://www.medten.com/product/4011	Replacement	Reusable	Spacelabs	Temperature Adapter Cables	Accessories	Spacelabs Temperature Adapter Cable	Reusable Spacelabs Temperature Adapter Cable	Replacement: 3.0m"," use with GE 400 series disposable probes"," Reusable	Spacelabs Temperature Adapter Cable"," 3.0m"," use with GE 400 series disposable probes"," Reusable	1	12				Ultrasound Foetal Transducer - comp w/ Bionet - Uterine Contractions		Ultrasound Foetal Transducer - comp w/ Bionet - UC	Bionet "
"	TA-SW-AD03		TA-SW-AD03	https://www.medten.com/product/4012	Replacement	Reusable	Artema S&W	Temperature Adapter Cables	Accessories	Artema S&W Temperature Adapter Cable	Reusable Artema S&W Temperature Adapter Cable	Replacement: 0.3m"," use with 400 series"," Reusable	Artema S&W Temperature Adapter Cable"," 0.3m"," use with 400 series"," Reusable	1	12				Ultrasound Foetal Transducer - comp w/ Bionet - Uterine Contractions		Ultrasound Foetal Transducer - comp w/ Bionet - UC	Bionet "
"	TA-SW-PM30		TA-SW-PM30	https://www.medten.com/product/4013	Replacement	Reusable	Artema S&W	Temperature Adapter Cables	Accessories	Artema S&W Temperature Adapter Cable	Reusable Artema S&W Temperature Adapter Cable	Replacement: 3.0m"," use with Philips disposable probes"," Reusable	Artema S&W Temperature Adapter Cable"," 3.0m"," use with Philips disposable probes"," Reusable	1	12				Ultrasound Foetal Transducer - comp w/ Bionet - Uterine Contractions		Ultrasound Foetal Transducer - comp w/ Bionet - UC	Bionet "
"	TA-SW-YSI30		TA-SW-YSI30	https://www.medten.com/product/4014	Replacement	Reusable	Artema S&W	Temperature Adapter Cables	Accessories	Artema S&W Temperature Adapter Cable	Reusable Artema S&W Temperature Adapter Cable	Replacement: 3.0m"," use with GE 400 series disposable probes"," Reusable	Artema S&W Temperature Adapter Cable"," 3.0m"," use with GE 400 series disposable probes"," Reusable	1	12				Ultrasound Foetal Transducer - comp w/ Bionet - Uterine Contractions		Ultrasound Foetal Transducer - comp w/ Bionet - UC	Bionet "
"	TA-Y400-PM30		TA-Y400-PM30	https://www.medten.com/product/4015	Replacement	Reusable	YSI	Temperature Adapter Cables	Accessories	YSI Temperature Adapter Cable	Reusable YSI Temperature Adapter Cable	Replacement: 3.0m"," use with Philips disposable probes"," Reusable	YSI Temperature Adapter Cable"," 3.0m"," use with Philips disposable probes"," Reusable	1	12				Ultrasound Foetal Transducer - comp w/ Bionet - Uterine Contractions		Ultrasound Foetal Transducer - comp w/ Bionet - UC	Bionet "
"	TA-Y400S-YSI30		TA-Y400S-YSI30	https://www.medten.com/product/4016	Replacement	Reusable	YSI	Temperature Adapter Cables	Accessories	YSI Temperature Adapter Cable 11-CA-402-12	Reusable YSI Temperature Adapter Cable 11-CA-402-12	Replacement: 3.0m"," use with GE 400 series disposable probes	YSI Temperature Adapter Cable 11-CA-402-12"," 3.0m"," use with GE 400 series disposable probes	1	12				Ultrasound Foetal Transducer - comp w/ Bionet - Uterine Contractions		Ultrasound Foetal Transducer - comp w/ Bionet - UC	Bionet "
"6018671	TS-AT-PS15		TS-AT-PS15	https://www.medten.com/product/4020	Replacement	Reusable	Atom	Temperature Probes	Accessories	Atom Temperature Probe 10-2000R	Reusable Atom Temperature Probe 10-2000R	Replacement: Pediatric/Neonate"," Skin surface"," 1.5m	Atom Temperature Probe 10-2000R"," Pediatric/Neonate"," Skin surface"," 1.5m	1	12				Ultrasound Foetal Transducer - comp w/ Bionet - Uterine Contractions		Ultrasound Foetal Transducer - comp w/ Bionet - UC	Bionet "
"6018633	TS-BLT-AG30		TS-BLT-AG30	https://www.medten.com/product/4022	Replacement	Reusable	Biolight	Temperature Probes	Accessories	Biolight Temperature Probe	Reusable Biolight Temperature Probe	Replacement: Adult"," General (Oral/Rectal)"," 3.0m"," Reusable	Biolight Temperature Probe"," Adult"," General (Oral/Rectal)"," 3.0m"," Reusable	1	12				Ultrasound Foetal Transducer - comp w/ Bionet - Uterine Contractions		Ultrasound Foetal Transducer - comp w/ Bionet - UC	Bionet "
"6018611	TS-BLT-AS30		TS-BLT-AS30	https://www.medten.com/product/4023	Replacement	Reusable	Biolight	Temperature Probes	Accessories	Biolight Temperature Probe	Reusable Biolight Temperature Probe	Replacement: Adult"," Skin surface"," 3.0m"," Reusable	Biolight Temperature Probe"," Adult"," Skin surface"," 3.0m"," Reusable	1	12				Ultrasound Foetal Transducer - comp w/ Bionet - Uterine Contractions		Ultrasound Foetal Transducer - comp w/ Bionet - UC	Bionet "
"6018688	TS-BLT-PG30		TS-BLT-PG30	https://www.medten.com/product/4024	Replacement	Reusable	Biolight	Temperature Probes	Accessories	Biolight Temperature Probe	Reusable Biolight Temperature Probe	Replacement: Pediatric"," General (Oral/Rectal)"," 3.0m"," Reusable	Biolight Temperature Probe"," Pediatric"," General (Oral/Rectal)"," 3.0m"," Reusable	1	12				Ultrasound Foetal Transducer - comp w/ Bionet - Uterine Contractions		Ultrasound Foetal Transducer - comp w/ Bionet - UC	Bionet "
"6018628	TS-DG-AG30		TS-DG-AG30	https://www.medten.com/product/4026	Replacement	Reusable	Siemens	Temperature Probes	Accessories	Draeger Temperature Probe 5204644	Reusable Draeger Temperature Probe 5204644	Replacement: Adult"," General (Oral/Rectal)"," 3.0m"," Reusable	Draeger Temperature Probe 5204644"," Adult"," General (Oral/Rectal)"," 3.0m"," Reusable	1	12				Ultrasound Foetal Transducer - comp w/ Bionet - Uterine Contractions		Ultrasound Foetal Transducer - comp w/ Bionet - UC	Bionet "
"6018657	TS-DGA-PS15		TS-DGA-PS15	https://www.medten.com/product/4027	Replacement	Reusable	Draeger	Temperature Probes	Accessories	Draeger Temperature Probe MU12533	Reusable Draeger Temperature Probe MU12533	Replacement: Pediatric/Neonate"," Skin surface"," 1.5m	Draeger Temperature Probe MU12533"," Pediatric/Neonate"," Skin surface"," 1.5m	1	12				Ultrasound Foetal Transducer - comp w/ Bionet - Uterine Contractions		Ultrasound Foetal Transducer - comp w/ Bionet - UC	Bionet "
"6018606	TS-DG-AS30		TS-DG-AS30	https://www.medten.com/product/4028	Replacement	Reusable	Siemens	Temperature Probes	Accessories	Draeger Temperature Probe 5204669	Reusable Draeger Temperature Probe 5204669	Replacement: Adult"," Skin surface"," 3.0m"," Reusable	Draeger Temperature Probe 5204669"," Adult"," Skin surface"," 3.0m"," Reusable	1	12				Ultrasound Foetal Transducer - comp w/ Bionet - Uterine Contractions		Ultrasound Foetal Transducer - comp w/ Bionet - UC	Bionet "
"6018910	FUS-SC03		FUS-SC03	https://www.medten.com/product/4032	Replacement	Reusable	Huntleigh	Fetal Transducers	Accessories	Huntleigh Fetal Transducer US1/US1L	Reusable Huntleigh Fetal Transducer US1/US1L	Replacement: 3.0m"," Ultrasound	Huntleigh Fetal Transducer US1/US1L"," 3.0m"," Ultrasound	1	12				Ultrasound Foetal Transducer - comp w/ Bionet - Uterine Contractions		Ultrasound Foetal Transducer - comp w/ Bionet - UC	Bionet "
"6018904	FUS-SL01		FUS-SL01	https://www.medten.com/product/4033	Replacement	Reusable	Spacelabs	Fetal Transducers	Accessories	Spacelabs Fetal Transducer US91","AMS-20-0011	Reusable Spacelabs Fetal Transducer US91","AMS-20-0011	Replacement: 3.0m"," Ultrasound	Spacelabs Fetal Transducer US91",AMS-20-0011," 3.0m"," Ultrasound	1	12				Ultrasound Foetal Transducer - comp w/ Bionet - Uterine Contractions		Ultrasound Foetal Transducer - comp w/ Bionet - UC	Bionet "
"6018905	FUS-SL02		FUS-SL02	https://www.medten.com/product/4034	Replacement	Reusable	Spacelabs	Fetal Transducers	Accessories	Spacelabs Fetal Transducer US915","AMS-20-0047	Reusable Spacelabs Fetal Transducer US915","AMS-20-0047	Replacement: 3.0m"," Ultrasound	Spacelabs Fetal Transducer US915",AMS-20-0047," 3.0m"," Ultrasound	1	12				Ultrasound Foetal Transducer - comp w/ Bionet - Uterine Contractions		Ultrasound Foetal Transducer - comp w/ Bionet - UC	Bionet "
"6018911	FUS-SL03		FUS-SL03	https://www.medten.com/product/4035	Replacement	Reusable	Spacelabs	Fetal Transducers	Accessories	Spacelabs Fetal Transducer 700-0021-00	Reusable Spacelabs Fetal Transducer 700-0021-00	Replacement: 3.0m"," Ultrasound	Spacelabs Fetal Transducer 700-0021-00"," 3.0m"," Ultrasound	1	12				Ultrasound Foetal Transducer - comp w/ Bionet - Uterine Contractions		Ultrasound Foetal Transducer - comp w/ Bionet - UC	Bionet "
"6018926	FTC-SC02		FTC-SC02	https://www.medten.com/product/4037	Replacement	Reusable	Sonicaid	Fetal Transducers	Accessories	Sonicaid Fetal Transducer CT1/CT1L	Reusable Sonicaid Fetal Transducer CT1/CT1L	Replacement: 3.0m"," TOCO	Sonicaid Fetal Transducer CT1/CT1L"," 3.0m"," TOCO	1	12				Ultrasound Foetal Transducer - comp w/ Bionet - Uterine Contractions		Ultrasound Foetal Transducer - comp w/ Bionet - UC	Bionet "
"6018928	FTC-SL02		FTC-SL02	https://www.medten.com/product/4039	Replacement	Reusable	Spacelabs	Fetal Transducers	Accessories	Spacelabs Fetal Transducer AMS-20-0020	Reusable Spacelabs Fetal Transducer AMS-20-0020	Replacement: 3.0m"," TOCO	Spacelabs Fetal Transducer AMS-20-0020"," 3.0m"," TOCO	1	12				Ultrasound Foetal Transducer - comp w/ Bionet - Uterine Contractions		Ultrasound Foetal Transducer - comp w/ Bionet - UC	Bionet "
"6018803	CTM-ZL01		CTM-ZL01	https://www.medten.com/product/4041	Replacement	Reusable	Zoll	EtCO2 Transducers	Accessories	EtCO2 Transducer	Reusable EtCO2 Transducer	Replacement: Mainstream"," 2.5m	EtCO2 Transducer"," Mainstream"," 2.5m	1	12				Ultrasound Foetal Transducer - comp w/ Bionet - Uterine Contractions		Ultrasound Foetal Transducer - comp w/ Bionet - UC	Bionet "
"6018811	CTS-MR01		CTS-MR01	https://www.medten.com/product/4042	Replacement	Reusable	Mindray	EtCO2 Transducers	Accessories	Mindray EtCO2 Transducer 6800-30-50619	Reusable Mindray EtCO2 Transducer 6800-30-50619	Replacement: Sidestream"," 0.75m	Mindray EtCO2 Transducer 6800-30-50619"," Sidestream"," 0.75m	1	12				Ultrasound Foetal Transducer - comp w/ Bionet - Uterine Contractions		Ultrasound Foetal Transducer - comp w/ Bionet - UC	Bionet "
"6018809	CTS-PS01		CTS-PS01	https://www.medten.com/product/4043	Replacement	Reusable	Masimo	EtCO2 Transducers	Accessories	Masimo EtCO2 Transducer 800601	Reusable Masimo EtCO2 Transducer 800601	Replacement: Sidestream"," 0.75m	Masimo EtCO2 Transducer 800601"," Sidestream"," 0.75m	1	12				Ultrasound Foetal Transducer - comp w/ Bionet - Uterine Contractions		Ultrasound Foetal Transducer - comp w/ Bionet - UC	Bionet "
"6016539	EC-6004S-I		EC-6004S-I	https://www.medten.com/product/4045	Replacement	Reusable	Marquette	One-Piece ECG Cables	Accessories	Marquette One-Piece ECG Cable	Reusable Marquette One-Piece ECG Cable	Replacement: 6 lead"," Snap"," 2.2m+mixed 0.9m/1.3m"," IEC"," Reusable	Marquette One-Piece ECG Cable"," 6 lead"," Snap"," 2.2m+mixed 0.9m/1.3m"," IEC"," Reusable	1	12				Ultrasound Foetal Transducer - comp w/ Bionet - Uterine Contractions		Ultrasound Foetal Transducer - comp w/ Bionet - UC	Bionet "
"6011434	SS-148D-AS30		SS-148D-AS30	https://www.medten.com/product/4046	Replacement	Reusable	TianRong	SpO2 Sensors	Accessories	TianRong SpO2 Sensor	Reusable TianRong SpO2 Sensor	Replacement: Adult"," Soft rubber"," 3.0m"," Digital "," Reusable	TianRong SpO2 Sensor"," Adult"," Soft rubber"," 3.0m"," Digital "," Reusable	1	12				Ultrasound Foetal Transducer - comp w/ Bionet - Uterine Contractions		Ultrasound Foetal Transducer - comp w/ Bionet - UC	Bionet "
"6012731	SS-148D-MY30		SS-148D-MY30	https://www.medten.com/product/4047	Replacement	Reusable	TianRong	SpO2 Sensors	Accessories	TianRong SpO2 Sensor	Reusable TianRong SpO2 Sensor	Replacement: All Sizes"," Multi-Y"," 3.0m"," Digital "," Reusable	TianRong SpO2 Sensor"," All Sizes"," Multi-Y"," 3.0m"," Digital "," Reusable	1	12				Ultrasound Foetal Transducer - comp w/ Bionet - Uterine Contractions		Ultrasound Foetal Transducer - comp w/ Bionet - UC	Bionet "
"6012303	SS-148D-NW30		SS-148D-NW30	https://www.medten.com/product/4048	Replacement	Reusable	TianRong	SpO2 Sensors	Accessories	TianRong SpO2 Sensor	Reusable TianRong SpO2 Sensor	Replacement: Neonate"," Wrap"," 3.0m"," Digital "," Reusable	TianRong SpO2 Sensor"," Neonate"," Wrap"," 3.0m"," Digital "," Reusable	1	12				Ultrasound Foetal Transducer - comp w/ Bionet - Uterine Contractions		Ultrasound Foetal Transducer - comp w/ Bionet - UC	Bionet "
"6011653	SS-148D-PF30		SS-148D-PF30	https://www.medten.com/product/4049	Replacement	Reusable	TianRong	SpO2 Sensors	Accessories	TianRong SpO2 Sensor	Reusable TianRong SpO2 Sensor	Replacement: Pediatric"," Finger clip"," 3.0m"," Digital "," Reusable	TianRong SpO2 Sensor"," Pediatric"," Finger clip"," 3.0m"," Digital "," Reusable	1	12				Ultrasound Foetal Transducer - comp w/ Bionet - Uterine Contractions		Ultrasound Foetal Transducer - comp w/ Bionet - UC	Bionet "
"6018532	TSD-PM-AG09		TSD-PM-AG09	https://www.medten.com/product/4050	Replacement	Disposable	Philips	Temperature Probes	Accessories	Philips Temperature Probe 989803105321	Disposable Philips Temperature Probe 989803105321	Replacement: General (Oral/Rectal)"," 0.9m (Box of 20)	Philips Temperature Probe 989803105321"," General (Oral/Rectal)"," 0.9m (Box of 20)	20	0				Ultrasound Foetal Transducer - comp w/ Bionet - Uterine Contractions		Ultrasound Foetal Transducer - comp w/ Bionet - UC	Bionet "
"6018501	TSD-PM-GS09		TSD-PM-GS09	https://www.medten.com/product/4051	Replacement	Disposable	Philips	Temperature Probes	Accessories	Philips Temperature Probe 21091A	Disposable Philips Temperature Probe 21091A	Replacement: Skin surface"," 0.9m (Box of 20)	Philips Temperature Probe 21091A"," Skin surface"," 0.9m (Box of 20)	20	0				Ultrasound Foetal Transducer - comp w/ Bionet - Uterine Contractions		Ultrasound Foetal Transducer - comp w/ Bionet - UC	Bionet "
"6018659	TS-DVA-PS15		TS-DVA-PS15	https://www.medten.com/product/4052	Replacement	Reusable	David	Temperature Probes	Accessories	Temperature Probe	Reusable Temperature Probe	Replacement: Pediatric/Neonate"," Skin surface"," 1.5m"," Reusable	Temperature Probe"," Pediatric/Neonate"," Skin surface"," 1.5m"," Reusable	1	12				Ultrasound Foetal Transducer - comp w/ Bionet - Uterine Contractions		Ultrasound Foetal Transducer - comp w/ Bionet - UC	Bionet "
"6018660	TS-DVB-PS15		TS-DVB-PS15	https://www.medten.com/product/4053	Replacement	Reusable	David	Temperature Probes	Accessories	Temperature Probe	Reusable Temperature Probe	Replacement: Pediatric/Neonate"," Skin surface"," 1.5m"," Reusable	Temperature Probe"," Pediatric/Neonate"," Skin surface"," 1.5m"," Reusable	1	12				Ultrasound Foetal Transducer - comp w/ Bionet - Uterine Contractions		Ultrasound Foetal Transducer - comp w/ Bionet - UC	Bionet "
"6017640	EL-TMX6-90S-I		EL-TMX6-90S-I	https://www.medten.com/product/4055	Replacement	Reusable	Philips	ECG Leadwires	Accessories	Philips ECG Leadwire	Reusable Philips ECG Leadwire	Replacement: 6 lead"," Snap"," 0.9m "," IEC"," Reusable	Philips ECG Leadwire"," 6 lead"," Snap"," 0.9m "," IEC"," Reusable	1	6				Ultrasound Foetal Transducer - comp w/ Bionet - Uterine Contractions		Ultrasound Foetal Transducer - comp w/ Bionet - UC	Bionet "
"6010791	SA-146-24		SA-146-24	https://www.medten.com/product/4056	Replacement	Reusable	TianRong	SpO2 Adapter Cables	Accessories	TianRong SpO2 Adapter Cable	Reusable TianRong SpO2 Adapter Cable	Replacement: 2.4m"," use with Nellcor-Oxismart sensor"," Reusable	TianRong SpO2 Adapter Cable"," 2.4m"," use with Nellcor-Oxismart sensor"," Reusable	1	12				Ultrasound Foetal Transducer - comp w/ Bionet - Uterine Contractions		Ultrasound Foetal Transducer - comp w/ Bionet - UC	Bionet "
"6018661	TS-DVC-PS15		TS-DVC-PS15	https://www.medten.com/product/4057	Replacement	Reusable	David	Temperature Probes	Accessories	Temperature Probe	Reusable Temperature Probe	Replacement: Pediatric/Neonate"," Skin surface"," 1.5m"," Reusable	Temperature Probe"," Pediatric/Neonate"," Skin surface"," 1.5m"," Reusable	1	12				Ultrasound Foetal Transducer - comp w/ Bionet - Uterine Contractions		Ultrasound Foetal Transducer - comp w/ Bionet - UC	Bionet "
"6018635	TS-IFN-AG30		TS-IFN-AG30	https://www.medten.com/product/4058	Replacement	Reusable	Infinium	Temperature Probes	Accessories	Infinium Temperature Probe	Reusable Infinium Temperature Probe	Replacement: Adult"," General (Oral/Rectal)"," 3.0m"," Reusable	Infinium Temperature Probe"," Adult"," General (Oral/Rectal)"," 3.0m"," Reusable	1	12				Ultrasound Foetal Transducer - comp w/ Bionet - Uterine Contractions		Ultrasound Foetal Transducer - comp w/ Bionet - UC	Bionet "
"6018613	TS-IFN-AS30		TS-IFN-AS30	https://www.medten.com/product/4060	Replacement	Reusable	Infinium	Temperature Probes	Accessories	Infinium Temperature Probe	Reusable Infinium Temperature Probe	Replacement: Adult"," Skin surface"," 3.0m"," Reusable	Infinium Temperature Probe"," Adult"," Skin surface"," 3.0m"," Reusable	1	12				Ultrasound Foetal Transducer - comp w/ Bionet - Uterine Contractions		Ultrasound Foetal Transducer - comp w/ Bionet - UC	Bionet "
"6018690	TS-IFN-PG30		TS-IFN-PG30	https://www.medten.com/product/4061	Replacement	Reusable	Infinium	Temperature Probes	Accessories	Infinium Temperature Probe	Reusable Infinium Temperature Probe	Replacement: Pediatric"," General (Oral/Rectal)"," 3.0m"," Reusable	Infinium Temperature Probe"," Pediatric"," General (Oral/Rectal)"," 3.0m"," Reusable	1	12				Ultrasound Foetal Transducer - comp w/ Bionet - Uterine Contractions		Ultrasound Foetal Transducer - comp w/ Bionet - UC	Bionet "
"6018654	TS-IFN-PS30		TS-IFN-PS30	https://www.medten.com/product/4062	Replacement	Reusable	Infinium	Temperature Probes	Accessories	Temperature Probe	Reusable Temperature Probe	Replacement: Pediatric/Neonate"," Skin surface"," 3.0m	Temperature Probe"," Pediatric/Neonate"," Skin surface"," 3.0m	1	12				Ultrasound Foetal Transducer - comp w/ Bionet - Uterine Contractions		Ultrasound Foetal Transducer - comp w/ Bionet - UC	Bionet "
"6018627	TS-MQ-AG30		TS-MQ-AG30	https://www.medten.com/product/4064	Replacement	Reusable	Marquette	Temperature Probes	Accessories	GE Healthcare Temperature Probe	Reusable GE Healthcare Temperature Probe	Replacement: Adult"," General (Oral/Rectal)"," 3.0m"," Reusable	GE Healthcare Temperature Probe"," Adult"," General (Oral/Rectal)"," 3.0m"," Reusable	1	12				Ultrasound Foetal Transducer - comp w/ Bionet - Uterine Contractions		Ultrasound Foetal Transducer - comp w/ Bionet - UC	Bionet "
"6018605	TS-MQ-AS30		TS-MQ-AS30	https://www.medten.com/product/4065	Replacement	Reusable	Marquette	Temperature Probes	Accessories	GE Healthcare Temperature Probe	Reusable GE Healthcare Temperature Probe	Replacement: Adult"," Skin surface"," 3.0m"," Reusable	GE Healthcare Temperature Probe"," Adult"," Skin surface"," 3.0m"," Reusable	1	12				Ultrasound Foetal Transducer - comp w/ Bionet - Uterine Contractions		Ultrasound Foetal Transducer - comp w/ Bionet - UC	Bionet "
"6016977	ET-5051R-D-I		ET-5051R-D-I	https://www.medten.com/product/4067	Replacement	Reusable	Mennen Medical	ECG Trunk Cables	Accessories	Mennen Medical ECG Trunk Cable	Reusable Mennen Medical ECG Trunk Cable	Replacement: 5 lead"," 2.5m"," Din Safety"," With Resistance"," IEC"," Reusable	Mennen Medical ECG Trunk Cable"," 5 lead"," 2.5m"," Din Safety"," With Resistance"," IEC"," Reusable	1	12				Ultrasound Foetal Transducer - comp w/ Bionet - Uterine Contractions		Ultrasound Foetal Transducer - comp w/ Bionet - UC	Bionet "
"6010793	SA-149-24		SA-149-24	https://www.medten.com/product/4068	Replacement	Reusable	Sunmind	SpO2 Adapter Cables	Accessories	Sunmind SpO2 Adapter Cable	Reusable Sunmind SpO2 Adapter Cable	Replacement: 2.4m"," use with Nellcor-Oxismart sensor"," Reusable	Sunmind SpO2 Adapter Cable"," 2.4m"," use with Nellcor-Oxismart sensor"," Reusable	1	12				Ultrasound Foetal Transducer - comp w/ Bionet - Uterine Contractions		Ultrasound Foetal Transducer - comp w/ Bionet - UC	Bionet "
"6018682	TS-MQ-PG30		TS-MQ-PG30	https://www.medten.com/product/4069	Replacement	Reusable	Marquette	Temperature Probes	Accessories	GE Healthcare Temperature Probe	Reusable GE Healthcare Temperature Probe	Replacement: Pediatric"," General (Oral/Rectal)"," 3.0m"," Reusable	GE Healthcare Temperature Probe"," Pediatric"," General (Oral/Rectal)"," 3.0m"," Reusable	1	12				Ultrasound Foetal Transducer - comp w/ Bionet - Uterine Contractions		Ultrasound Foetal Transducer - comp w/ Bionet - UC	Bionet "
"6010794	SA-151-24		SA-151-24	https://www.medten.com/product/4070	Replacement	Reusable	R&DT	SpO2 Adapter Cables	Accessories	R&DT SpO2 Adapter Cable	Reusable R&DT SpO2 Adapter Cable	Replacement: 2.4m"," use with Nellcor-Oxismart sensor"," Reusable	R&DT SpO2 Adapter Cable"," 2.4m"," use with Nellcor-Oxismart sensor"," Reusable	1	12				Ultrasound Foetal Transducer - comp w/ Bionet - Uterine Contractions		Ultrasound Foetal Transducer - comp w/ Bionet - UC	Bionet "
"6011885	SS-001-IS10		SS-001-IS10	https://www.medten.com/product/4072	Replacement	Reusable	Nellcor	SpO2 Sensors	Accessories	Nellcor SpO2 Sensor OXI-P/I (Non-Oximax)	Reusable Nellcor SpO2 Sensor OXI-P/I (Non-Oximax)	Replacement: Infant"," Soft rubber"," 1.0m"," Nellcor"," Reusable	Nellcor SpO2 Sensor OXI-P/I (Non-Oximax)"," Infant"," Soft rubber"," 1.0m"," Nellcor"," Reusable	1	12				Ultrasound Foetal Transducer - comp w/ Bionet - Uterine Contractions		Ultrasound Foetal Transducer - comp w/ Bionet - UC	Bionet "
"6011871	SS-148D-PS30		SS-148D-PS30	https://www.medten.com/product/4073	Replacement	Reusable	TianRong	SpO2 Sensors	Accessories	TianRong SpO2 Sensor	Reusable TianRong SpO2 Sensor	Replacement: Pediatric"," Soft rubber"," 3.0m"," Digital "," Reusable	TianRong SpO2 Sensor"," Pediatric"," Soft rubber"," 3.0m"," Digital "," Reusable	1	12				Ultrasound Foetal Transducer - comp w/ Bionet - Uterine Contractions		Ultrasound Foetal Transducer - comp w/ Bionet - UC	Bionet "
"6018646	TS-MQ-PS30		TS-MQ-PS30	https://www.medten.com/product/4074	Replacement	Reusable	Marquette	Temperature Probes	Accessories	Temperature Probe	Reusable Temperature Probe	Replacement: Pediatric/Neonate"," Skin surface"," 3.0m	Temperature Probe"," Pediatric/Neonate"," Skin surface"," 3.0m	1	12				Ultrasound Foetal Transducer - comp w/ Bionet - Uterine Contractions		Ultrasound Foetal Transducer - comp w/ Bionet - UC	Bionet "
"6012518	SS-149-AE30		SS-149-AE30	https://www.medten.com/product/4075	Replacement	Reusable	Sunmind	SpO2 Sensors	Accessories	Sunmind SpO2 Sensor	Reusable Sunmind SpO2 Sensor	Replacement: Adult"," Ear clip"," 3.0m"," Nellcor"," Reusable	Sunmind SpO2 Sensor"," Adult"," Ear clip"," 3.0m"," Nellcor"," Reusable	1	12				Ultrasound Foetal Transducer - comp w/ Bionet - Uterine Contractions		Ultrasound Foetal Transducer - comp w/ Bionet - UC	Bionet "
"6011201	SS-149-AF30		SS-149-AF30	https://www.medten.com/product/4076	Replacement	Reusable	Sunmind	SpO2 Sensors	Accessories	Sunmind SpO2 Sensor	Reusable Sunmind SpO2 Sensor	Replacement: Adult"," Finger clip"," 3.0m"," Nellcor"," Reusable	Sunmind SpO2 Sensor"," Adult"," Finger clip"," 3.0m"," Nellcor"," Reusable	1	12				Ultrasound Foetal Transducer - comp w/ Bionet - Uterine Contractions		Ultrasound Foetal Transducer - comp w/ Bionet - UC	Bionet "
"6011435	SS-149-AS30		SS-149-AS30	https://www.medten.com/product/4077	Replacement	Reusable	Sunmind	SpO2 Sensors	Accessories	Sunmind SpO2 Sensor	Reusable Sunmind SpO2 Sensor	Replacement: Adult"," Soft rubber"," 3.0m"," Nellcor"," Reusable	Sunmind SpO2 Sensor"," Adult"," Soft rubber"," 3.0m"," Nellcor"," Reusable	1	12				Ultrasound Foetal Transducer - comp w/ Bionet - Uterine Contractions		Ultrasound Foetal Transducer - comp w/ Bionet - UC	Bionet "
"6012732	SS-149-MY30		SS-149-MY30	https://www.medten.com/product/4078	Replacement	Reusable	Sunmind	SpO2 Sensors	Accessories	Sunmind SpO2 Sensor	Reusable Sunmind SpO2 Sensor	Replacement: All Sizes"," Multi-Y"," 3.0m"," Nellcor"," Reusable	Sunmind SpO2 Sensor"," All Sizes"," Multi-Y"," 3.0m"," Nellcor"," Reusable	1	12				Ultrasound Foetal Transducer - comp w/ Bionet - Uterine Contractions		Ultrasound Foetal Transducer - comp w/ Bionet - UC	Bionet "
"6012304	SS-149-NW30		SS-149-NW30	https://www.medten.com/product/4079	Replacement	Reusable	Sunmind	SpO2 Sensors	Accessories	Sunmind SpO2 Sensor	Reusable Sunmind SpO2 Sensor	Replacement: Neonate"," Wrap"," 3.0m"," Nellcor"," Reusable	Sunmind SpO2 Sensor"," Neonate"," Wrap"," 3.0m"," Nellcor"," Reusable	1	12				Ultrasound Foetal Transducer - comp w/ Bionet - Uterine Contractions		Ultrasound Foetal Transducer - comp w/ Bionet - UC	Bionet "
"6011654	SS-149-PF30		SS-149-PF30	https://www.medten.com/product/4080	Replacement	Reusable	Sunmind	SpO2 Sensors	Accessories	Sunmind SpO2 Sensor	Reusable Sunmind SpO2 Sensor	Replacement: Pediatric"," Finger clip"," 3.0m"," Nellcor"," Reusable	Sunmind SpO2 Sensor"," Pediatric"," Finger clip"," 3.0m"," Nellcor"," Reusable	1	12				Ultrasound Foetal Transducer - comp w/ Bionet - Uterine Contractions		Ultrasound Foetal Transducer - comp w/ Bionet - UC	Bionet "
"6011872	SS-149-PS30		SS-149-PS30	https://www.medten.com/product/4081	Replacement	Reusable	Sunmind	SpO2 Sensors	Accessories	Sunmind SpO2 Sensor	Reusable Sunmind SpO2 Sensor	Replacement: Pediatric"," Soft rubber"," 3.0m"," Nellcor"," Reusable	Sunmind SpO2 Sensor"," Pediatric"," Soft rubber"," 3.0m"," Nellcor"," Reusable	1	12				Ultrasound Foetal Transducer - comp w/ Bionet - Uterine Contractions		Ultrasound Foetal Transducer - comp w/ Bionet - UC	Bionet "
"6018615	TS-P63SB-AS30		TS-P63SB-AS30	https://www.medten.com/product/4084	Replacement	Reusable	MTRE	Temperature Probes	Accessories	MTRE Temperature Probe 014-00021	Reusable MTRE Temperature Probe 014-00021	Replacement: Adult"," Skin surface"," 3.0m"," Reusable	MTRE Temperature Probe 014-00021"," Adult"," Skin surface"," 3.0m"," Reusable	1	12				Ultrasound Foetal Transducer - comp w/ Bionet - Uterine Contractions		Ultrasound Foetal Transducer - comp w/ Bionet - UC	Bionet "
"6018645	TS-PH-PS30		TS-PH-PS30	https://www.medten.com/product/4087	Replacement	Reusable	Philips	Temperature Probes	Accessories	Temperature Probe	Reusable Temperature Probe	Replacement: Pediatric/Neonate"," Skin surface"," 3.0m	Temperature Probe"," Pediatric/Neonate"," Skin surface"," 3.0m	1	12				Ultrasound Foetal Transducer - comp w/ Bionet - Uterine Contractions		Ultrasound Foetal Transducer - comp w/ Bionet - UC	Bionet "
"6016541	EC-6013G-I		EC-6013G-I	https://www.medten.com/product/4088	Replacement	Reusable	Nihon Kohden	One-Piece ECG Cables	Accessories	One-Piece ECG Cable	Reusable One-Piece ECG Cable	Replacement: 6 lead"," Grabber"," 2.2m+mixed 0.9m/1.3m"," IEC	One-Piece ECG Cable"," 6 lead"," Grabber"," 2.2m+mixed 0.9m/1.3m"," IEC	1	12				Ultrasound Foetal Transducer - comp w/ Bionet - Uterine Contractions		Ultrasound Foetal Transducer - comp w/ Bionet - UC	Bionet "
"6018703	TSQ-MR01-OB		TSQ-MR01-OB	https://www.medten.com/product/4090	Replacement	Reusable	Datascope	Turbo Temperature Probes and Supplies	Accessories	Datascope Turbo Temperature Probe"," 0206-00-0725-01	Reusable Datascope Turbo Temperature Probe"," 0206-00-0725-01	Replacement: Oral/Axillary (Blue)"," 2.7m"," Reusable	Datascope Turbo Temperature Probe"," 0206-00-0725-01"," Oral/Axillary (Blue)"," 2.7m"," Reusable	1	12				Ultrasound Foetal Transducer - comp w/ Bionet - Uterine Contractions		Ultrasound Foetal Transducer - comp w/ Bionet - UC	Bionet "
"6018711	TSQ-MR01-RR		TSQ-MR01-RR	https://www.medten.com/product/4091	Replacement	Reusable	Mindray	Turbo Temperature Probes and Supplies	Accessories	Mindray Turbo Temperature Probe	Reusable Mindray Turbo Temperature Probe	Replacement: Rectal (Red)"," 2.7m"," Reusable	Mindray Turbo Temperature Probe"," Rectal (Red)"," 2.7m"," Reusable	1	12				Ultrasound Foetal Transducer - comp w/ Bionet - Uterine Contractions		Ultrasound Foetal Transducer - comp w/ Bionet - UC	Bionet "
"6017644	EL-TMX6PH-90S-I		EL-TMX6PH-90S-I	https://www.medten.com/product/4092	Replacement	Reusable	Philips	ECG Leadwires	Accessories	Philips ECG Leadwire	Reusable Philips ECG Leadwire	Replacement: 6 lead"," IntelliVue"," Snap"," 0.9m "," IEC"," Reusable	Philips ECG Leadwire"," 6 lead"," IntelliVue"," Snap"," 0.9m "," IEC"," Reusable	1	6				Ultrasound Foetal Transducer - comp w/ Bionet - Uterine Contractions		Ultrasound Foetal Transducer - comp w/ Bionet - UC	Bionet "
"	SS-001-VT30		SS-001-VT30	https://www.medten.com/product/4094	Replacement	Reusable		Vital Signs Monitoring	Accessories	Nellcor SpO2 Sensor	Reusable Nellcor SpO2 Sensor	Replacement: Vet"," 3.0m"," Nellcor"," Reusable	Nellcor SpO2 Sensor"," Vet"," 3.0m"," Nellcor"," Reusable	1	12				Ultrasound Foetal Transducer - comp w/ Bionet - Uterine Contractions		Ultrasound Foetal Transducer - comp w/ Bionet - UC	Bionet "
"6017518	EL-TSLH5-100G-I		EL-TSLH5-100G-I	https://www.medten.com/product/4095	Replacement	Reusable	GE Healthcare	ECG Leadwires	Accessories	GE Healthcare ECG Leadwire	Reusable GE Healthcare ECG Leadwire	'Replacement: 5 lead"," Grabber"," 0.9m "," IEC"," Reusable	Ultrasound Foetal Transducer - comp w/ Bionet - Uterine Contractions		Ultrasound Foetal Transducer - comp w/ Bionet - UC	Bionet "
"	'GE Healthcare ECG Leadwire"," 5 lead"," Grabber"," 0.9m "," IEC"," Reusable	For SEER Light Holter'	'GE Healthcare ECG Leadwire"," 5 lead"," Grabber"," 0.9m "," IEC"," Reusable	Ultrasound Foetal Transducer - comp w/ Bionet - Uterine Contractions		Ultrasound Foetal Transducer - comp w/ Bionet - UC	Bionet "
"	1	For SEER Light Holter'	1	6				Ultrasound Foetal Transducer - comp w/ Bionet - Uterine Contractions		Ultrasound Foetal Transducer - comp w/ Bionet - UC	Bionet "
"6018710	TSQ-WA01-RR-S		TSQ-WA01-RR-S	https://www.medten.com/product/4096	Replacement	Reusable	Welch Allyn	Turbo Temperature Probes and Supplies	Accessories	Welch Allyn Turbo Temperature Probe"," 02892-000(4ft)	Reusable Welch Allyn Turbo Temperature Probe"," 02892-000(4ft)	Replacement: Rectal (Red)"," 1.2m	Welch Allyn Turbo Temperature Probe"," 02892-000(4ft)"," Rectal (Red)"," 1.2m	1	12				Ultrasound Foetal Transducer - comp w/ Bionet - Uterine Contractions		Ultrasound Foetal Transducer - comp w/ Bionet - UC	Bionet "
"6018624	TS-R10-AG30		TS-R10-AG30	https://www.medten.com/product/4097	Replacement	Reusable		Temperature Probes	Accessories	Temperature Probe	Reusable Temperature Probe	Replacement: Adult"," General (Oral/Rectal)"," 3.0m"," 10K Resistance"," Reusable	Temperature Probe"," Adult"," General (Oral/Rectal)"," 3.0m"," 10K Resistance"," Reusable	1	12				Ultrasound Foetal Transducer - comp w/ Bionet - Uterine Contractions		Ultrasound Foetal Transducer - comp w/ Bionet - UC	Bionet "
"6018602	TS-R10-AS30		TS-R10-AS30	https://www.medten.com/product/4098	Replacement	Reusable		Temperature Probes	Accessories	Temperature Probe	Reusable Temperature Probe	Replacement: Adult"," Skin surface"," 3.0m"," 10K Resistance"," Reusable	Temperature Probe"," Adult"," Skin surface"," 3.0m"," 10K Resistance"," Reusable	1	12				Ultrasound Foetal Transducer - comp w/ Bionet - Uterine Contractions		Ultrasound Foetal Transducer - comp w/ Bionet - UC	Bionet "
"6018679	TS-R10-PG30		TS-R10-PG30	https://www.medten.com/product/4099	Replacement	Reusable		Temperature Probes	Accessories	Temperature Probe	Reusable Temperature Probe	Replacement: Pediatric"," General (Oral/Rectal)"," 3.0m"," 10K Resistance"," Reusable	Temperature Probe"," Pediatric"," General (Oral/Rectal)"," 3.0m"," 10K Resistance"," Reusable	1	12				Ultrasound Foetal Transducer - comp w/ Bionet - Uterine Contractions		Ultrasound Foetal Transducer - comp w/ Bionet - UC	Bionet "
"6018643	TS-R10-PS30		TS-R10-PS30	https://www.medten.com/product/4100	Replacement	Reusable		Temperature Probes	Accessories	Temperature Probe	Reusable Temperature Probe	Replacement: Pediatric/Neonate"," Skin surface"," 3.0m"," 10K Resistance	Temperature Probe"," Pediatric/Neonate"," Skin surface"," 3.0m"," 10K Resistance	1	12				Ultrasound Foetal Transducer - comp w/ Bionet - Uterine Contractions		Ultrasound Foetal Transducer - comp w/ Bionet - UC	Bionet "
"6018625	TS-R20-AG30		TS-R20-AG30	https://www.medten.com/product/4101	Replacement	Reusable		Temperature Probes	Accessories	Temperature Probe	Reusable Temperature Probe	Replacement: Adult"," General (Oral/Rectal)"," 3.0m"," 20K Resistance"," Reusable	Temperature Probe"," Adult"," General (Oral/Rectal)"," 3.0m"," 20K Resistance"," Reusable	1	12				Ultrasound Foetal Transducer - comp w/ Bionet - Uterine Contractions		Ultrasound Foetal Transducer - comp w/ Bionet - UC	Bionet "
"6018807	CTS-RP01		CTS-RP01	https://www.medten.com/product/4103	Replacement	Reusable	Respironics	EtCO2 Transducers	Accessories	Respironics EtCO2 Transducer 1022054	Reusable Respironics EtCO2 Transducer 1022054	Replacement: Sidestream"," 0.75m	Respironics EtCO2 Transducer 1022054"," Sidestream"," 0.75m	1	12				Ultrasound Foetal Transducer - comp w/ Bionet - Uterine Contractions		Ultrasound Foetal Transducer - comp w/ Bionet - UC	Bionet "
"6018810	CTS-ZL01		CTS-ZL01	https://www.medten.com/product/4104	Replacement	Reusable	Zoll	EtCO2 Transducers	Accessories	Zoll EtCO2 Transducer 8000-0367	Reusable Zoll EtCO2 Transducer 8000-0367	Replacement: Sidestream"," 0.75m	Zoll EtCO2 Transducer 8000-0367"," Sidestream"," 0.75m	1	12				Ultrasound Foetal Transducer - comp w/ Bionet - Uterine Contractions		Ultrasound Foetal Transducer - comp w/ Bionet - UC	Bionet "
"6017670	EL-TSLH7-100G-I		EL-TSLH7-100G-I	https://www.medten.com/product/4106	Replacement	Reusable	GE Healthcare	ECG Leadwires	Accessories	GE Healthcare ECG Leadwire	Reusable GE Healthcare ECG Leadwire	Replacement: 7 lead"," Grabber"," IEC"," Reusable	GE Healthcare ECG Leadwire"," 7 lead"," Grabber"," IEC"," Reusable	1	6				Ultrasound Foetal Transducer - comp w/ Bionet - Uterine Contractions		Ultrasound Foetal Transducer - comp w/ Bionet - UC	Bionet "
"6012519	SS-150D-AE30		SS-150D-AE30	https://www.medten.com/product/4107	Replacement	Reusable	Sunmind	SpO2 Sensors	Accessories	Sunmind SpO2 Sensor	Reusable Sunmind SpO2 Sensor	Replacement: Adult"," Ear clip"," 3.0m"," Digital "," Reusable	Sunmind SpO2 Sensor"," Adult"," Ear clip"," 3.0m"," Digital "," Reusable	1	12				Ultrasound Foetal Transducer - comp w/ Bionet - Uterine Contractions		Ultrasound Foetal Transducer - comp w/ Bionet - UC	Bionet "
"6011202	SS-150D-AF30		SS-150D-AF30	https://www.medten.com/product/4108	Replacement	Reusable	Sunmind	SpO2 Sensors	Accessories	Sunmind SpO2 Sensor	Reusable Sunmind SpO2 Sensor	Replacement: Adult"," Finger clip"," 3.0m"," Digital "," Reusable	Sunmind SpO2 Sensor"," Adult"," Finger clip"," 3.0m"," Digital "," Reusable	1	12				Ultrasound Foetal Transducer - comp w/ Bionet - Uterine Contractions		Ultrasound Foetal Transducer - comp w/ Bionet - UC	Bionet "
"6011436	SS-150D-AS30		SS-150D-AS30	https://www.medten.com/product/4109	Replacement	Reusable	Sunmind	SpO2 Sensors	Accessories	Sunmind SpO2 Sensor	Reusable Sunmind SpO2 Sensor	Replacement: Adult"," Soft rubber"," 3.0m"," Digital "," Reusable	Sunmind SpO2 Sensor"," Adult"," Soft rubber"," 3.0m"," Digital "," Reusable	1	12				Ultrasound Foetal Transducer - comp w/ Bionet - Uterine Contractions		Ultrasound Foetal Transducer - comp w/ Bionet - UC	Bionet "
"6012733	SS-150D-MY30		SS-150D-MY30	https://www.medten.com/product/4110	Replacement	Reusable	Sunmind	SpO2 Sensors	Accessories	Sunmind SpO2 Sensor	Reusable Sunmind SpO2 Sensor	Replacement: All Sizes"," Multi-Y"," 3.0m"," Digital "," Reusable	Sunmind SpO2 Sensor"," All Sizes"," Multi-Y"," 3.0m"," Digital "," Reusable	1	12				Ultrasound Foetal Transducer - comp w/ Bionet - Uterine Contractions		Ultrasound Foetal Transducer - comp w/ Bionet - UC	Bionet "
"6012305	SS-150D-NW30		SS-150D-NW30	https://www.medten.com/product/4111	Replacement	Reusable	Sunmind	SpO2 Sensors	Accessories	Sunmind SpO2 Sensor	Reusable Sunmind SpO2 Sensor	Replacement: Neonate"," Wrap"," 3.0m"," Digital "," Reusable	Sunmind SpO2 Sensor"," Neonate"," Wrap"," 3.0m"," Digital "," Reusable	1	12				Ultrasound Foetal Transducer - comp w/ Bionet - Uterine Contractions		Ultrasound Foetal Transducer - comp w/ Bionet - UC	Bionet "
"6011655	SS-150D-PF30		SS-150D-PF30	https://www.medten.com/product/4112	Replacement	Reusable	Sunmind	SpO2 Sensors	Accessories	Sunmind SpO2 Sensor	Reusable Sunmind SpO2 Sensor	Replacement: Pediatric"," Finger clip"," 3.0m"," Digital "," Reusable	Sunmind SpO2 Sensor"," Pediatric"," Finger clip"," 3.0m"," Digital "," Reusable	1	12				Ultrasound Foetal Transducer - comp w/ Bionet - Uterine Contractions		Ultrasound Foetal Transducer - comp w/ Bionet - UC	Bionet "
"6018603	TS-R20-AS30		TS-R20-AS30	https://www.medten.com/product/4113	Replacement	Reusable		Temperature Probes	Accessories	Temperature Probe	Reusable Temperature Probe	Replacement: Adult"," Skin surface"," 3.0m"," 20K Resistance"," Reusable	Temperature Probe"," Adult"," Skin surface"," 3.0m"," 20K Resistance"," Reusable	1	12				Ultrasound Foetal Transducer - comp w/ Bionet - Uterine Contractions		Ultrasound Foetal Transducer - comp w/ Bionet - UC	Bionet "
"6018680	TS-R20-PG30		TS-R20-PG30	https://www.medten.com/product/4114	Replacement	Reusable		Temperature Probes	Accessories	Temperature Probe	Reusable Temperature Probe	Replacement: Pediatric"," General (Oral/Rectal)"," 3.0m"," 20K Resistance"," Reusable	Temperature Probe"," Pediatric"," General (Oral/Rectal)"," 3.0m"," 20K Resistance"," Reusable	1	12				Ultrasound Foetal Transducer - comp w/ Bionet - Uterine Contractions		Ultrasound Foetal Transducer - comp w/ Bionet - UC	Bionet "
"6018644	TS-R20-PS30		TS-R20-PS30	https://www.medten.com/product/4115	Replacement	Reusable		Temperature Probes	Accessories	Temperature Probe	Reusable Temperature Probe	Replacement: Pediatric/Neonate"," Skin surface"," 3.0m"," 20K Resistance	Temperature Probe"," Pediatric/Neonate"," Skin surface"," 3.0m"," 20K Resistance	1	12				Ultrasound Foetal Transducer - comp w/ Bionet - Uterine Contractions		Ultrasound Foetal Transducer - comp w/ Bionet - UC	Bionet "
"6018629	TS-SL-AG30		TS-SL-AG30	https://www.medten.com/product/4116	Replacement	Reusable	Spacelabs	Temperature Probes	Accessories	Spacelabs Temperature Probe	Reusable Spacelabs Temperature Probe	Replacement: Adult"," General (Oral/Rectal)"," 3.0m"," Reusable	Spacelabs Temperature Probe"," Adult"," General (Oral/Rectal)"," 3.0m"," Reusable	1	12				Ultrasound Foetal Transducer - comp w/ Bionet - Uterine Contractions		Ultrasound Foetal Transducer - comp w/ Bionet - UC	Bionet "
"6018607	TS-SL-AS30		TS-SL-AS30	https://www.medten.com/product/4117	Replacement	Reusable	Spacelabs	Temperature Probes	Accessories	Spacelabs Temperature Probe	Reusable Spacelabs Temperature Probe	Replacement: Adult"," Skin surface"," 3.0m"," Reusable	Spacelabs Temperature Probe"," Adult"," Skin surface"," 3.0m"," Reusable	1	12				Ultrasound Foetal Transducer - comp w/ Bionet - Uterine Contractions		Ultrasound Foetal Transducer - comp w/ Bionet - UC	Bionet "
"6018684	TS-SL-PG30		TS-SL-PG30	https://www.medten.com/product/4118	Replacement	Reusable	Spacelabs	Temperature Probes	Accessories	Spacelabs Temperature Probe	Reusable Spacelabs Temperature Probe	Replacement: Pediatric"," General (Oral/Rectal)"," 3.0m"," Reusable	Spacelabs Temperature Probe"," Pediatric"," General (Oral/Rectal)"," 3.0m"," Reusable	1	12				Ultrasound Foetal Transducer - comp w/ Bionet - Uterine Contractions		Ultrasound Foetal Transducer - comp w/ Bionet - UC	Bionet "
"6018648	TS-SL-PS30		TS-SL-PS30	https://www.medten.com/product/4119	Replacement	Reusable	Spacelabs	Temperature Probes	Accessories	Temperature Probe	Reusable Temperature Probe	Replacement: Pediatric/Neonate"," Skin surface"," 3.0m	Temperature Probe"," Pediatric/Neonate"," Skin surface"," 3.0m	1	12				Ultrasound Foetal Transducer - comp w/ Bionet - Uterine Contractions		Ultrasound Foetal Transducer - comp w/ Bionet - UC	Bionet "
"6011873	SS-150D-PS30		SS-150D-PS30	https://www.medten.com/product/4120	Replacement	Reusable	Sunmind	SpO2 Sensors	Accessories	Sunmind SpO2 Sensor	Reusable Sunmind SpO2 Sensor	Replacement: Pediatric"," Soft rubber"," 3.0m"," Digital "," Reusable	Sunmind SpO2 Sensor"," Pediatric"," Soft rubber"," 3.0m"," Digital "," Reusable	1	12				Ultrasound Foetal Transducer - comp w/ Bionet - Uterine Contractions		Ultrasound Foetal Transducer - comp w/ Bionet - UC	Bionet "
"6012520	SS-151-AE30		SS-151-AE30	https://www.medten.com/product/4121	Replacement	Reusable	R&DT	SpO2 Sensors	Accessories	R&DT SpO2 Sensor	Reusable R&DT SpO2 Sensor	Replacement: Adult"," Ear clip"," 3.0m"," Nellcor"," Reusable	R&DT SpO2 Sensor"," Adult"," Ear clip"," 3.0m"," Nellcor"," Reusable	1	12				Ultrasound Foetal Transducer - comp w/ Bionet - Uterine Contractions		Ultrasound Foetal Transducer - comp w/ Bionet - UC	Bionet "
"6011203	SS-151-AF30		SS-151-AF30	https://www.medten.com/product/4122	Replacement	Reusable	R&DT	SpO2 Sensors	Accessories	R&DT SpO2 Sensor	Reusable R&DT SpO2 Sensor	Replacement: Adult"," Finger clip"," 3.0m"," Nellcor"," Reusable	R&DT SpO2 Sensor"," Adult"," Finger clip"," 3.0m"," Nellcor"," Reusable	1	12				Ultrasound Foetal Transducer - comp w/ Bionet - Uterine Contractions		Ultrasound Foetal Transducer - comp w/ Bionet - UC	Bionet "
"6011437	SS-151-AS30		SS-151-AS30	https://www.medten.com/product/4123	Replacement	Reusable	R&DT	SpO2 Sensors	Accessories	R&DT SpO2 Sensor	Reusable R&DT SpO2 Sensor	Replacement: Adult"," Soft rubber"," 3.0m"," Nellcor"," Reusable	R&DT SpO2 Sensor"," Adult"," Soft rubber"," 3.0m"," Nellcor"," Reusable	1	12				Ultrasound Foetal Transducer - comp w/ Bionet - Uterine Contractions		Ultrasound Foetal Transducer - comp w/ Bionet - UC	Bionet "
"6012734	SS-151-MY30		SS-151-MY30	https://www.medten.com/product/4124	Replacement	Reusable	R&DT	SpO2 Sensors	Accessories	R&DT SpO2 Sensor	Reusable R&DT SpO2 Sensor	Replacement: All Sizes"," Multi-Y"," 3.0m"," Nellcor"," Reusable	R&DT SpO2 Sensor"," All Sizes"," Multi-Y"," 3.0m"," Nellcor"," Reusable	1	12				Ultrasound Foetal Transducer - comp w/ Bionet - Uterine Contractions		Ultrasound Foetal Transducer - comp w/ Bionet - UC	Bionet "
"6012306	SS-151-NW30		SS-151-NW30	https://www.medten.com/product/4125	Replacement	Reusable	R&DT	SpO2 Sensors	Accessories	R&DT SpO2 Sensor	Reusable R&DT SpO2 Sensor	Replacement: Neonate"," Wrap"," 3.0m"," Nellcor"," Reusable	R&DT SpO2 Sensor"," Neonate"," Wrap"," 3.0m"," Nellcor"," Reusable	1	12				Ultrasound Foetal Transducer - comp w/ Bionet - Uterine Contractions		Ultrasound Foetal Transducer - comp w/ Bionet - UC	Bionet "
"6011656	SS-151-PF30		SS-151-PF30	https://www.medten.com/product/4126	Replacement	Reusable	R&DT	SpO2 Sensors	Accessories	R&DT SpO2 Sensor	Reusable R&DT SpO2 Sensor	Replacement: Pediatric"," Finger clip"," 3.0m"," Nellcor"," Reusable	R&DT SpO2 Sensor"," Pediatric"," Finger clip"," 3.0m"," Nellcor"," Reusable	1	12				Ultrasound Foetal Transducer - comp w/ Bionet - Uterine Contractions		Ultrasound Foetal Transducer - comp w/ Bionet - UC	Bionet "
"6011874	SS-151-PS30		SS-151-PS30	https://www.medten.com/product/4127	Replacement	Reusable	R&DT	SpO2 Sensors	Accessories	R&DT SpO2 Sensor	Reusable R&DT SpO2 Sensor	Replacement: Pediatric"," Soft rubber"," 3.0m"," Nellcor"," Reusable	R&DT SpO2 Sensor"," Pediatric"," Soft rubber"," 3.0m"," Nellcor"," Reusable	1	12				Ultrasound Foetal Transducer - comp w/ Bionet - Uterine Contractions		Ultrasound Foetal Transducer - comp w/ Bionet - UC	Bionet "
"6016897	ET-5051R-MN-I		ET-5051R-MN-I	https://www.medten.com/product/4128	Replacement	Reusable	Mennen Medical	ECG Trunk Cables	Accessories	Mennen Medical ECG Trunk Cable	Reusable Mennen Medical ECG Trunk Cable	Replacement: 5 lead"," 2.5m"," Mennen"," With Resistance"," IEC"," Reusable	Mennen Medical ECG Trunk Cable"," 5 lead"," 2.5m"," Mennen"," With Resistance"," IEC"," Reusable	1	12				Ultrasound Foetal Transducer - comp w/ Bionet - Uterine Contractions		Ultrasound Foetal Transducer - comp w/ Bionet - UC	Bionet "
"	SS-040-VT10		SS-040-VT10	https://www.medten.com/product/4131	Replacement	Reusable	Nonin	Vital Signs Monitoring	Accessories	Nonin SpO2 Sensor	Reusable Nonin SpO2 Sensor	Replacement: Vet"," Vet Tongue clip"," 1.0m"," Reusable	Nonin SpO2 Sensor"," Vet"," Vet Tongue clip"," 1.0m"," Reusable	1	12				Ultrasound Foetal Transducer - comp w/ Bionet - Uterine Contractions		Ultrasound Foetal Transducer - comp w/ Bionet - UC	Bionet "
"6012521	SS-152D-AE30		SS-152D-AE30	https://www.medten.com/product/4132	Replacement	Reusable	Osen	SpO2 Sensors	Accessories	Osen SpO2 Sensor	Reusable Osen SpO2 Sensor	Replacement: Adult"," Ear clip"," 3.0m"," Digital "," Reusable	Osen SpO2 Sensor"," Adult"," Ear clip"," 3.0m"," Digital "," Reusable	1	12				Ultrasound Foetal Transducer - comp w/ Bionet - Uterine Contractions		Ultrasound Foetal Transducer - comp w/ Bionet - UC	Bionet "
"6017290	EL-TZDP3-90S-I		EL-TZDP3-90S-I	https://www.medten.com/product/4134	Replacement	Reusable	Zymed	ECG Leadwires	Accessories	Philips ECG Leadwire	Reusable Philips ECG Leadwire	Replacement: 3 lead"," Snap"," 0.9m "," IEC"," Reusable	Philips ECG Leadwire"," 3 lead"," Snap"," 0.9m "," IEC"," Reusable	1	6				Ultrasound Foetal Transducer - comp w/ Bionet - Uterine Contractions		Ultrasound Foetal Transducer - comp w/ Bionet - UC	Bionet "
"6011204	SS-152D-AF30		SS-152D-AF30	https://www.medten.com/product/4136	Replacement	Reusable	Osen	SpO2 Sensors	Accessories	Osen SpO2 Sensor	Reusable Osen SpO2 Sensor	Replacement: Adult"," Finger clip"," 3.0m"," Digital "," Reusable	Osen SpO2 Sensor"," Adult"," Finger clip"," 3.0m"," Digital "," Reusable	1	12				Ultrasound Foetal Transducer - comp w/ Bionet - Uterine Contractions		Ultrasound Foetal Transducer - comp w/ Bionet - UC	Bionet "
"6016979	ET-5052R-D-I		ET-5052R-D-I	https://www.medten.com/product/4137	Replacement	Reusable	Biolight	ECG Trunk Cables	Accessories	Biolight ECG Trunk Cable	Reusable Biolight ECG Trunk Cable	Replacement: 5 lead"," 2.5m"," Din Safety"," With Resistance"," IEC"," Reusable	Biolight ECG Trunk Cable"," 5 lead"," 2.5m"," Din Safety"," With Resistance"," IEC"," Reusable	1	12				Ultrasound Foetal Transducer - comp w/ Bionet - Uterine Contractions		Ultrasound Foetal Transducer - comp w/ Bionet - UC	Bionet "
"6018634	TS-SW-AG30		TS-SW-AG30	https://www.medten.com/product/4138	Replacement	Reusable	Artema S&W	Temperature Probes	Accessories	Artema S&W Temperature Probe T2302	Reusable Artema S&W Temperature Probe T2302	Replacement: Adult"," General (Oral/Rectal)"," 3.0m"," Reusable	Artema S&W Temperature Probe T2302"," Adult"," General (Oral/Rectal)"," 3.0m"," Reusable	1	12				Ultrasound Foetal Transducer - comp w/ Bionet - Uterine Contractions		Ultrasound Foetal Transducer - comp w/ Bionet - UC	Bionet "
"6018612	TS-SW-AS30		TS-SW-AS30	https://www.medten.com/product/4139	Replacement	Reusable	Artema S&W	Temperature Probes	Accessories	Artema S&W Temperature Probe T1302	Reusable Artema S&W Temperature Probe T1302	Replacement: Adult"," Skin surface"," 3.0m"," Reusable	Artema S&W Temperature Probe T1302"," Adult"," Skin surface"," 3.0m"," Reusable	1	12				Ultrasound Foetal Transducer - comp w/ Bionet - Uterine Contractions		Ultrasound Foetal Transducer - comp w/ Bionet - UC	Bionet "
"6011438	SS-152D-AS30		SS-152D-AS30	https://www.medten.com/product/4140	Replacement	Reusable	Osen	SpO2 Sensors	Accessories	Osen SpO2 Sensor	Reusable Osen SpO2 Sensor	Replacement: Adult"," Soft rubber"," 3.0m"," Digital "," Reusable	Osen SpO2 Sensor"," Adult"," Soft rubber"," 3.0m"," Digital "," Reusable	1	12				Ultrasound Foetal Transducer - comp w/ Bionet - Uterine Contractions		Ultrasound Foetal Transducer - comp w/ Bionet - UC	Bionet "
"6012735	SS-152D-MY30		SS-152D-MY30	https://www.medten.com/product/4141	Replacement	Reusable	Osen	SpO2 Sensors	Accessories	Osen SpO2 Sensor	Reusable Osen SpO2 Sensor	Replacement: All Sizes"," Multi-Y"," 3.0m"," Digital "," Reusable	Osen SpO2 Sensor"," All Sizes"," Multi-Y"," 3.0m"," Digital "," Reusable	1	12				Ultrasound Foetal Transducer - comp w/ Bionet - Uterine Contractions		Ultrasound Foetal Transducer - comp w/ Bionet - UC	Bionet "
"6012307	SS-152D-NW30		SS-152D-NW30	https://www.medten.com/product/4142	Replacement	Reusable	Osen	SpO2 Sensors	Accessories	Osen SpO2 Sensor	Reusable Osen SpO2 Sensor	Replacement: Neonate"," Wrap"," 3.0m"," Digital "," Reusable	Osen SpO2 Sensor"," Neonate"," Wrap"," 3.0m"," Digital "," Reusable	1	12				Ultrasound Foetal Transducer - comp w/ Bionet - Uterine Contractions		Ultrasound Foetal Transducer - comp w/ Bionet - UC	Bionet "
"6011657	SS-152D-PF30		SS-152D-PF30	https://www.medten.com/product/4143	Replacement	Reusable	Osen	SpO2 Sensors	Accessories	Osen SpO2 Sensor	Reusable Osen SpO2 Sensor	Replacement: Pediatric"," Finger clip"," 3.0m"," Digital "," Reusable	Osen SpO2 Sensor"," Pediatric"," Finger clip"," 3.0m"," Digital "," Reusable	1	12				Ultrasound Foetal Transducer - comp w/ Bionet - Uterine Contractions		Ultrasound Foetal Transducer - comp w/ Bionet - UC	Bionet "
"6011875	SS-152D-PS30		SS-152D-PS30	https://www.medten.com/product/4144	Replacement	Reusable	Osen	SpO2 Sensors	Accessories	Osen SpO2 Sensor	Reusable Osen SpO2 Sensor	Replacement: Pediatric"," Soft rubber"," 3.0m"," Digital "," Reusable	Osen SpO2 Sensor"," Pediatric"," Soft rubber"," 3.0m"," Digital "," Reusable	1	12				Ultrasound Foetal Transducer - comp w/ Bionet - Uterine Contractions		Ultrasound Foetal Transducer - comp w/ Bionet - UC	Bionet "
"6012523	SS-154-AE30		SS-154-AE30	https://www.medten.com/product/4145	Replacement	Reusable	Jeteem	SpO2 Sensors	Accessories	Jeteem SpO2 Sensor	Reusable Jeteem SpO2 Sensor	Replacement: Adult"," Ear clip"," 3.0m"," Nellcor"," Reusable	Jeteem SpO2 Sensor"," Adult"," Ear clip"," 3.0m"," Nellcor"," Reusable	1	12				Ultrasound Foetal Transducer - comp w/ Bionet - Uterine Contractions		Ultrasound Foetal Transducer - comp w/ Bionet - UC	Bionet "
"6011206	SS-154-AF30		SS-154-AF30	https://www.medten.com/product/4146	Replacement	Reusable	Jeteem	SpO2 Sensors	Accessories	Jeteem SpO2 Sensor	Reusable Jeteem SpO2 Sensor	Replacement: Adult"," Finger clip"," 3.0m"," Nellcor"," Reusable	Jeteem SpO2 Sensor"," Adult"," Finger clip"," 3.0m"," Nellcor"," Reusable	1	12				Ultrasound Foetal Transducer - comp w/ Bionet - Uterine Contractions		Ultrasound Foetal Transducer - comp w/ Bionet - UC	Bionet "
"6011440	SS-154-AS30		SS-154-AS30	https://www.medten.com/product/4147	Replacement	Reusable	Jeteem	SpO2 Sensors	Accessories	Jeteem SpO2 Sensor	Reusable Jeteem SpO2 Sensor	Replacement: Adult"," Soft rubber"," 3.0m"," Nellcor"," Reusable	Jeteem SpO2 Sensor"," Adult"," Soft rubber"," 3.0m"," Nellcor"," Reusable	1	12				Ultrasound Foetal Transducer - comp w/ Bionet - Uterine Contractions		Ultrasound Foetal Transducer - comp w/ Bionet - UC	Bionet "
"6012737	SS-154-MY30		SS-154-MY30	https://www.medten.com/product/4148	Replacement	Reusable	Jeteem	SpO2 Sensors	Accessories	Jeteem SpO2 Sensor	Reusable Jeteem SpO2 Sensor	Replacement: All Sizes"," Multi-Y"," 3.0m"," Nellcor"," Reusable	Jeteem SpO2 Sensor"," All Sizes"," Multi-Y"," 3.0m"," Nellcor"," Reusable	1	12				Ultrasound Foetal Transducer - comp w/ Bionet - Uterine Contractions		Ultrasound Foetal Transducer - comp w/ Bionet - UC	Bionet "
"6012309	SS-154-NW30		SS-154-NW30	https://www.medten.com/product/4149	Replacement	Reusable	Jeteem	SpO2 Sensors	Accessories	Jeteem SpO2 Sensor	Reusable Jeteem SpO2 Sensor	Replacement: Neonate"," Wrap"," 3.0m"," Nellcor"," Reusable	Jeteem SpO2 Sensor"," Neonate"," Wrap"," 3.0m"," Nellcor"," Reusable	1	12				Ultrasound Foetal Transducer - comp w/ Bionet - Uterine Contractions		Ultrasound Foetal Transducer - comp w/ Bionet - UC	Bionet "
"6011659	SS-154-PF30		SS-154-PF30	https://www.medten.com/product/4150	Replacement	Reusable	Jeteem	SpO2 Sensors	Accessories	Jeteem SpO2 Sensor	Reusable Jeteem SpO2 Sensor	Replacement: Pediatric"," Finger clip"," 3.0m"," Nellcor"," Reusable	Jeteem SpO2 Sensor"," Pediatric"," Finger clip"," 3.0m"," Nellcor"," Reusable	1	12				Ultrasound Foetal Transducer - comp w/ Bionet - Uterine Contractions		Ultrasound Foetal Transducer - comp w/ Bionet - UC	Bionet "
"6018689	TS-SW-PG30		TS-SW-PG30	https://www.medten.com/product/4152	Replacement	Reusable	Artema S&W	Temperature Probes	Accessories	Artema S&W Temperature Probe	Reusable Artema S&W Temperature Probe	Replacement: Pediatric"," General (Oral/Rectal)"," 3.0m"," Reusable	Artema S&W Temperature Probe"," Pediatric"," General (Oral/Rectal)"," 3.0m"," Reusable	1	12				Ultrasound Foetal Transducer - comp w/ Bionet - Uterine Contractions		Ultrasound Foetal Transducer - comp w/ Bionet - UC	Bionet "
"6011877	SS-154-PS30		SS-154-PS30	https://www.medten.com/product/4153	Replacement	Reusable	Jeteem	SpO2 Sensors	Accessories	Jeteem SpO2 Sensor	Reusable Jeteem SpO2 Sensor	Replacement: Pediatric"," Soft rubber"," 3.0m"," Nellcor"," Reusable	Jeteem SpO2 Sensor"," Pediatric"," Soft rubber"," 3.0m"," Nellcor"," Reusable	1	12				Ultrasound Foetal Transducer - comp w/ Bionet - Uterine Contractions		Ultrasound Foetal Transducer - comp w/ Bionet - UC	Bionet "
"6016981	ET-5053R-D-I		ET-5053R-D-I	https://www.medten.com/product/4155	Replacement	Reusable	Biolight	ECG Trunk Cables	Accessories	Biolight ECG Trunk Cable	Reusable Biolight ECG Trunk Cable	Replacement: 5 lead"," 2.5m"," Din Safety"," With Resistance"," IEC"," Reusable	Biolight ECG Trunk Cable"," 5 lead"," 2.5m"," Din Safety"," With Resistance"," IEC"," Reusable	1	12				Ultrasound Foetal Transducer - comp w/ Bionet - Uterine Contractions		Ultrasound Foetal Transducer - comp w/ Bionet - UC	Bionet "
"6017510	EL-TZDP5-90G-I		EL-TZDP5-90G-I	https://www.medten.com/product/4156	Replacement	Reusable	Zymed	ECG Leadwires	Accessories	Philips ECG Leadwire	Reusable Philips ECG Leadwire	Replacement: 5 lead"," Grabber"," 0.9m "," IEC"," Reusable	Philips ECG Leadwire"," 5 lead"," Grabber"," 0.9m "," IEC"," Reusable	1	6				Ultrasound Foetal Transducer - comp w/ Bionet - Uterine Contractions		Ultrasound Foetal Transducer - comp w/ Bionet - UC	Bionet "
"6016983	ET-5055-D-I		ET-5055-D-I	https://www.medten.com/product/4159	Replacement	Reusable	Biosys	ECG Trunk Cables	Accessories	Biosys ECG Trunk Cable	Reusable Biosys ECG Trunk Cable	Replacement: 5 lead"," 2.5m"," Din Safety"," IEC"," Reusable	Biosys ECG Trunk Cable"," 5 lead"," 2.5m"," Din Safety"," IEC"," Reusable	1	12				Ultrasound Foetal Transducer - comp w/ Bionet - Uterine Contractions		Ultrasound Foetal Transducer - comp w/ Bionet - UC	Bionet "
"6016543	EC-6013S-I		EC-6013S-I	https://www.medten.com/product/4160	Replacement	Reusable	Nihon Kohden	One-Piece ECG Cables	Accessories	Nihon Kohden One-Piece ECG Cable	Reusable Nihon Kohden One-Piece ECG Cable	Replacement: 6 lead"," Snap"," 2.2m+mixed 0.9m/1.3m"," IEC"," Reusable	Nihon Kohden One-Piece ECG Cable"," 6 lead"," Snap"," 2.2m+mixed 0.9m/1.3m"," IEC"," Reusable	1	12				Ultrasound Foetal Transducer - comp w/ Bionet - Uterine Contractions		Ultrasound Foetal Transducer - comp w/ Bionet - UC	Bionet "
"6012524	SS-155-AE30		SS-155-AE30	https://www.medten.com/product/4161	Replacement	Reusable	Nihon Kohden	SpO2 Sensors	Accessories	Nihon Kohden SpO2 Sensor	Reusable Nihon Kohden SpO2 Sensor	Replacement: Adult"," Ear clip"," 3.0m"," Nihon Kohden"," Reusable	Nihon Kohden SpO2 Sensor"," Adult"," Ear clip"," 3.0m"," Nihon Kohden"," Reusable	1	12				Ultrasound Foetal Transducer - comp w/ Bionet - Uterine Contractions		Ultrasound Foetal Transducer - comp w/ Bionet - UC	Bionet "
"6017512	EL-TZDP5-90S-I		EL-TZDP5-90S-I	https://www.medten.com/product/4162	Replacement	Reusable	Zymed	ECG Leadwires	Accessories	Philips ECG Leadwire	Reusable Philips ECG Leadwire	Replacement: 5 lead"," Snap"," 0.9m "," IEC"," Reusable	Philips ECG Leadwire"," 5 lead"," Snap"," 0.9m "," IEC"," Reusable	1	6				Ultrasound Foetal Transducer - comp w/ Bionet - Uterine Contractions		Ultrasound Foetal Transducer - comp w/ Bionet - UC	Bionet "
"6018653	TS-SW-PS30		TS-SW-PS30	https://www.medten.com/product/4163	Replacement	Reusable	Artema S&W	Temperature Probes	Accessories	Temperature Probe	Reusable Temperature Probe	Replacement: Pediatric/Neonate"," Skin surface"," 3.0m	Temperature Probe"," Pediatric/Neonate"," Skin surface"," 3.0m	1	12				Ultrasound Foetal Transducer - comp w/ Bionet - Uterine Contractions		Ultrasound Foetal Transducer - comp w/ Bionet - UC	Bionet "
"6018636	TS-TR-AG30		TS-TR-AG30	https://www.medten.com/product/4164	Replacement	Reusable	Triton	Temperature Probes	Accessories	Triton Temperature Probe	Reusable Triton Temperature Probe	Replacement: Adult"," General (Oral/Rectal)"," 3.0m"," Reusable	Triton Temperature Probe"," Adult"," General (Oral/Rectal)"," 3.0m"," Reusable	1	12				Ultrasound Foetal Transducer - comp w/ Bionet - Uterine Contractions		Ultrasound Foetal Transducer - comp w/ Bionet - UC	Bionet "
"6016985	ET-5056-D-I		ET-5056-D-I	https://www.medten.com/product/4166	Replacement	Reusable	Comen	ECG Trunk Cables	Accessories	Comen ECG Trunk Cable	Reusable Comen ECG Trunk Cable	Replacement: 5 lead"," 2.5m"," Din Safety"," IEC"," Reusable	Comen ECG Trunk Cable"," 5 lead"," 2.5m"," Din Safety"," IEC"," Reusable	1	12				Ultrasound Foetal Transducer - comp w/ Bionet - Uterine Contractions		Ultrasound Foetal Transducer - comp w/ Bionet - UC	Bionet "
"6016987	ET-5057-D-I		ET-5057-D-I	https://www.medten.com/product/4168	Replacement	Reusable	Comen	ECG Trunk Cables	Accessories	Comen ECG Trunk Cable	Reusable Comen ECG Trunk Cable	Replacement: 5 lead"," 2.5m"," Din Safety"," IEC"," Reusable	Comen ECG Trunk Cable"," 5 lead"," 2.5m"," Din Safety"," IEC"," Reusable	1	12				Ultrasound Foetal Transducer - comp w/ Bionet - Uterine Contractions		Ultrasound Foetal Transducer - comp w/ Bionet - UC	Bionet "
"6018614	TS-TR-AS30		TS-TR-AS30	https://www.medten.com/product/4169	Replacement	Reusable	Triton	Temperature Probes	Accessories	Triton Temperature Probe	Reusable Triton Temperature Probe	Replacement: Adult"," Skin surface"," 3.0m"," Reusable	Triton Temperature Probe"," Adult"," Skin surface"," 3.0m"," Reusable	1	12				Ultrasound Foetal Transducer - comp w/ Bionet - Uterine Contractions		Ultrasound Foetal Transducer - comp w/ Bionet - UC	Bionet "
"6010796	SA-153X-30		SA-153X-30	https://www.medten.com/product/4170	Replacement	Reusable	Broad	SpO2 Adapter Cables	Accessories	Broad SpO2 Adapter Cable	Reusable Broad SpO2 Adapter Cable	Replacement: 3.0m"," use with Nellcor-Oxismart sensor"," Reusable	Broad SpO2 Adapter Cable"," 3.0m"," use with Nellcor-Oxismart sensor"," Reusable	1	12				Ultrasound Foetal Transducer - comp w/ Bionet - Uterine Contractions		Ultrasound Foetal Transducer - comp w/ Bionet - UC	Bionet "
"6018691	TS-TR-PG30		TS-TR-PG30	https://www.medten.com/product/4171	Replacement	Reusable	Triton	Temperature Probes	Accessories	Triton Temperature Probe	Reusable Triton Temperature Probe	Replacement: Pediatric"," General (Oral/Rectal)"," 3.0m"," Reusable	Triton Temperature Probe"," Pediatric"," General (Oral/Rectal)"," 3.0m"," Reusable	1	12				Ultrasound Foetal Transducer - comp w/ Bionet - Uterine Contractions		Ultrasound Foetal Transducer - comp w/ Bionet - UC	Bionet "
"6018655	TS-TR-PS30		TS-TR-PS30	https://www.medten.com/product/4172	Replacement	Reusable	Triton	Temperature Probes	Accessories	Temperature Probe	Reusable Temperature Probe	Replacement: Pediatric/Neonate"," Skin surface"," 3.0m	Temperature Probe"," Pediatric/Neonate"," Skin surface"," 3.0m	1	12				Ultrasound Foetal Transducer - comp w/ Bionet - Uterine Contractions		Ultrasound Foetal Transducer - comp w/ Bionet - UC	Bionet "
"6011207	SS-155-AF30		SS-155-AF30	https://www.medten.com/product/4173	Replacement	Reusable	Nihon Kohden	SpO2 Sensors	Accessories	Nihon Kohden SpO2 Sensor TL-651S	Reusable Nihon Kohden SpO2 Sensor TL-651S	Replacement: Adult"," Finger clip"," 3.0m"," Nihon Kohden"," Reusable	Nihon Kohden SpO2 Sensor TL-651S"," Adult"," Finger clip"," 3.0m"," Nihon Kohden"," Reusable	1	12				Ultrasound Foetal Transducer - comp w/ Bionet - Uterine Contractions		Ultrasound Foetal Transducer - comp w/ Bionet - UC	Bionet "
"6018677	TS-Y400-PG30		TS-Y400-PG30	https://www.medten.com/product/4174	Replacement	Reusable	YSI	Temperature Probes	Accessories	YSI Temperature Probe 402	Reusable YSI Temperature Probe 402	Replacement: Pediatric"," General (Oral/Rectal)"," 3.0m"," 400 series"," Reusable	YSI Temperature Probe 402"," Pediatric"," General (Oral/Rectal)"," 3.0m"," 400 series"," Reusable	1	12				Ultrasound Foetal Transducer - comp w/ Bionet - Uterine Contractions		Ultrasound Foetal Transducer - comp w/ Bionet - UC	Bionet "
"6011441	SS-155-AS30		SS-155-AS30	https://www.medten.com/product/4175	Replacement	Reusable	Nihon Kohden	SpO2 Sensors	Accessories	Nihon Kohden SpO2 Sensor TL-651S(Soft Tip)	Reusable Nihon Kohden SpO2 Sensor TL-651S(Soft Tip)	Replacement: Adult"," Soft rubber"," 3.0m"," Nihon Kohden"," Reusable	Nihon Kohden SpO2 Sensor TL-651S(Soft Tip)"," Adult"," Soft rubber"," 3.0m"," Nihon Kohden"," Reusable	1	12				Ultrasound Foetal Transducer - comp w/ Bionet - Uterine Contractions		Ultrasound Foetal Transducer - comp w/ Bionet - UC	Bionet "
"6012738	SS-155-MY30		SS-155-MY30	https://www.medten.com/product/4176	Replacement	Reusable	Nihon Kohden	SpO2 Sensors	Accessories	Nihon Kohden SpO2 Sensor	Reusable Nihon Kohden SpO2 Sensor	Replacement: All Sizes"," Multi-Y"," 3.0m"," Nihon Kohden"," Reusable	Nihon Kohden SpO2 Sensor"," All Sizes"," Multi-Y"," 3.0m"," Nihon Kohden"," Reusable	1	12				Ultrasound Foetal Transducer - comp w/ Bionet - Uterine Contractions		Ultrasound Foetal Transducer - comp w/ Bionet - UC	Bionet "
"6012310	SS-155-NW30		SS-155-NW30	https://www.medten.com/product/4177	Replacement	Reusable	Nihon Kohden	SpO2 Sensors	Accessories	Nihon Kohden SpO2 Sensor	Reusable Nihon Kohden SpO2 Sensor	Replacement: Neonate"," Wrap"," 3.0m"," Nihon Kohden"," Reusable	Nihon Kohden SpO2 Sensor"," Neonate"," Wrap"," 3.0m"," Nihon Kohden"," Reusable	1	12				Ultrasound Foetal Transducer - comp w/ Bionet - Uterine Contractions		Ultrasound Foetal Transducer - comp w/ Bionet - UC	Bionet "
"6011660	SS-155-PF30		SS-155-PF30	https://www.medten.com/product/4178	Replacement	Reusable	Nihon Kohden	SpO2 Sensors	Accessories	Nihon Kohden SpO2 Sensor	Reusable Nihon Kohden SpO2 Sensor	Replacement: Pediatric"," Finger clip"," 3.0m"," Nihon Kohden"," Reusable	Nihon Kohden SpO2 Sensor"," Pediatric"," Finger clip"," 3.0m"," Nihon Kohden"," Reusable	1	12				Ultrasound Foetal Transducer - comp w/ Bionet - Uterine Contractions		Ultrasound Foetal Transducer - comp w/ Bionet - UC	Bionet "
"6011878	SS-155-PS30		SS-155-PS30	https://www.medten.com/product/4179	Replacement	Reusable	Nihon Kohden	SpO2 Sensors	Accessories	Nihon Kohden SpO2 Sensor	Reusable Nihon Kohden SpO2 Sensor	Replacement: Pediatric"," Soft rubber"," 3.0m"," Nihon Kohden"," Reusable	Nihon Kohden SpO2 Sensor"," Pediatric"," Soft rubber"," 3.0m"," Nihon Kohden"," Reusable	1	12				Ultrasound Foetal Transducer - comp w/ Bionet - Uterine Contractions		Ultrasound Foetal Transducer - comp w/ Bionet - UC	Bionet "
"6017117	ET-5060-PH-I		ET-5060-PH-I	https://www.medten.com/product/4180	Replacement	Reusable	Bexen Cardio	ECG Trunk Cables	Accessories	Bexen Cardio ECG Trunk Cable	Reusable Bexen Cardio ECG Trunk Cable	Replacement: 5 lead"," 2.5m"," IntelliVue"," IEC"," Reusable	Bexen Cardio ECG Trunk Cable"," 5 lead"," 2.5m"," IntelliVue"," IEC"," Reusable	1	12				Ultrasound Foetal Transducer - comp w/ Bionet - Uterine Contractions		Ultrasound Foetal Transducer - comp w/ Bionet - UC	Bionet "
"6017264	EL-VD3-90G-I		EL-VD3-90G-I	https://www.medten.com/product/4183	Replacement	Reusable	Vivid	ECG Leadwires	Accessories	Vivid-GE Healthcare ECG Leadwire R2424558	Reusable Vivid-GE Healthcare ECG Leadwire R2424558	Replacement: 3 lead"," Vivid"," Grabber"," 0.9m "," IEC"," Reusable	Vivid-GE Healthcare ECG Leadwire R2424558"," 3 lead"," Vivid"," Grabber"," 0.9m "," IEC"," Reusable	1	6				Ultrasound Foetal Transducer - comp w/ Bionet - Uterine Contractions		Ultrasound Foetal Transducer - comp w/ Bionet - UC	Bionet "
"6011208	SS-157-AF30		SS-157-AF30	https://www.medten.com/product/4184	Replacement	Reusable	Northern Meditec	SpO2 Sensors	Accessories	Northern Meditec SpO2 Sensor 040.01.000149-00	Reusable Northern Meditec SpO2 Sensor 040.01.000149-00	Replacement: Adult"," Finger clip"," 3.0m"," Reusable	Northern Meditec SpO2 Sensor 040.01.000149-00"," Adult"," Finger clip"," 3.0m"," Reusable	1	12				Ultrasound Foetal Transducer - comp w/ Bionet - Uterine Contractions		Ultrasound Foetal Transducer - comp w/ Bionet - UC	Bionet "
"6018641	TS-Y400-PS30		TS-Y400-PS30	https://www.medten.com/product/4185	Replacement	Reusable	YSI	Temperature Probes	Accessories	YSI Temperature Probe 427	Reusable YSI Temperature Probe 427	Replacement: Pediatric/Neonate"," Skin surface"," 3.0m"," 400 series	YSI Temperature Probe 427"," Pediatric/Neonate"," Skin surface"," 3.0m"," 400 series	1	12				Ultrasound Foetal Transducer - comp w/ Bionet - Uterine Contractions		Ultrasound Foetal Transducer - comp w/ Bionet - UC	Bionet "
"6018623	TS-Y700-AG30		TS-Y700-AG30	https://www.medten.com/product/4186	Replacement	Reusable	YSI	Temperature Probes	Accessories	YSI Temperature Probe 701	Reusable YSI Temperature Probe 701	Replacement: Adult"," General (Oral/Rectal)"," 3.0m"," 700 series"," Reusable	YSI Temperature Probe 701"," Adult"," General (Oral/Rectal)"," 3.0m"," 700 series"," Reusable	1	12				Ultrasound Foetal Transducer - comp w/ Bionet - Uterine Contractions		Ultrasound Foetal Transducer - comp w/ Bionet - UC	Bionet "
"6010798	SA-154-24		SA-154-24	https://www.medten.com/product/4187	Replacement	Reusable	Jeteem	SpO2 Adapter Cables	Accessories	Jeteem SpO2 Adapter Cable	Reusable Jeteem SpO2 Adapter Cable	Replacement: 3.0m"," use with Nellcor-Oxismart sensor"," Reusable	Jeteem SpO2 Adapter Cable"," 3.0m"," use with Nellcor-Oxismart sensor"," Reusable	1	12				Ultrasound Foetal Transducer - comp w/ Bionet - Uterine Contractions		Ultrasound Foetal Transducer - comp w/ Bionet - UC	Bionet "
"6018601	TS-Y700-AS30		TS-Y700-AS30	https://www.medten.com/product/4188	Replacement	Reusable	YSI	Temperature Probes	Accessories	YSI Temperature Probe 709B	Reusable YSI Temperature Probe 709B	Replacement: Adult"," Skin surface"," 3.0m"," 700 series	YSI Temperature Probe 709B"," Adult"," Skin surface"," 3.0m"," 700 series	1	12				Ultrasound Foetal Transducer - comp w/ Bionet - Uterine Contractions		Ultrasound Foetal Transducer - comp w/ Bionet - UC	Bionet "
"6018678	TS-Y700-PG30		TS-Y700-PG30	https://www.medten.com/product/4189	Replacement	Reusable	YSI	Temperature Probes	Accessories	YSI Temperature Probe 702	Reusable YSI Temperature Probe 702	Replacement: Pediatric"," General (Oral/Rectal)"," 3.0m"," 700 series"," Reusable	YSI Temperature Probe 702"," Pediatric"," General (Oral/Rectal)"," 3.0m"," 700 series"," Reusable	1	12				Ultrasound Foetal Transducer - comp w/ Bionet - Uterine Contractions		Ultrasound Foetal Transducer - comp w/ Bionet - UC	Bionet "
"6011449	SS-040-AS20		SS-040-AS20	https://www.medten.com/product/4190	Replacement	Reusable	Nonin	SpO2 Sensors	Accessories	Nonin SpO2 Sensor	Reusable Nonin SpO2 Sensor	Replacement: Adult"," Soft rubber"," 2.0m"," Nonin"," Reusable	Nonin SpO2 Sensor"," Adult"," Soft rubber"," 2.0m"," Nonin"," Reusable	1	12				Ultrasound Foetal Transducer - comp w/ Bionet - Uterine Contractions		Ultrasound Foetal Transducer - comp w/ Bionet - UC	Bionet "
"6018642	TS-Y700-PS30		TS-Y700-PS30	https://www.medten.com/product/4191	Replacement	Reusable	YSI	Temperature Probes	Accessories	YSI Temperature Probe 729	Reusable YSI Temperature Probe 729	Replacement: Pediatric/Neonate"," Skin surface"," 3.0m"," 700 series	YSI Temperature Probe 729"," Pediatric/Neonate"," Skin surface"," 3.0m"," 700 series	1	12				Ultrasound Foetal Transducer - comp w/ Bionet - Uterine Contractions		Ultrasound Foetal Transducer - comp w/ Bionet - UC	Bionet "
"6017689	ECD-3004G-A		ECD-3004G-A	https://www.medten.com/product/4192	Replacement	Disposable	AAMI	One-Piece ECG Cables	Accessories	GE Healthcare One-Piece ECG Cable	Disposable GE Healthcare One-Piece ECG Cable	Replacement: Disposable (Box of 10)	GE Healthcare One-Piece ECG Cable"," Disposable (Box of 10)	10	0				Ultrasound Foetal Transducer - comp w/ Bionet - Uterine Contractions		Ultrasound Foetal Transducer - comp w/ Bionet - UC	Bionet "
"6017266	EL-VD3-90S-I		EL-VD3-90S-I	https://www.medten.com/product/4194	Replacement	Reusable	Marquette	ECG Leadwires	Accessories	Vivid-GE Healthcare ECG Leadwire	Reusable Vivid-GE Healthcare ECG Leadwire	Replacement: 3 lead"," Vivid"," Snap"," 0.9m "," IEC"," Reusable	Vivid-GE Healthcare ECG Leadwire"," 3 lead"," Vivid"," Snap"," 0.9m "," IEC"," Reusable	1	6				Ultrasound Foetal Transducer - comp w/ Bionet - Uterine Contractions		Ultrasound Foetal Transducer - comp w/ Bionet - UC	Bionet "
"6018311	FDELA-HL01-SKE		FDELA-HL01-SKE	https://www.medten.com/product/4195	Replacement	Reusable	Sonicaid	Fetal Leg Plate (DECG) Cables	Accessories	Sonicaid/Huntleigh Fetal Leg Plate (DECG) Cable ACC-OBS-066	Reusable Sonicaid/Huntleigh Fetal Leg Plate (DECG) Cable ACC-OBS-066	Replacement: 2.5m"," use with Kendall spiral electrode	Sonicaid/Huntleigh Fetal Leg Plate (DECG) Cable ACC-OBS-066"," 2.5m"," use with Kendall spiral electrode	1	12				Ultrasound Foetal Transducer - comp w/ Bionet - Uterine Contractions		Ultrasound Foetal Transducer - comp w/ Bionet - UC	Bionet "
"6010799	SA-156-06		SA-156-06	https://www.medten.com/product/4196	Replacement	Reusable	Spacelabs	SpO2 Adapter Cables	Accessories	Spacelabs SpO2 Adapter Cable 700-0014-00	Reusable Spacelabs SpO2 Adapter Cable 700-0014-00	Replacement: 0.6m"," use with Nellcor-Oxismart sensor	Spacelabs SpO2 Adapter Cable 700-0014-00"," 0.6m"," use with Nellcor-Oxismart sensor	1	12				Ultrasound Foetal Transducer - comp w/ Bionet - Uterine Contractions		Ultrasound Foetal Transducer - comp w/ Bionet - UC	Bionet "
"6018303	FDELA-HL01-SPE		FDELA-HL01-SPE	https://www.medten.com/product/4197	Replacement	Reusable	Sonicaid	Fetal Leg Plate (DECG) Cables	Accessories	Sonicaid/Huntleigh Fetal Leg Plate (DECG) Cable ACC-OBS-069	Reusable Sonicaid/Huntleigh Fetal Leg Plate (DECG) Cable ACC-OBS-069	Replacement: 2.5m"," use with Philips spiral electrode	Sonicaid/Huntleigh Fetal Leg Plate (DECG) Cable ACC-OBS-069"," 2.5m"," use with Philips spiral electrode	1	12				Ultrasound Foetal Transducer - comp w/ Bionet - Uterine Contractions		Ultrasound Foetal Transducer - comp w/ Bionet - UC	Bionet "
"	KTF-007-40		KTF-007-40	https://www.medten.com/product/4198	Replacement	Reusable	Avalon	Fetal Transducer Parts	Parts	Avalon Transducer Kit	Reusable Avalon Transducer Kit	for TOCO M2734B	Avalon Transducer Kit for TOCO M2734B	Kit	6				Ultrasound Foetal Transducer - comp w/ Bionet - Uterine Contractions		Ultrasound Foetal Transducer - comp w/ Bionet - UC	Bionet "
"	KTF-008-40		KTF-008-40	https://www.medten.com/product/4199	Replacement	Reusable	Avalon	Fetal Transducer Parts	Parts	Avalon Transducer Kit	Reusable Avalon Transducer Kit	for TOCO+ M2735A	Avalon Transducer Kit for TOCO+ M2735A	Kit	6				Ultrasound Foetal Transducer - comp w/ Bionet - Uterine Contractions		Ultrasound Foetal Transducer - comp w/ Bionet - UC	Bionet "
"	KTF-009-40		KTF-009-40	https://www.medten.com/product/4200	Replacement	Reusable	Avalon	Fetal Transducer Parts	Parts	Avalon Transducer Kit	Reusable Avalon Transducer Kit	for Ultrasound M2736A	Avalon Transducer Kit for Ultrasound M2736A	Kit	6				Ultrasound Foetal Transducer - comp w/ Bionet - Uterine Contractions		Ultrasound Foetal Transducer - comp w/ Bionet - UC	Bionet "
"	SP-FUSTC-PH03		SP-FUSTC-PH03	https://www.medten.com/product/4201	Replacement	Reusable	Avalon	Fetal Transducer Parts	Parts	Cable Assembly	Reusable Cable Assembly	for M2734B"," M2735A"," M2736A	Cable Assembly for M2734B"," M2735A"," M2736A	1	6				Ultrasound Foetal Transducer - comp w/ Bionet - Uterine Contractions		Ultrasound Foetal Transducer - comp w/ Bionet - UC	Bionet "
"	KGF-M008		KGF-M008	https://www.medten.com/product/4204	Replacement	Reusable	Avalon	Fetal Transducer Parts	Parts	Top Case	Reusable Top Case	for TOCO+ M2735A	Top Case for TOCO+ M2735A	1	6				Ultrasound Foetal Transducer - comp w/ Bionet - Uterine Contractions		Ultrasound Foetal Transducer - comp w/ Bionet - UC	Bionet "
"	KGF-F008		KGF-F008	https://www.medten.com/product/4205	Replacement	Reusable	Avalon	Fetal Transducer Parts	Parts	Bottom Case with Connector	Reusable Bottom Case with Connector	for TOCO+ M2735A	Bottom Case with Connector for TOCO+ M2735A	1	6				Ultrasound Foetal Transducer - comp w/ Bionet - Uterine Contractions		Ultrasound Foetal Transducer - comp w/ Bionet - UC	Bionet "
"	KLF-007-05		KLF-007-05	https://www.medten.com/product/4206	Replacement	Reusable	Avalon	Fetal Transducer Parts	Parts	TOCO Transducer Holder	Reusable TOCO Transducer Holder	for TOCO M2734B"," TOCO+ M2735A	TOCO Transducer Holder for TOCO M2734B"," TOCO+ M2735A	1	6				Ultrasound Foetal Transducer - comp w/ Bionet - Uterine Contractions		Ultrasound Foetal Transducer - comp w/ Bionet - UC	Bionet "
"	KGF-M009		KGF-M009	https://www.medten.com/product/4207	Replacement	Reusable	Avalon	Fetal Transducer Parts	Parts	Top Case	Reusable Top Case	for Ultrasound M2736A	Top Case for Ultrasound M2736A	1	6				Ultrasound Foetal Transducer - comp w/ Bionet - Uterine Contractions		Ultrasound Foetal Transducer - comp w/ Bionet - UC	Bionet "
"	KGF-F009		KGF-F009	https://www.medten.com/product/4208	Replacement	Reusable	Avalon	Fetal Transducer Parts	Parts	Bottom Case	Reusable Bottom Case	for Ultrasound M2736A	Bottom Case for Ultrasound M2736A	1	6				Ultrasound Foetal Transducer - comp w/ Bionet - Uterine Contractions		Ultrasound Foetal Transducer - comp w/ Bionet - UC	Bionet "
"	M07-T003		M07-T003	https://www.medten.com/product/4209	Replacement	Reusable	Avalon	Fetal Transducer Parts	Parts	Ultrasound Crystal 1.0MHZ	Reusable Ultrasound Crystal 1.0MHZ	for Ultrasound M2736A"," Ultrasound M1356A	Ultrasound Crystal 1.0MHZ for Ultrasound M2736A"," Ultrasound M1356A	1	6				Ultrasound Foetal Transducer - comp w/ Bionet - Uterine Contractions		Ultrasound Foetal Transducer - comp w/ Bionet - UC	Bionet "
"	KLF-007-01		KLF-007-01	https://www.medten.com/product/4210	Replacement	Reusable	Avalon	Fetal Transducer Parts	Parts	Belt Knob	Reusable Belt Knob	for M2734B"," M2735A"," M2736A	Belt Knob for M2734B"," M2735A"," M2736A	1	6				Ultrasound Foetal Transducer - comp w/ Bionet - Uterine Contractions		Ultrasound Foetal Transducer - comp w/ Bionet - UC	Bionet "
"	KLF-007-03A		KLF-007-03A	https://www.medten.com/product/4211	Replacement	Reusable	Avalon	Fetal Transducer Parts	Parts	Top Screw Cover	Reusable Top Screw Cover	for M2734B"," M2735A"," M2736A	Top Screw Cover for M2734B"," M2735A"," M2736A	1	6				Ultrasound Foetal Transducer - comp w/ Bionet - Uterine Contractions		Ultrasound Foetal Transducer - comp w/ Bionet - UC	Bionet "
"	KLF-007-03B		KLF-007-03B	https://www.medten.com/product/4212	Replacement	Reusable	Avalon	Fetal Transducer Parts	Parts	Side Screw Cover	Reusable Side Screw Cover	for M2734B"," M2735A"," M2736A	Side Screw Cover for M2734B"," M2735A"," M2736A	1	6				Ultrasound Foetal Transducer - comp w/ Bionet - Uterine Contractions		Ultrasound Foetal Transducer - comp w/ Bionet - UC	Bionet "
"	KLF-007-02		KLF-007-02	https://www.medten.com/product/4213	Replacement	Reusable	Avalon	Fetal Transducer Parts	Parts	Avalon Belt clip for TOCO+transducer	Reusable Avalon Belt clip for TOCO+transducer	for M2734A/B"," M2735A"," M2736A	Avalon Belt clip for TOCO+transducer for M2734A/B"," M2735A"," M2736A	1	6				Ultrasound Foetal Transducer - comp w/ Bionet - Uterine Contractions		Ultrasound Foetal Transducer - comp w/ Bionet - UC	Bionet "
"	M01-R004		M01-R004	https://www.medten.com/product/4214	Replacement	Reusable	Corometrics	Fetal Transducer Parts	Parts	Rubber Gasket	Reusable Rubber Gasket	for M2734B"," M2735A"," M2736A	Rubber Gasket for M2734B"," M2735A"," M2736A	1	6				Ultrasound Foetal Transducer - comp w/ Bionet - Uterine Contractions		Ultrasound Foetal Transducer - comp w/ Bionet - UC	Bionet "
"	KLF-001-05		KLF-001-05	https://www.medten.com/product/4215	Replacement	Reusable	Avalon	Fetal Transducer Parts	Parts	Case Screw	Reusable Case Screw	for M2734B"," M2735A"," M2736A",M1355A," M1356A	Case Screw for M2734B"," M2735A"," M2736A",M1355A," M1356A	1	6				Ultrasound Foetal Transducer - comp w/ Bionet - Uterine Contractions		Ultrasound Foetal Transducer - comp w/ Bionet - UC	Bionet "
"	KLF-007-04-40		KLF-007-04-40	https://www.medten.com/product/4216	Replacement	Reusable	Avalon	Fetal Transducer Parts	Parts	Cable Tail	Reusable Cable Tail	for M2734B"," M2735A"," M2736A	Cable Tail for M2734B"," M2735A"," M2736A	1	6				Ultrasound Foetal Transducer - comp w/ Bionet - Uterine Contractions		Ultrasound Foetal Transducer - comp w/ Bionet - UC	Bionet "
"	KTF-002-50		KTF-002-50	https://www.medten.com/product/4217	Replacement	Reusable	Philips	Fetal Transducer Parts	Parts	Transducer Kit	Reusable Transducer Kit	for TOCO M1355A	Transducer Kit for TOCO M1355A	Kit	6				Ultrasound Foetal Transducer - comp w/ Bionet - Uterine Contractions		Ultrasound Foetal Transducer - comp w/ Bionet - UC	Bionet "
"	SP-FTC-PH01		SP-FTC-PH01	https://www.medten.com/product/4218	Replacement	Reusable	Philips	Fetal Transducer Parts	Parts	Transducer Cable Assembly"," 3.0m	Reusable Transducer Cable Assembly"," 3.0m	for TOCO M1355A	Transducer Cable Assembly"," 3.0m for TOCO M1355A	1	6				Ultrasound Foetal Transducer - comp w/ Bionet - Uterine Contractions		Ultrasound Foetal Transducer - comp w/ Bionet - UC	Bionet "
"	M07-T001		M07-T001	https://www.medten.com/product/4220	Replacement	Reusable	Philips	Fetal Transducer Parts	Parts	TOCO Gauge	Reusable TOCO Gauge	for TOCO M1355A	TOCO Gauge for TOCO M1355A	1	6				Ultrasound Foetal Transducer - comp w/ Bionet - Uterine Contractions		Ultrasound Foetal Transducer - comp w/ Bionet - UC	Bionet "
"	KTF-001-50		KTF-001-50	https://www.medten.com/product/4221	Replacement	Reusable	Philips	Fetal Transducer Parts	Parts	Transducer Kit	Reusable Transducer Kit	for Ultrasound M1356A	Transducer Kit for Ultrasound M1356A	Kit	6				Ultrasound Foetal Transducer - comp w/ Bionet - Uterine Contractions		Ultrasound Foetal Transducer - comp w/ Bionet - UC	Bionet "
"	SP-FUS-PH01		SP-FUS-PH01	https://www.medten.com/product/4222	Replacement	Reusable	Philips	Fetal Transducer Parts	Parts	Transducer Cable Assembly"," 3.0m	Reusable Transducer Cable Assembly"," 3.0m	for Ultrasound M1356A	Transducer Cable Assembly"," 3.0m for Ultrasound M1356A	1	6				Ultrasound Foetal Transducer - comp w/ Bionet - Uterine Contractions		Ultrasound Foetal Transducer - comp w/ Bionet - UC	Bionet "
"	KGF-F001		KGF-F001	https://www.medten.com/product/4223	Replacement	Reusable	Philips	Fetal Transducer Parts	Parts	Bottom Case	Reusable Bottom Case	for Ultrasound M1356A	Bottom Case for Ultrasound M1356A	1	6				Ultrasound Foetal Transducer - comp w/ Bionet - Uterine Contractions		Ultrasound Foetal Transducer - comp w/ Bionet - UC	Bionet "
"	M02-A002		M02-A002	https://www.medten.com/product/4224	Replacement	Reusable	Philips	Fetal Transducer Parts	Parts	Circuit Board	Reusable Circuit Board	for Ultrasound M1356A	Circuit Board for Ultrasound M1356A	1	6				Ultrasound Foetal Transducer - comp w/ Bionet - Uterine Contractions		Ultrasound Foetal Transducer - comp w/ Bionet - UC	Bionet "
"	KGF-M001		KGF-M001	https://www.medten.com/product/4226	Replacement	Reusable	Philips	Fetal Transducer Parts	Parts	Top Case	Reusable Top Case	for M1355A and M1356A	Top Case for M1355A and M1356A	1	6				Ultrasound Foetal Transducer - comp w/ Bionet - Uterine Contractions		Ultrasound Foetal Transducer - comp w/ Bionet - UC	Bionet "
"	KLF-001-01		KLF-001-01	https://www.medten.com/product/4227	Replacement	Reusable	Philips	Fetal Transducer Parts	Parts	Transducer Knob	Reusable Transducer Knob	for M1355A and M1356A	Transducer Knob for M1355A and M1356A	1	6				Ultrasound Foetal Transducer - comp w/ Bionet - Uterine Contractions		Ultrasound Foetal Transducer - comp w/ Bionet - UC	Bionet "
"	KLF-001-06-50		KLF-001-06-50	https://www.medten.com/product/4228	Replacement	Reusable	Philips	Fetal Transducer Parts	Parts	Cable Tail	Reusable Cable Tail	for M1355A and M1356A	Cable Tail for M1355A and M1356A	1	6				Ultrasound Foetal Transducer - comp w/ Bionet - Uterine Contractions		Ultrasound Foetal Transducer - comp w/ Bionet - UC	Bionet "
"	KLF-001-03		KLF-001-03	https://www.medten.com/product/4229	Replacement	Reusable	Philips	Fetal Transducer Parts	Parts	Transducer Retainer Wire	Reusable Transducer Retainer Wire	for M1355A"," M1356A	Transducer Retainer Wire for M1355A"," M1356A	1	6				Ultrasound Foetal Transducer - comp w/ Bionet - Uterine Contractions		Ultrasound Foetal Transducer - comp w/ Bionet - UC	Bionet "
"	KLF-001-02B		KLF-001-02B	https://www.medten.com/product/4231	Replacement	Reusable	Philips	Fetal Transducer Parts	Parts	Blue Screw Cover	Reusable Blue Screw Cover	for M1355A"," M1356A	Blue Screw Cover for M1355A"," M1356A	1	6				Ultrasound Foetal Transducer - comp w/ Bionet - Uterine Contractions		Ultrasound Foetal Transducer - comp w/ Bionet - UC	Bionet "
"	KLF-001-02R		KLF-001-02R	https://www.medten.com/product/4232	Replacement	Reusable	Philips	Fetal Transducer Parts	Parts	Red Screw Cover	Reusable Red Screw Cover	for M1356A	Red Screw Cover for M1356A	1	6				Ultrasound Foetal Transducer - comp w/ Bionet - Uterine Contractions		Ultrasound Foetal Transducer - comp w/ Bionet - UC	Bionet "
"	KLF-001-02F		KLF-001-02F	https://www.medten.com/product/4233	Replacement	Reusable	Philips	Fetal Transducer Parts	Parts	Brown Screw Cover	Reusable Brown Screw Cover	for M1355A	Brown Screw Cover for M1355A	1	6				Ultrasound Foetal Transducer - comp w/ Bionet - Uterine Contractions		Ultrasound Foetal Transducer - comp w/ Bionet - UC	Bionet "
"	KTF-004-50		KTF-004-50	https://www.medten.com/product/4234	Replacement	Reusable	Corometrics	Fetal Transducer Parts	Parts	Transducer Kit	Reusable Transducer Kit	for TOCO 2264HAX	Transducer Kit for TOCO 2264HAX	Kit	6				Ultrasound Foetal Transducer - comp w/ Bionet - Uterine Contractions		Ultrasound Foetal Transducer - comp w/ Bionet - UC	Bionet "
"	KTF-006-50		KTF-006-50	https://www.medten.com/product/4235	Replacement	Reusable	Corometrics	Fetal Transducer Parts	Parts	Transducer Kit	Reusable Transducer Kit	for TOCO 2264LAX	Transducer Kit for TOCO 2264LAX	Kit	6				Ultrasound Foetal Transducer - comp w/ Bionet - Uterine Contractions		Ultrasound Foetal Transducer - comp w/ Bionet - UC	Bionet "
"	KTF-003-50		KTF-003-50	https://www.medten.com/product/4236	Replacement	Reusable	Corometrics	Fetal Transducer Parts	Parts	Transducer Kit	Reusable Transducer Kit	for Ultrasound 5700HAX	Transducer Kit for Ultrasound 5700HAX	Kit	6				Ultrasound Foetal Transducer - comp w/ Bionet - Uterine Contractions		Ultrasound Foetal Transducer - comp w/ Bionet - UC	Bionet "
"	KTF-005-50		KTF-005-50	https://www.medten.com/product/4237	Replacement	Reusable	Corometrics	Fetal Transducer Parts	Parts	Transducer Kit	Reusable Transducer Kit	for Ultrasound 5700LAX	Transducer Kit for Ultrasound 5700LAX	Kit	6				Ultrasound Foetal Transducer - comp w/ Bionet - Uterine Contractions		Ultrasound Foetal Transducer - comp w/ Bionet - UC	Bionet "
"	SP-FTC-GE01		SP-FTC-GE01	https://www.medten.com/product/4238	Replacement	Reusable	Corometrics	Fetal Transducer Parts	Parts	Cable Assembly with Screw & Knob"," 3.0m	Reusable Cable Assembly with Screw & Knob"," 3.0m	for TOCO 2264HAX"," 2264LAX	Cable Assembly with Screw & Knob"," 3.0m for TOCO 2264HAX"," 2264LAX	1	6				Ultrasound Foetal Transducer - comp w/ Bionet - Uterine Contractions		Ultrasound Foetal Transducer - comp w/ Bionet - UC	Bionet "
"	KGF-M004L		KGF-M004L	https://www.medten.com/product/4239	Replacement	Reusable	Corometrics	Fetal Transducer Parts	Parts	Top Case with Knob	Reusable Top Case with Knob	for TOCO 2264HAX	Top Case with Knob for TOCO 2264HAX	1	6				Ultrasound Foetal Transducer - comp w/ Bionet - Uterine Contractions		Ultrasound Foetal Transducer - comp w/ Bionet - UC	Bionet "
"	KGF-M005-01L		KGF-M005-01L	https://www.medten.com/product/4240	Replacement	Reusable	Corometrics	Fetal Transducer Parts	Parts	Top Case with Wing	Reusable Top Case with Wing	for TOCO 2264LAX	Top Case with Wing for TOCO 2264LAX	1	6				Ultrasound Foetal Transducer - comp w/ Bionet - Uterine Contractions		Ultrasound Foetal Transducer - comp w/ Bionet - UC	Bionet "
"	KGF-F004		KGF-F004	https://www.medten.com/product/4241	Replacement	Reusable	Corometrics	Fetal Transducer Parts	Parts	Bottom Case	Reusable Bottom Case	for TOCO 2264HAX"," 2264LAX	Bottom Case for TOCO 2264HAX"," 2264LAX	1	6				Ultrasound Foetal Transducer - comp w/ Bionet - Uterine Contractions		Ultrasound Foetal Transducer - comp w/ Bionet - UC	Bionet "
"	M02-A003		M02-A003	https://www.medten.com/product/4242	Replacement	Reusable	Corometrics	Fetal Transducer Parts	Parts	Toco Circuit Board	Reusable Toco Circuit Board	for TOCO 2264HAX	Toco Circuit Board for TOCO 2264HAX	1	6				Ultrasound Foetal Transducer - comp w/ Bionet - Uterine Contractions		Ultrasound Foetal Transducer - comp w/ Bionet - UC	Bionet "
"	M02-A015		M02-A015	https://www.medten.com/product/4243	Replacement	Reusable	Corometrics	Fetal Transducer Parts	Parts	Board with Coil	Reusable Board with Coil	for TOCO 2264HAX","2264LAX	Board with Coil for TOCO 2264HAX","2264LAX	1	6				Ultrasound Foetal Transducer - comp w/ Bionet - Uterine Contractions		Ultrasound Foetal Transducer - comp w/ Bionet - UC	Bionet "
"	KLF-004-07		KLF-004-07	https://www.medten.com/product/4244	Replacement	Reusable	Corometrics	Fetal Transducer Parts	Parts	Metal Disc with Plastic Insert	Reusable Metal Disc with Plastic Insert	for TOCO 2264HAX","2264LAX	Metal Disc with Plastic Insert for TOCO 2264HAX","2264LAX	1	6				Ultrasound Foetal Transducer - comp w/ Bionet - Uterine Contractions		Ultrasound Foetal Transducer - comp w/ Bionet - UC	Bionet "
"	KLF-004-01		KLF-004-01	https://www.medten.com/product/4245	Replacement	Reusable	Corometrics	Fetal Transducer Parts	Parts	Coil Housing	Reusable Coil Housing	for TOCO 2264HAX","2264LAX	Coil Housing for TOCO 2264HAX","2264LAX	1	6				Ultrasound Foetal Transducer - comp w/ Bionet - Uterine Contractions		Ultrasound Foetal Transducer - comp w/ Bionet - UC	Bionet "
"	KLF-004-03		KLF-004-03	https://www.medten.com/product/4246	Replacement	Reusable	Corometrics	Fetal Transducer Parts	Parts	Plunger with Magnet	Reusable Plunger with Magnet	for TOCO 2264HAX","2264LAX	Plunger with Magnet for TOCO 2264HAX","2264LAX	1	6				Ultrasound Foetal Transducer - comp w/ Bionet - Uterine Contractions		Ultrasound Foetal Transducer - comp w/ Bionet - UC	Bionet "
"	KLF-004-04C		KLF-004-04C	https://www.medten.com/product/4247	Replacement	Reusable	Corometrics	Fetal Transducer Parts	Parts	Coil Top Metal Cover	Reusable Coil Top Metal Cover	for TOCO 2264HAX","2264LAX	Coil Top Metal Cover for TOCO 2264HAX","2264LAX	1	6				Ultrasound Foetal Transducer - comp w/ Bionet - Uterine Contractions		Ultrasound Foetal Transducer - comp w/ Bionet - UC	Bionet "
"	KLF-004-04D		KLF-004-04D	https://www.medten.com/product/4248	Replacement	Reusable	Corometrics	Fetal Transducer Parts	Parts	Coil Bottom Metal Cover	Reusable Coil Bottom Metal Cover	for TOCO 2264HAX","2264LAX	Coil Bottom Metal Cover for TOCO 2264HAX","2264LAX	1	6				Ultrasound Foetal Transducer - comp w/ Bionet - Uterine Contractions		Ultrasound Foetal Transducer - comp w/ Bionet - UC	Bionet "
"	KLF-004-05		KLF-004-05	https://www.medten.com/product/4249	Replacement	Reusable	Corometrics	Fetal Transducer Parts	Parts	Coil	Reusable Coil	for TOCO 2264HAX","2264LAX	Coil for TOCO 2264HAX","2264LAX	1	6				Ultrasound Foetal Transducer - comp w/ Bionet - Uterine Contractions		Ultrasound Foetal Transducer - comp w/ Bionet - UC	Bionet "
"	M01-L002		M01-L002	https://www.medten.com/product/4250	Replacement	Reusable	Corometrics	Fetal Transducer Parts	Parts	Board screw	Reusable Board screw	for TOCO 2264HAX","2264LAX	Board screw for TOCO 2264HAX","2264LAX	1	6				Ultrasound Foetal Transducer - comp w/ Bionet - Uterine Contractions		Ultrasound Foetal Transducer - comp w/ Bionet - UC	Bionet "
"	KGF-M003L		KGF-M003L	https://www.medten.com/product/4251	Replacement	Reusable	Corometrics	Fetal Transducer Parts	Parts	Top case with Knob	Reusable Top case with Knob	for Ultrasound 5700HAX	Top case with Knob for Ultrasound 5700HAX	1	6				Ultrasound Foetal Transducer - comp w/ Bionet - Uterine Contractions		Ultrasound Foetal Transducer - comp w/ Bionet - UC	Bionet "
"	KGF-M005L		KGF-M005L	https://www.medten.com/product/4252	Replacement	Reusable	Philips	Fetal Transducer Parts	Parts	Top case with wing	Reusable Top case with wing	for Ultrasound 5700LAX	Top case with wing for Ultrasound 5700LAX	1	6				Ultrasound Foetal Transducer - comp w/ Bionet - Uterine Contractions		Ultrasound Foetal Transducer - comp w/ Bionet - UC	Bionet "
"	KGF-F003		KGF-F003	https://www.medten.com/product/4253	Replacement	Reusable	Corometrics	Fetal Transducer Parts	Parts	Bottom case	Reusable Bottom case	for Ultrasound 5700HAX"," 5700LAX	Bottom case for Ultrasound 5700HAX"," 5700LAX	1	6				Ultrasound Foetal Transducer - comp w/ Bionet - Uterine Contractions		Ultrasound Foetal Transducer - comp w/ Bionet - UC	Bionet "
"	M02-A001		M02-A001	https://www.medten.com/product/4254	Replacement	Reusable	Corometrics	Fetal Transducer Parts	Parts	US Circuit Board	Reusable US Circuit Board	for Ultrasound 5700HAX"," 5700LAX	US Circuit Board for Ultrasound 5700HAX"," 5700LAX	1	6				Ultrasound Foetal Transducer - comp w/ Bionet - Uterine Contractions		Ultrasound Foetal Transducer - comp w/ Bionet - UC	Bionet "
"	SP-FUS-GE01		SP-FUS-GE01	https://www.medten.com/product/4255	Replacement	Reusable	Corometrics	Fetal Transducer Parts	Parts	Cable assembly with Screw & Knob"," 3.0m	Reusable Cable assembly with Screw & Knob"," 3.0m	for Ultrasound 5700HAX"," 5700LAX	Cable assembly with Screw & Knob"," 3.0m for Ultrasound 5700HAX"," 5700LAX	1	6				Ultrasound Foetal Transducer - comp w/ Bionet - Uterine Contractions		Ultrasound Foetal Transducer - comp w/ Bionet - UC	Bionet "
"	M07-T002		M07-T002	https://www.medten.com/product/4256	Replacement	Reusable	Corometrics	Fetal Transducer Parts	Parts	Ultrasound crystal 1.15MHZ	Reusable Ultrasound crystal 1.15MHZ	for Ultrasound 5700HAX"," 5700LAX	Ultrasound crystal 1.15MHZ for Ultrasound 5700HAX"," 5700LAX	1	6				Ultrasound Foetal Transducer - comp w/ Bionet - Uterine Contractions		Ultrasound Foetal Transducer - comp w/ Bionet - UC	Bionet "
"	M01-R001		M01-R001	https://www.medten.com/product/4257	Replacement	Reusable	Corometrics	Fetal Transducer Parts	Parts	Rubber Gasket	Reusable Rubber Gasket	for 2264HAX/LAX"," 5700HAX/LAX	Rubber Gasket for 2264HAX/LAX"," 5700HAX/LAX	1	6				Ultrasound Foetal Transducer - comp w/ Bionet - Uterine Contractions		Ultrasound Foetal Transducer - comp w/ Bionet - UC	Bionet "
"	KLF-003-02		KLF-003-02	https://www.medten.com/product/4258	Replacement	Reusable	Corometrics	Fetal Transducer Parts	Parts	Transducer Knob	Reusable Transducer Knob	for 2264HAX"," 5700HAX	Transducer Knob for 2264HAX"," 5700HAX	1	6				Ultrasound Foetal Transducer - comp w/ Bionet - Uterine Contractions		Ultrasound Foetal Transducer - comp w/ Bionet - UC	Bionet "
"	M01-L001		M01-L001	https://www.medten.com/product/4259	Replacement	Reusable	Corometrics	Fetal Transducer Parts	Parts	Case screw	Reusable Case screw	for 2264HAX/LAX"," 5700HAX/LAX	Case screw for 2264HAX/LAX"," 5700HAX/LAX	1	6				Ultrasound Foetal Transducer - comp w/ Bionet - Uterine Contractions		Ultrasound Foetal Transducer - comp w/ Bionet - UC	Bionet "
"	KLF-003-01		KLF-003-01	https://www.medten.com/product/4260	Replacement	Reusable	Corometrics	Fetal Transducer Parts	Parts	Screw Cover	Reusable Screw Cover	for 2264HAX/LAX"," 5700HAX/LAX	Screw Cover for 2264HAX/LAX"," 5700HAX/LAX	1	6				Ultrasound Foetal Transducer - comp w/ Bionet - Uterine Contractions		Ultrasound Foetal Transducer - comp w/ Bionet - UC	Bionet "
"	M01-R003		M01-R003	https://www.medten.com/product/4261	Replacement	Reusable	Corometrics	Fetal Transducer Parts	Parts	Case screw O ring	Reusable Case screw O ring	for 2264HAX/LAX"," 5700HAX/LAX	Case screw O ring for 2264HAX/LAX"," 5700HAX/LAX	1	6				Ultrasound Foetal Transducer - comp w/ Bionet - Uterine Contractions		Ultrasound Foetal Transducer - comp w/ Bionet - UC	Bionet "
"	KLF-003-05-50		KLF-003-05-50	https://www.medten.com/product/4262	Replacement	Reusable	Corometrics	Fetal Transducer Parts	Parts	Cable tail	Reusable Cable tail	for 2264HAX/LAX"," 5700HAX/LAX	Cable tail for 2264HAX/LAX"," 5700HAX/LAX	1	6				Ultrasound Foetal Transducer - comp w/ Bionet - Uterine Contractions		Ultrasound Foetal Transducer - comp w/ Bionet - UC	Bionet "
"	SP-FUS-SC01-WS		SP-FUS-SC01-WS	https://www.medten.com/product/4263	Replacement	Reusable	Sonicaid	Fetal Transducer Parts	Parts	Cable Assembly With Bottom Case	Reusable Cable Assembly With Bottom Case	for Ultrasound 8400-6919/L	Cable Assembly With Bottom Case for Ultrasound 8400-6919/L	Kit	6				Ultrasound Foetal Transducer - comp w/ Bionet - Uterine Contractions		Ultrasound Foetal Transducer - comp w/ Bionet - UC	Bionet "
"	KGF-F010		KGF-F010	https://www.medten.com/product/4264	Replacement	Reusable	Sonicaid	Fetal Transducer Parts	Parts	Bottom Case (Yellow)	Reusable Bottom Case (Yellow)	for Ultrasound 8400-6919/L	Bottom Case (Yellow) for Ultrasound 8400-6919/L	1	6				Ultrasound Foetal Transducer - comp w/ Bionet - Uterine Contractions		Ultrasound Foetal Transducer - comp w/ Bionet - UC	Bionet "
"	KLF-010-02Y		KLF-010-02Y	https://www.medten.com/product/4265	Replacement	Reusable	Sonicaid	Fetal Transducer Parts	Parts	Knob (Yellow)	Reusable Knob (Yellow)	for Ultrasound 8400-6919/L	Knob (Yellow) for Ultrasound 8400-6919/L	1	6				Ultrasound Foetal Transducer - comp w/ Bionet - Uterine Contractions		Ultrasound Foetal Transducer - comp w/ Bionet - UC	Bionet "
"	M07-T004		M07-T004	https://www.medten.com/product/4266	Replacement	Reusable	Neoventa	Fetal Transducer Parts	Parts	Ultrasound Crystal 1.5MHZ	Reusable Ultrasound Crystal 1.5MHZ	for Huntleigh Ultrasound 8400-6919/L; Neoventa S31	Ultrasound Crystal 1.5MHZ for Huntleigh Ultrasound 8400-6919/L; Neoventa S31	1	6				Ultrasound Foetal Transducer - comp w/ Bionet - Uterine Contractions		Ultrasound Foetal Transducer - comp w/ Bionet - UC	Bionet "
"	SP-FUS-SC02-WS		SP-FUS-SC02-WS	https://www.medten.com/product/4267	Replacement	Reusable	Sonicaid	Fetal Transducer Parts	Parts	Cable Assembly With Bottom Case	Reusable Cable Assembly With Bottom Case	for Ultrasound 8400-6920/L	Cable Assembly With Bottom Case for Ultrasound 8400-6920/L	1	6				Ultrasound Foetal Transducer - comp w/ Bionet - Uterine Contractions		Ultrasound Foetal Transducer - comp w/ Bionet - UC	Bionet "
"	KGF-F011		KGF-F011	https://www.medten.com/product/4268	Replacement	Reusable	Sonicaid	Fetal Transducer Parts	Parts	Bottom Case (Blue)	Reusable Bottom Case (Blue)	for Ultrasound 8400-6920/L	Bottom Case (Blue) for Ultrasound 8400-6920/L	1	6				Ultrasound Foetal Transducer - comp w/ Bionet - Uterine Contractions		Ultrasound Foetal Transducer - comp w/ Bionet - UC	Bionet "
"	KLF-010-02B		KLF-010-02B	https://www.medten.com/product/4269	Replacement	Reusable	Sonicaid	Fetal Transducer Parts	Parts	Knob (Blue)	Reusable Knob (Blue)	for Ultrasound 8400-6920/L	Knob (Blue) for Ultrasound 8400-6920/L	1	6				Ultrasound Foetal Transducer - comp w/ Bionet - Uterine Contractions		Ultrasound Foetal Transducer - comp w/ Bionet - UC	Bionet "
"	M07-T005		M07-T005	https://www.medten.com/product/4270	Replacement	Reusable	Sonicaid	Fetal Transducer Parts	Parts	Ultrasound Crystal 2.0MHZ	Reusable Ultrasound Crystal 2.0MHZ	for Ultrasound 8400-6920/L	Ultrasound Crystal 2.0MHZ for Ultrasound 8400-6920/L	1	6				Ultrasound Foetal Transducer - comp w/ Bionet - Uterine Contractions		Ultrasound Foetal Transducer - comp w/ Bionet - UC	Bionet "
"	M02-B006		M02-B006	https://www.medten.com/product/4271	Replacement	Reusable	Sonicaid	Fetal Transducer Parts	Parts	Circuit Board	Reusable Circuit Board	for 8400-6919/L	Circuit Board for 8400-6919/L	1	6				Ultrasound Foetal Transducer - comp w/ Bionet - Uterine Contractions		Ultrasound Foetal Transducer - comp w/ Bionet - UC	Bionet "
"	KLF-010-05L		KLF-010-05L	https://www.medten.com/product/4272	Replacement	Reusable	Sonicaid	Fetal Transducer Parts	Parts	Metal Bar with Screw	Reusable Metal Bar with Screw	for 8400-6919/L"," 8400-6920/L	Metal Bar with Screw for 8400-6919/L"," 8400-6920/L	1	6				Ultrasound Foetal Transducer - comp w/ Bionet - Uterine Contractions		Ultrasound Foetal Transducer - comp w/ Bionet - UC	Bionet "
"	SP-FTC-SC01-WS		SP-FTC-SC01-WS	https://www.medten.com/product/4273	Replacement	Reusable	Sonicaid	Fetal Transducer Parts	Parts	Cable Assembly With Bottom Case	Reusable Cable Assembly With Bottom Case	for TOCO ACC-OBL-009/L	Cable Assembly With Bottom Case for TOCO ACC-OBL-009/L	Kit	6				Ultrasound Foetal Transducer - comp w/ Bionet - Uterine Contractions		Ultrasound Foetal Transducer - comp w/ Bionet - UC	Bionet "
"	KGF-M012L		KGF-M012L	https://www.medten.com/product/4274	Replacement	Reusable	Sonicaid	Fetal Transducer Parts	Parts	Top Case	Reusable Top Case	for TOCO ACC-OBL-009/L	Top Case for TOCO ACC-OBL-009/L	1	6				Ultrasound Foetal Transducer - comp w/ Bionet - Uterine Contractions		Ultrasound Foetal Transducer - comp w/ Bionet - UC	Bionet "
"	KLF-010-02PK		KLF-010-02PK	https://www.medten.com/product/4275	Replacement	Reusable	Sonicaid	Fetal Transducer Parts	Parts	Knob for Top Case (Pink)	Reusable Knob for Top Case (Pink)	for TOCO ACC-OBL-009/L	Knob for Top Case (Pink) for TOCO ACC-OBL-009/L	1	6				Ultrasound Foetal Transducer - comp w/ Bionet - Uterine Contractions		Ultrasound Foetal Transducer - comp w/ Bionet - UC	Bionet "
"	KLF-012-01L		KLF-012-01L	https://www.medten.com/product/4276	Replacement	Reusable	Sonicaid	Fetal Transducer Parts	Parts	Metal Disc with Screw	Reusable Metal Disc with Screw	for TOCO ACC-OBL-009/L	Metal Disc with Screw for TOCO ACC-OBL-009/L	1	6				Ultrasound Foetal Transducer - comp w/ Bionet - Uterine Contractions		Ultrasound Foetal Transducer - comp w/ Bionet - UC	Bionet "
"	KLF-012-02		KLF-012-02	https://www.medten.com/product/4277	Replacement	Reusable	Sonicaid	Fetal Transducer Parts	Parts	Plastic Cover	Reusable Plastic Cover	for TOCO ACC-OBL-009/L	Plastic Cover for TOCO ACC-OBL-009/L	1	6				Ultrasound Foetal Transducer - comp w/ Bionet - Uterine Contractions		Ultrasound Foetal Transducer - comp w/ Bionet - UC	Bionet "
"	KLF-010-06		KLF-010-06	https://www.medten.com/product/4278	Replacement	Reusable	Sonicaid	Fetal Transducer Parts	Parts	Transducer Retainer clip	Reusable Transducer Retainer clip	for Transducers 8400-6920/L"," ACC-OBL-009/L	Transducer Retainer clip for Transducers 8400-6920/L"," ACC-OBL-009/L	1	6				Ultrasound Foetal Transducer - comp w/ Bionet - Uterine Contractions		Ultrasound Foetal Transducer - comp w/ Bionet - UC	Bionet "
"	SP-FTC-ED01-WS		SP-FTC-ED01-WS	https://www.medten.com/product/4279	Replacement	Reusable	Edan	Fetal Transducer Parts	Parts	Cable Assembly With Bottom Case	Reusable Cable Assembly With Bottom Case	for MS3-31527(B)","02 01 210259	Cable Assembly With Bottom Case for MS3-31527(B)","02 01 210259	Kit	6				Ultrasound Foetal Transducer - comp w/ Bionet - Uterine Contractions		Ultrasound Foetal Transducer - comp w/ Bionet - UC	Bionet "
"	KGF-M014TC		KGF-M014TC	https://www.medten.com/product/4280	Replacement	Reusable	Edan	Fetal Transducer Parts	Parts	TOCO transducer Top Case	Reusable TOCO transducer Top Case	for MS3-31527(B)","02 01 210259	TOCO transducer Top Case for MS3-31527(B)","02 01 210259	1	6				Ultrasound Foetal Transducer - comp w/ Bionet - Uterine Contractions		Ultrasound Foetal Transducer - comp w/ Bionet - UC	Bionet "
"	KLF-014-10		KLF-014-10	https://www.medten.com/product/4281	Replacement	Reusable	Edan	Fetal Transducer Parts	Parts	TOCO gauge with 4 screws	Reusable TOCO gauge with 4 screws	for MS3-31527(B)","02 01 210259	TOCO gauge with 4 screws for MS3-31527(B)","02 01 210259	1	6				Ultrasound Foetal Transducer - comp w/ Bionet - Uterine Contractions		Ultrasound Foetal Transducer - comp w/ Bionet - UC	Bionet "
"	KLF-014-11		KLF-014-11	https://www.medten.com/product/4282	Replacement	Reusable	Edan	Fetal Transducer Parts	Parts	TOCO circuit board with 2 screws	Reusable TOCO circuit board with 2 screws	for MS3-31527(B)	TOCO circuit board with 2 screws for MS3-31527(B)	1	6				Ultrasound Foetal Transducer - comp w/ Bionet - Uterine Contractions		Ultrasound Foetal Transducer - comp w/ Bionet - UC	Bionet "
"	SP-FUS-ED01-WS		SP-FUS-ED01-WS	https://www.medten.com/product/4283	Replacement	Reusable	Edan	Fetal Transducer Parts	Parts	Cable Assembly With Bottom Case	Reusable Cable Assembly With Bottom Case	for MS3-109301(D)","02 01 210256	Cable Assembly With Bottom Case for MS3-109301(D)","02 01 210256	Kit	6				Ultrasound Foetal Transducer - comp w/ Bionet - Uterine Contractions		Ultrasound Foetal Transducer - comp w/ Bionet - UC	Bionet "
"	KGF-M014US		KGF-M014US	https://www.medten.com/product/4284	Replacement	Reusable	Edan	Fetal Transducer Parts	Parts	Ultrasound transducer Top Case	Reusable Ultrasound transducer Top Case	for MS3-109301(D)","02 01 210256	Ultrasound transducer Top Case for MS3-109301(D)","02 01 210256	1	6				Ultrasound Foetal Transducer - comp w/ Bionet - Uterine Contractions		Ultrasound Foetal Transducer - comp w/ Bionet - UC	Bionet "
"	M02-B011		M02-B011	https://www.medten.com/product/4286	Replacement	Reusable	Edan	Fetal Transducer Parts	Parts	Ultrasound circuit board	Reusable Ultrasound circuit board	for MS3-109301(D)	Ultrasound circuit board for MS3-109301(D)	1	6				Ultrasound Foetal Transducer - comp w/ Bionet - Uterine Contractions		Ultrasound Foetal Transducer - comp w/ Bionet - UC	Bionet "
"	KLF-015-01A		KLF-015-01A	https://www.medten.com/product/4287	Replacement	Reusable	Edan	Fetal Transducer Parts	Parts	Mental disc with 4 screws	Reusable Mental disc with 4 screws	for MS3-109301(D)","02 01 210256	Mental disc with 4 screws for MS3-109301(D)","02 01 210256	1	6				Ultrasound Foetal Transducer - comp w/ Bionet - Uterine Contractions		Ultrasound Foetal Transducer - comp w/ Bionet - UC	Bionet "
"	KLF-014-04		KLF-014-04	https://www.medten.com/product/4288	Replacement	Reusable	Edan	Fetal Transducer Parts	Parts	Rubber Gasket	Reusable Rubber Gasket	for MS3-109301(D)"," MS3-31527(B)	Rubber Gasket for MS3-109301(D)"," MS3-31527(B)	1	6				Ultrasound Foetal Transducer - comp w/ Bionet - Uterine Contractions		Ultrasound Foetal Transducer - comp w/ Bionet - UC	Bionet "
"	KLF-014-03		KLF-014-03	https://www.medten.com/product/4289	Replacement	Reusable	Edan	Fetal Transducer Parts	Parts	Screw Covers (1 pcs)	Reusable Screw Covers (1 pcs)	for MS3-109301(D)"," MS3-31527(B)	Screw Covers (1 pcs) for MS3-109301(D)"," MS3-31527(B)	1	6				Ultrasound Foetal Transducer - comp w/ Bionet - Uterine Contractions		Ultrasound Foetal Transducer - comp w/ Bionet - UC	Bionet "
"	M01-L013		M01-L013	https://www.medten.com/product/4290	Replacement	Reusable	Edan	Fetal Transducer Parts	Parts	1 Screw for Top and Bottom Cases	Reusable 1 Screw for Top and Bottom Cases	for MS3-109301(D)"," MS3-31527(B)	1 Screw for Top and Bottom Cases for MS3-109301(D)"," MS3-31527(B)	1	6				Ultrasound Foetal Transducer - comp w/ Bionet - Uterine Contractions		Ultrasound Foetal Transducer - comp w/ Bionet - UC	Bionet "
"	KLN-003-02		KLN-003-02	https://www.medten.com/product/4291	Replacement	Reusable	Philips	Telemetry Parts	Parts	Touch Screen With Board W/O Speaker (Models 2016 or later)	Reusable Touch Screen With Board W/O Speaker (Models 2016 or later)	for MX40	Touch Screen With Board W/O Speaker (Models 2016 or later) for MX40	1	6				Ultrasound Foetal Transducer - comp w/ Bionet - Uterine Contractions		Ultrasound Foetal Transducer - comp w/ Bionet - UC	Bionet "
"	KLN-003-03		KLN-003-03	https://www.medten.com/product/4292	Replacement	Reusable	Philips	Telemetry Parts	Parts	2.8“ LCD Display Screen	Reusable 2.8“ LCD Display Screen	for MX40	2.8“ LCD Display Screen for MX40	1	6				Ultrasound Foetal Transducer - comp w/ Bionet - Uterine Contractions		Ultrasound Foetal Transducer - comp w/ Bionet - UC	Bionet "
"	KLN-003-09		KLN-003-09	https://www.medten.com/product/4293	Replacement	Reusable	Philips	Telemetry Parts	Parts	Rear Case Housing 453564205181	Reusable Rear Case Housing 453564205181	for MX40	Rear Case Housing 453564205181 for MX40	Kit	6				Ultrasound Foetal Transducer - comp w/ Bionet - Uterine Contractions		Ultrasound Foetal Transducer - comp w/ Bionet - UC	Bionet "
"	KLN-003-04		KLN-003-04	https://www.medten.com/product/4294	Replacement	Reusable	Philips	Telemetry Parts	Parts	Battery Door Cover 453564602631	Reusable Battery Door Cover 453564602631	for MX40	Battery Door Cover 453564602631 for MX40	1	6				Ultrasound Foetal Transducer - comp w/ Bionet - Uterine Contractions		Ultrasound Foetal Transducer - comp w/ Bionet - UC	Bionet "
"	KLN-003-05		KLN-003-05	https://www.medten.com/product/4295	Replacement	Reusable	Philips	Telemetry Parts	Parts	Battery Harness Holder Tray	Reusable Battery Harness Holder Tray	for MX40	Battery Harness Holder Tray for MX40	1	6				Ultrasound Foetal Transducer - comp w/ Bionet - Uterine Contractions		Ultrasound Foetal Transducer - comp w/ Bionet - UC	Bionet "
"	KLN-003-06		KLN-003-06	https://www.medten.com/product/4296	Replacement	Reusable	Philips	Telemetry Parts	Parts	ECG Flex Circuit board	Reusable ECG Flex Circuit board	for MX40	ECG Flex Circuit board for MX40	1	6				Ultrasound Foetal Transducer - comp w/ Bionet - Uterine Contractions		Ultrasound Foetal Transducer - comp w/ Bionet - UC	Bionet "
"	KLN-003-07		KLN-003-07	https://www.medten.com/product/4297	Replacement	Reusable	Philips	Telemetry Parts	Parts	Plastic Wedge	Reusable Plastic Wedge	for MX40	Plastic Wedge for MX40	1	6				Ultrasound Foetal Transducer - comp w/ Bionet - Uterine Contractions		Ultrasound Foetal Transducer - comp w/ Bionet - UC	Bionet "
"	KLN-003-08		KLN-003-08	https://www.medten.com/product/4298	Replacement	Reusable	Philips	Telemetry Parts	Parts	RF Antenna Assembly Board	Reusable RF Antenna Assembly Board	for MX40	RF Antenna Assembly Board for MX40	1	6				Ultrasound Foetal Transducer - comp w/ Bionet - Uterine Contractions		Ultrasound Foetal Transducer - comp w/ Bionet - UC	Bionet "
"	KLN-002		KLN-002	https://www.medten.com/product/4299	Replacement	Reusable	Philips	Telemetry Parts	Parts	Protect Rubber Case	Reusable Protect Rubber Case	for MX40	Protect Rubber Case for MX40	1	6				Ultrasound Foetal Transducer - comp w/ Bionet - Uterine Contractions		Ultrasound Foetal Transducer - comp w/ Bionet - UC	Bionet "
"	KLN-003-11A		KLN-003-11A	https://www.medten.com/product/4300	Replacement	Reusable	Philips	Telemetry Parts	Parts	Speaker (13mm) Used with Touch Screen Older Than 2015	Reusable Speaker (13mm) Used with Touch Screen Older Than 2015	for MX40	Speaker (13mm) Used with Touch Screen Older Than 2015 for MX40	1	6				Ultrasound Foetal Transducer - comp w/ Bionet - Uterine Contractions		Ultrasound Foetal Transducer - comp w/ Bionet - UC	Bionet "
"	KLN-015-01		KLN-015-01	https://www.medten.com/product/4301	Replacement	Reusable	Philips	Telemetry Parts	Parts	ECG and Spo2 Connector Block	Reusable ECG and Spo2 Connector Block	for M2601A	ECG and Spo2 Connector Block for M2601A	1	6				Ultrasound Foetal Transducer - comp w/ Bionet - Uterine Contractions		Ultrasound Foetal Transducer - comp w/ Bionet - UC	Bionet "
"	KLN-015-03		KLN-015-03	https://www.medten.com/product/4302	Replacement	Reusable	Philips	Telemetry Parts	Parts	Battery Terminal Contact Kit	Reusable Battery Terminal Contact Kit	for M2601A	Battery Terminal Contact Kit for M2601A	Kit	6				Ultrasound Foetal Transducer - comp w/ Bionet - Uterine Contractions		Ultrasound Foetal Transducer - comp w/ Bionet - UC	Bionet "
"	KLN-025-01		KLN-025-01	https://www.medten.com/product/4303	Replacement	Reusable	Philips	Telemetry Parts	Parts	Standard LED Flex Circuit Board	Reusable Standard LED Flex Circuit Board	for M2601A	Standard LED Flex Circuit Board for M2601A	1	6				Ultrasound Foetal Transducer - comp w/ Bionet - Uterine Contractions		Ultrasound Foetal Transducer - comp w/ Bionet - UC	Bionet "
"	M20-F083		M20-F083	https://www.medten.com/product/4304	Replacement	Reusable	Philips	Telemetry Parts	Parts	Standard Front Overlay Label	Reusable Standard Front Overlay Label	for M2601A	Standard Front Overlay Label for M2601A	1	6				Ultrasound Foetal Transducer - comp w/ Bionet - Uterine Contractions		Ultrasound Foetal Transducer - comp w/ Bionet - UC	Bionet "
"	KLN-025-02		KLN-025-02	https://www.medten.com/product/4305	Replacement	Reusable	Philips	Telemetry Parts	Parts	EASI LED Flex circuit Board	Reusable EASI LED Flex circuit Board	for M2601A	EASI LED Flex circuit Board for M2601A	1	6				Ultrasound Foetal Transducer - comp w/ Bionet - Uterine Contractions		Ultrasound Foetal Transducer - comp w/ Bionet - UC	Bionet "
"	M20-F084		M20-F084	https://www.medten.com/product/4306	Replacement	Reusable	Philips	Telemetry Parts	Parts	EASI Front Overlay Label	Reusable EASI Front Overlay Label	for M2601A	EASI Front Overlay Label for M2601A	1	6				Ultrasound Foetal Transducer - comp w/ Bionet - Uterine Contractions		Ultrasound Foetal Transducer - comp w/ Bionet - UC	Bionet "
"	KLN-006-34		KLN-006-34	https://www.medten.com/product/4307	Replacement	Reusable	Philips	Telemetry Parts	Parts	Telemetry Kit Assembly 453564007321	Reusable Telemetry Kit Assembly 453564007321	for M2601B/M4841A TRx+ S02 S03	Telemetry Kit Assembly 453564007321 for M2601B/M4841A TRx+ S02 S03	Kit	6				Ultrasound Foetal Transducer - comp w/ Bionet - Uterine Contractions		Ultrasound Foetal Transducer - comp w/ Bionet - UC	Bionet "
"	KLN-006-37		KLN-006-37	https://www.medten.com/product/4309	Replacement	Reusable	Philips	Telemetry Parts	Parts	Front Case assembly kit	Reusable Front Case assembly kit	for M2601B/M4841A TRx+ S02 S03	Front Case assembly kit for M2601B/M4841A TRx+ S02 S03	Kit	6				Ultrasound Foetal Transducer - comp w/ Bionet - Uterine Contractions		Ultrasound Foetal Transducer - comp w/ Bionet - UC	Bionet "
"	KLN-006-02		KLN-006-02	https://www.medten.com/product/4310	Replacement	Reusable	Philips	Telemetry Parts	Parts	Rear Case Cover	Reusable Rear Case Cover	for M2601B/M4841A TRx+ S02 S03	Rear Case Cover for M2601B/M4841A TRx+ S02 S03	Kit	6				Ultrasound Foetal Transducer - comp w/ Bionet - Uterine Contractions		Ultrasound Foetal Transducer - comp w/ Bionet - UC	Bionet "
"	KLN-007-11		KLN-007-11	https://www.medten.com/product/4311	Replacement	Reusable	Philips	Telemetry Parts	Parts	Front case assembly kit	Reusable Front case assembly kit	for M2601B/M4841A TRx+ S01	Front case assembly kit for M2601B/M4841A TRx+ S01	Kit	6				Ultrasound Foetal Transducer - comp w/ Bionet - Uterine Contractions		Ultrasound Foetal Transducer - comp w/ Bionet - UC	Bionet "
"	KLN-007-02		KLN-007-02	https://www.medten.com/product/4312	Replacement	Reusable	Philips	Telemetry Parts	Parts	Rear Case cover	Reusable Rear Case cover	for M2601B/M4841A TRx+ S01	Rear Case cover for M2601B/M4841A TRx+ S01	Kit	6				Ultrasound Foetal Transducer - comp w/ Bionet - Uterine Contractions		Ultrasound Foetal Transducer - comp w/ Bionet - UC	Bionet "
"	KLN-006-32		KLN-006-32	https://www.medten.com/product/4313	Replacement	Reusable	Philips	Telemetry Parts	Parts	Battery Tray Holder With Screw	Reusable Battery Tray Holder With Screw	for M2601B/M4841A TRx+ S02 S03	Battery Tray Holder With Screw for M2601B/M4841A TRx+ S02 S03	Kit	6				Ultrasound Foetal Transducer - comp w/ Bionet - Uterine Contractions		Ultrasound Foetal Transducer - comp w/ Bionet - UC	Bionet "
"	KLN-007-07		KLN-007-07	https://www.medten.com/product/4314	Replacement	Reusable	Philips	Telemetry Parts	Parts	Battery Contact Terminals	Reusable Battery Contact Terminals	'for M2601B/M4841A TRx+ S01	Ultrasound Foetal Transducer - comp w/ Bionet - Uterine Contractions		Ultrasound Foetal Transducer - comp w/ Bionet - UC	Bionet "
"	'Battery Contact Terminals for M2601B/M4841A TRx+ S01	without Spo2'	'Battery Contact Terminals for M2601B/M4841A TRx+ S01	Ultrasound Foetal Transducer - comp w/ Bionet - Uterine Contractions		Ultrasound Foetal Transducer - comp w/ Bionet - UC	Bionet "
"	Kit	without Spo2'	Kit	6				Ultrasound Foetal Transducer - comp w/ Bionet - Uterine Contractions		Ultrasound Foetal Transducer - comp w/ Bionet - UC	Bionet "
"	KLN-006-19A		KLN-006-19A	https://www.medten.com/product/4315	Replacement	Reusable	Philips	Telemetry Parts	Parts	Battery Door Cover 453564007301	Reusable Battery Door Cover 453564007301	for M2601B/M4841A TRx+ S02 S03	Battery Door Cover 453564007301 for M2601B/M4841A TRx+ S02 S03	1	6				Ultrasound Foetal Transducer - comp w/ Bionet - Uterine Contractions		Ultrasound Foetal Transducer - comp w/ Bionet - UC	Bionet "
"	KLN-006-06		KLN-006-06	https://www.medten.com/product/4316	Replacement	Reusable	Philips	Telemetry Parts	Parts	Spo2 Flex Board	Reusable Spo2 Flex Board	for M2601B/M4841A TRx+ S02 S03	Spo2 Flex Board for M2601B/M4841A TRx+ S02 S03	1	6				Ultrasound Foetal Transducer - comp w/ Bionet - Uterine Contractions		Ultrasound Foetal Transducer - comp w/ Bionet - UC	Bionet "
"	KLN-006-33		KLN-006-33	https://www.medten.com/product/4317	Replacement	Reusable	Philips	Telemetry Parts	Parts	Side Port Plug Cover with Pin 989803140451	Reusable Side Port Plug Cover with Pin 989803140451	for M2601B/M4841A TRx+ S02 S03	Side Port Plug Cover with Pin 989803140451 for M2601B/M4841A TRx+ S02 S03	Kit	6				Ultrasound Foetal Transducer - comp w/ Bionet - Uterine Contractions		Ultrasound Foetal Transducer - comp w/ Bionet - UC	Bionet "
"	KLN-006-11		KLN-006-11	https://www.medten.com/product/4318	Replacement	Reusable	Philips	Telemetry Parts	Parts	Spo2 Connector Dust Cover 453564007191	Reusable Spo2 Connector Dust Cover 453564007191	for M2601B/M4841A TRx+ S02 S03	Spo2 Connector Dust Cover 453564007191 for M2601B/M4841A TRx+ S02 S03	1	6				Ultrasound Foetal Transducer - comp w/ Bionet - Uterine Contractions		Ultrasound Foetal Transducer - comp w/ Bionet - UC	Bionet "
"	KLN-006-21		KLN-006-21	https://www.medten.com/product/4319	Replacement	Reusable	Philips	Telemetry Parts	Parts	Screw Set for Fastening PCB Board	Reusable Screw Set for Fastening PCB Board	for M2601B/M4841A TRx+ S02 S03	Screw Set for Fastening PCB Board for M2601B/M4841A TRx+ S02 S03	Set	6				Ultrasound Foetal Transducer - comp w/ Bionet - Uterine Contractions		Ultrasound Foetal Transducer - comp w/ Bionet - UC	Bionet "
"	KLN-001		KLN-001	https://www.medten.com/product/4320	Replacement	Reusable	Philips	Telemetry Parts	Parts	Protect Rubber Case	Reusable Protect Rubber Case	for M2601B/M4841A TRx+ S02 S03	Protect Rubber Case for M2601B/M4841A TRx+ S02 S03	1	6				Ultrasound Foetal Transducer - comp w/ Bionet - Uterine Contractions		Ultrasound Foetal Transducer - comp w/ Bionet - UC	Bionet "
"	KLN-006-29		KLN-006-29	https://www.medten.com/product/4321	Replacement	Reusable	Philips	Telemetry Parts	Parts	Battery Springs Contact Terminal Kit	Reusable Battery Springs Contact Terminal Kit	'for M2601B/M4841A TRx+ S02 S03	Ultrasound Foetal Transducer - comp w/ Bionet - Uterine Contractions		Ultrasound Foetal Transducer - comp w/ Bionet - UC	Bionet "
"	'Battery Springs Contact Terminal Kit for M2601B/M4841A TRx+ S02 S03	with Spo2'	'Battery Springs Contact Terminal Kit for M2601B/M4841A TRx+ S02 S03	Ultrasound Foetal Transducer - comp w/ Bionet - Uterine Contractions		Ultrasound Foetal Transducer - comp w/ Bionet - UC	Bionet "
"	Kit	with Spo2'	Kit	6				Ultrasound Foetal Transducer - comp w/ Bionet - Uterine Contractions		Ultrasound Foetal Transducer - comp w/ Bionet - UC	Bionet "
"	KLN-007-06A		KLN-007-06A	https://www.medten.com/product/4322	Replacement	Reusable	Philips	Telemetry Parts	Parts	Battery Door	Reusable Battery Door	for M2601B/M4841A TRx+ S01	Battery Door for M2601B/M4841A TRx+ S01	1	6				Ultrasound Foetal Transducer - comp w/ Bionet - Uterine Contractions		Ultrasound Foetal Transducer - comp w/ Bionet - UC	Bionet "
"	KLN-007-08		KLN-007-08	https://www.medten.com/product/4323	Replacement	Reusable	Philips	Telemetry Parts	Parts	Side Port Plug Cover with Pin	Reusable Side Port Plug Cover with Pin	for M2601B/M4841A TRx+ S01	Side Port Plug Cover with Pin for M2601B/M4841A TRx+ S01	Kit	6				Ultrasound Foetal Transducer - comp w/ Bionet - Uterine Contractions		Ultrasound Foetal Transducer - comp w/ Bionet - UC	Bionet "
"	KLN-006-07		KLN-006-07	https://www.medten.com/product/4324	Replacement	Reusable	Philips	Telemetry Parts	Parts	ECG Block Flex Board	Reusable ECG Block Flex Board	for M2601B/M4841A TRx+S01S02S03	ECG Block Flex Board for M2601B/M4841A TRx+S01S02S03	1	6				Ultrasound Foetal Transducer - comp w/ Bionet - Uterine Contractions		Ultrasound Foetal Transducer - comp w/ Bionet - UC	Bionet "
"	KLN-006-08		KLN-006-08	https://www.medten.com/product/4325	Replacement	Reusable	Philips	Telemetry Parts	Parts	LED Membrane Switch Flex Board	Reusable LED Membrane Switch Flex Board	for M2601B/M4841A TRx+S01S02S03	LED Membrane Switch Flex Board for M2601B/M4841A TRx+S01S02S03	1	6				Ultrasound Foetal Transducer - comp w/ Bionet - Uterine Contractions		Ultrasound Foetal Transducer - comp w/ Bionet - UC	Bionet "
"	KLN-006-09		KLN-006-09	https://www.medten.com/product/4326	Replacement	Reusable	Philips	Telemetry Parts	Parts	Comm. Port Pin Flex Board	Reusable Comm. Port Pin Flex Board	for M2601B/M4841A TRx+S01S02S03	Comm. Port Pin Flex Board for M2601B/M4841A TRx+S01S02S03	1	6				Ultrasound Foetal Transducer - comp w/ Bionet - Uterine Contractions		Ultrasound Foetal Transducer - comp w/ Bionet - UC	Bionet "
"	KLN-006-15A		KLN-006-15A	https://www.medten.com/product/4327	Replacement	Reusable	Philips	Telemetry Parts	Parts	Fasten Plastic Part (Big)	Reusable Fasten Plastic Part (Big)	for M2601B/M4841A TRx+S01S02S03	Fasten Plastic Part (Big) for M2601B/M4841A TRx+S01S02S03	1	6				Ultrasound Foetal Transducer - comp w/ Bionet - Uterine Contractions		Ultrasound Foetal Transducer - comp w/ Bionet - UC	Bionet "
"	KLN-006-15B		KLN-006-15B	https://www.medten.com/product/4328	Replacement	Reusable	Philips	Telemetry Parts	Parts	Fasten Plastic Part (Small)	Reusable Fasten Plastic Part (Small)	for M2601B/M4841A TRx+S01S02S03	Fasten Plastic Part (Small) for M2601B/M4841A TRx+S01S02S03	1	6				Ultrasound Foetal Transducer - comp w/ Bionet - Uterine Contractions		Ultrasound Foetal Transducer - comp w/ Bionet - UC	Bionet "
"	KLN-006-17		KLN-006-17	https://www.medten.com/product/4329	Replacement	Reusable	Philips	Telemetry Parts	Parts	Screw Cover on Case	Reusable Screw Cover on Case	for M2601B/M4841A TRx+S01S02S03	Screw Cover on Case for M2601B/M4841A TRx+S01S02S03	1	6				Ultrasound Foetal Transducer - comp w/ Bionet - Uterine Contractions		Ultrasound Foetal Transducer - comp w/ Bionet - UC	Bionet "
"	KLN-006-19H		KLN-006-19H	https://www.medten.com/product/4330	Replacement	Reusable	Philips	Telemetry Parts	Parts	Insulated Pad for Battery Spring	Reusable Insulated Pad for Battery Spring	for M2601B/M4841A TRx+S01S02S03	Insulated Pad for Battery Spring for M2601B/M4841A TRx+S01S02S03	1	6				Ultrasound Foetal Transducer - comp w/ Bionet - Uterine Contractions		Ultrasound Foetal Transducer - comp w/ Bionet - UC	Bionet "
"	KLN-006-25		KLN-006-25	https://www.medten.com/product/4331	Replacement	Reusable	Philips	Telemetry Parts	Parts	Interference foil Shield	Reusable Interference foil Shield	for M2601B/M4841A TRx+S01S02S03	Interference foil Shield for M2601B/M4841A TRx+S01S02S03	1	6				Ultrasound Foetal Transducer - comp w/ Bionet - Uterine Contractions		Ultrasound Foetal Transducer - comp w/ Bionet - UC	Bionet "
"	KLN-006-28A		KLN-006-28A	https://www.medten.com/product/4332	Replacement	Reusable	Philips	Telemetry Parts	Parts	ECG Alignment Plug Single	Reusable ECG Alignment Plug Single	for M2601B/M4841A TRx+S01S02S03	ECG Alignment Plug Single for M2601B/M4841A TRx+S01S02S03	1	6				Ultrasound Foetal Transducer - comp w/ Bionet - Uterine Contractions		Ultrasound Foetal Transducer - comp w/ Bionet - UC	Bionet "
"	KLN-006-28B		KLN-006-28B	https://www.medten.com/product/4333	Replacement	Reusable	Philips	Telemetry Parts	Parts	ECG Alignment Plug Double	Reusable ECG Alignment Plug Double	for M2601B/M4841A TRx+S01S02S03	ECG Alignment Plug Double for M2601B/M4841A TRx+S01S02S03	1	6				Ultrasound Foetal Transducer - comp w/ Bionet - Uterine Contractions		Ultrasound Foetal Transducer - comp w/ Bionet - UC	Bionet "
"	M20-F089		M20-F089	https://www.medten.com/product/4334	Replacement	Reusable	Philips	Telemetry Parts	Parts	Rear Overlay/AHA	Reusable Rear Overlay/AHA	for M2601B/M4841A/M4851A	Rear Overlay/AHA for M2601B/M4841A/M4851A	1	6				Ultrasound Foetal Transducer - comp w/ Bionet - Uterine Contractions		Ultrasound Foetal Transducer - comp w/ Bionet - UC	Bionet "
"	M20-F117		M20-F117	https://www.medten.com/product/4335	Replacement	Reusable	Philips	Telemetry Parts	Parts	Rear Overlay/AHA	Reusable Rear Overlay/AHA	for M2601B	Rear Overlay/AHA for M2601B	1	6				Ultrasound Foetal Transducer - comp w/ Bionet - Uterine Contractions		Ultrasound Foetal Transducer - comp w/ Bionet - UC	Bionet "
"	M20-F090		M20-F090	https://www.medten.com/product/4336	Replacement	Reusable	Philips	Telemetry Parts	Parts	Front Overlay Label/AHA	Reusable Front Overlay Label/AHA	for M2601B/M4841A/M4851A	Front Overlay Label/AHA for M2601B/M4841A/M4851A	1	6				Ultrasound Foetal Transducer - comp w/ Bionet - Uterine Contractions		Ultrasound Foetal Transducer - comp w/ Bionet - UC	Bionet "
"	M20-F118		M20-F118	https://www.medten.com/product/4337	Replacement	Reusable	Philips	Telemetry Parts	Parts	Front Overlay Label EASI ECG/AHA	Reusable Front Overlay Label EASI ECG/AHA	for M2601B	Front Overlay Label EASI ECG/AHA for M2601B	1	6				Ultrasound Foetal Transducer - comp w/ Bionet - Uterine Contractions		Ultrasound Foetal Transducer - comp w/ Bionet - UC	Bionet "
"	M20-F091		M20-F091	https://www.medten.com/product/4338	Replacement	Reusable	Philips	Telemetry Parts	Parts	Lead Label	Reusable Lead Label	for M4841A	Lead Label for M4841A	1	6				Ultrasound Foetal Transducer - comp w/ Bionet - Uterine Contractions		Ultrasound Foetal Transducer - comp w/ Bionet - UC	Bionet "
"	M20-F092		M20-F092	https://www.medten.com/product/4339	Replacement	Reusable	Philips	Telemetry Parts	Parts	Lead Label	Reusable Lead Label	for M4841A+S02S03	Lead Label for M4841A+S02S03	1	6				Ultrasound Foetal Transducer - comp w/ Bionet - Uterine Contractions		Ultrasound Foetal Transducer - comp w/ Bionet - UC	Bionet "
"	M20-F119		M20-F119	https://www.medten.com/product/4340	Replacement	Reusable	Philips	Telemetry Parts	Parts	Lead Label	Reusable Lead Label	for M2601B	Lead Label for M2601B	1	6				Ultrasound Foetal Transducer - comp w/ Bionet - Uterine Contractions		Ultrasound Foetal Transducer - comp w/ Bionet - UC	Bionet "
"	M20-F139		M20-F139	https://www.medten.com/product/4341	Replacement	Reusable	Philips	Telemetry Parts	Parts	Rear Overlay Label/IEC	Reusable Rear Overlay Label/IEC	for M2601B/M4841A/M4851A	Rear Overlay Label/IEC for M2601B/M4841A/M4851A	1	6				Ultrasound Foetal Transducer - comp w/ Bionet - Uterine Contractions		Ultrasound Foetal Transducer - comp w/ Bionet - UC	Bionet "
"	M20-F142		M20-F142	https://www.medten.com/product/4342	Replacement	Reusable	Philips	Telemetry Parts	Parts	Front Overlay Label/IEC	Reusable Front Overlay Label/IEC	for M4841A/M4851A	Front Overlay Label/IEC for M4841A/M4851A	1	6				Ultrasound Foetal Transducer - comp w/ Bionet - Uterine Contractions		Ultrasound Foetal Transducer - comp w/ Bionet - UC	Bionet "
"	M20-F140		M20-F140	https://www.medten.com/product/4343	Replacement	Reusable	Philips	Telemetry Parts	Parts	Lead Label	Reusable Lead Label	for M4851A	Lead Label for M4851A	1	6				Ultrasound Foetal Transducer - comp w/ Bionet - Uterine Contractions		Ultrasound Foetal Transducer - comp w/ Bionet - UC	Bionet "
"	M20-F141		M20-F141	https://www.medten.com/product/4344	Replacement	Reusable	Philips	Telemetry Parts	Parts	Lead Label	Reusable Lead Label	for M4851A+	Lead Label for M4851A+	1	6				Ultrasound Foetal Transducer - comp w/ Bionet - Uterine Contractions		Ultrasound Foetal Transducer - comp w/ Bionet - UC	Bionet "
"	M01-L008		M01-L008	https://www.medten.com/product/4345	Replacement	Reusable	Philips	Telemetry Parts	Parts	Black Screw	Reusable Black Screw	for M2601B/M4841A/M4851A	Black Screw for M2601B/M4841A/M4851A	1	6				Ultrasound Foetal Transducer - comp w/ Bionet - Uterine Contractions		Ultrasound Foetal Transducer - comp w/ Bionet - UC	Bionet "
"	M01-L009		M01-L009	https://www.medten.com/product/4346	Replacement	Reusable	Philips	Telemetry Parts	Parts	Screw and Washer For Fastening PCB	Reusable Screw and Washer For Fastening PCB	for M2601B/M4841A/M4851A	Screw and Washer For Fastening PCB for M2601B/M4841A/M4851A	Set	6				Ultrasound Foetal Transducer - comp w/ Bionet - Uterine Contractions		Ultrasound Foetal Transducer - comp w/ Bionet - UC	Bionet "
"6018401	DCC-PH01-09		DCC-PH01-09	https://www.medten.com/product/4347	Replacement	Reusable	Philips	Telemetry Parts	Parts	PWD Tether Cable"," 0.9m	Reusable PWD Tether Cable"," 0.9m	for M2601B/M4841A/M4851A	PWD Tether Cable"," 0.9m for M2601B/M4841A/M4851A	1	6				Ultrasound Foetal Transducer - comp w/ Bionet - Uterine Contractions		Ultrasound Foetal Transducer - comp w/ Bionet - UC	Bionet "
"	KLN-043		KLN-043	https://www.medten.com/product/4348	Replacement	Reusable	GE Healthcare	Telemetry Parts	Parts	Case Shell and Battery Contact Terminal 2010308-001	Reusable Case Shell and Battery Contact Terminal 2010308-001	for ApexPro"," ApexPro CH"," Carescape T14	Case Shell and Battery Contact Terminal 2010308-001 for ApexPro"," ApexPro CH"," Carescape T14	Kit	6				Ultrasound Foetal Transducer - comp w/ Bionet - Uterine Contractions		Ultrasound Foetal Transducer - comp w/ Bionet - UC	Bionet "
"	KLN-012G		KLN-012G	https://www.medten.com/product/4350	Replacement	Reusable	GE Healthcare	Telemetry Parts	Parts	ECG Lead Wire Block & Flex Cable Assembly (White)	Reusable ECG Lead Wire Block & Flex Cable Assembly (White)	for ApexPro	ECG Lead Wire Block & Flex Cable Assembly (White) for ApexPro	Kit	6				Ultrasound Foetal Transducer - comp w/ Bionet - Uterine Contractions		Ultrasound Foetal Transducer - comp w/ Bionet - UC	Bionet "
"	KLN-012B		KLN-012B	https://www.medten.com/product/4351	Replacement	Reusable	GE Healthcare	Telemetry Parts	Parts	ECG Lead Wire Block & Flex Cable Assembly (Blue)	Reusable ECG Lead Wire Block & Flex Cable Assembly (Blue)	for ApexPro CH	ECG Lead Wire Block & Flex Cable Assembly (Blue) for ApexPro CH	Kit	6				Ultrasound Foetal Transducer - comp w/ Bionet - Uterine Contractions		Ultrasound Foetal Transducer - comp w/ Bionet - UC	Bionet "
"	KLN-052-01		KLN-052-01	https://www.medten.com/product/4353	Replacement	Reusable	GE Healthcare	Telemetry Parts	Parts	LED Flex Circuit Board	Reusable LED Flex Circuit Board	for ApexPro	LED Flex Circuit Board for ApexPro	1	6				Ultrasound Foetal Transducer - comp w/ Bionet - Uterine Contractions		Ultrasound Foetal Transducer - comp w/ Bionet - UC	Bionet "
"	KLN-012G-07		KLN-012G-07	https://www.medten.com/product/4354	Replacement	Reusable	GE Healthcare	Telemetry Parts	Parts	Accessories for ECG Lead Block assembly	Reusable Accessories for ECG Lead Block assembly	for ApexPro	Accessories for ECG Lead Block assembly for ApexPro	Kit	6				Ultrasound Foetal Transducer - comp w/ Bionet - Uterine Contractions		Ultrasound Foetal Transducer - comp w/ Bionet - UC	Bionet "
"	KLN-012B-07		KLN-012B-07	https://www.medten.com/product/4355	Replacement	Reusable	GE Healthcare	Telemetry Parts	Parts	Accessories for ECG Lead Block assembly	Reusable Accessories for ECG Lead Block assembly	for ApexPro CH	Accessories for ECG Lead Block assembly for ApexPro CH	Kit	6				Ultrasound Foetal Transducer - comp w/ Bionet - Uterine Contractions		Ultrasound Foetal Transducer - comp w/ Bionet - UC	Bionet "
"	KLN-030-01		KLN-030-01	https://www.medten.com/product/4357	Replacement	Reusable	GE Healthcare	Telemetry Parts	Parts	LED Flex Circuit Board	Reusable LED Flex Circuit Board	for ApexPro CH	LED Flex Circuit Board for ApexPro CH	1	6				Ultrasound Foetal Transducer - comp w/ Bionet - Uterine Contractions		Ultrasound Foetal Transducer - comp w/ Bionet - UC	Bionet "
"	M20-F126		M20-F126	https://www.medten.com/product/4358	Replacement	Reusable	GE Healthcare	Telemetry Parts	Parts	Front Panel Label/AHA	Reusable Front Panel Label/AHA	for ApexPro	Front Panel Label/AHA for ApexPro	1	6				Ultrasound Foetal Transducer - comp w/ Bionet - Uterine Contractions		Ultrasound Foetal Transducer - comp w/ Bionet - UC	Bionet "
"	M20-F081		M20-F081	https://www.medten.com/product/4359	Replacement	Reusable	GE Healthcare	Telemetry Parts	Parts	Front Panel Label/AHA & IEC	Reusable Front Panel Label/AHA & IEC	for ApexPro CH	Front Panel Label/AHA & IEC for ApexPro CH	1	6				Ultrasound Foetal Transducer - comp w/ Bionet - Uterine Contractions		Ultrasound Foetal Transducer - comp w/ Bionet - UC	Bionet "
"	M20-F131		M20-F131	https://www.medten.com/product/4360	Replacement	Reusable	GE Healthcare	Telemetry Parts	Parts	Front Panel Label/AHA & IEC	Reusable Front Panel Label/AHA & IEC	for Carescape T14	Front Panel Label/AHA & IEC for Carescape T14	1	6				Ultrasound Foetal Transducer - comp w/ Bionet - Uterine Contractions		Ultrasound Foetal Transducer - comp w/ Bionet - UC	Bionet "
"	M20-F127		M20-F127	https://www.medten.com/product/4361	Replacement	Reusable	GE Healthcare	Telemetry Parts	Parts	Rear Back Overlay Label/AHA 2017513-002	Reusable Rear Back Overlay Label/AHA 2017513-002	for ApexPro	Rear Back Overlay Label/AHA 2017513-002 for ApexPro	1	6				Ultrasound Foetal Transducer - comp w/ Bionet - Uterine Contractions		Ultrasound Foetal Transducer - comp w/ Bionet - UC	Bionet "
"	M20-F125		M20-F125	https://www.medten.com/product/4362	Replacement	Reusable	GE Healthcare	Telemetry Parts	Parts	Please type your own Product Title	Reusable Please type your own Product Title	for ApexPro CH	Please type your own Product Title for ApexPro CH	1	6				Ultrasound Foetal Transducer - comp w/ Bionet - Uterine Contractions		Ultrasound Foetal Transducer - comp w/ Bionet - UC	Bionet "
"	M20-F132		M20-F132	https://www.medten.com/product/4363	Replacement	Reusable	GE Healthcare	Telemetry Parts	Parts	Rear Back Overlay Label/AHA	Reusable Rear Back Overlay Label/AHA	for Carescape T14	Rear Back Overlay Label/AHA for Carescape T14	1	6				Ultrasound Foetal Transducer - comp w/ Bionet - Uterine Contractions		Ultrasound Foetal Transducer - comp w/ Bionet - UC	Bionet "
"	M20-F128		M20-F128	https://www.medten.com/product/4364	Replacement	Reusable	GE Healthcare	Telemetry Parts	Parts	Rear Back Overlay Label/IEC	Reusable Rear Back Overlay Label/IEC	for ApexPro	Rear Back Overlay Label/IEC for ApexPro	1	6				Ultrasound Foetal Transducer - comp w/ Bionet - Uterine Contractions		Ultrasound Foetal Transducer - comp w/ Bionet - UC	Bionet "
"	KLN-044-01		KLN-044-01	https://www.medten.com/product/4365	Replacement	Reusable	GE Healthcare	Telemetry Parts	Parts	Tele case Shell	Reusable Tele case Shell	for ApexPro FH	Tele case Shell for ApexPro FH	1	6				Ultrasound Foetal Transducer - comp w/ Bionet - Uterine Contractions		Ultrasound Foetal Transducer - comp w/ Bionet - UC	Bionet "
"	KLN-010-08		KLN-010-08	https://www.medten.com/product/4366	Replacement	Reusable	GE Healthcare	Telemetry Parts	Parts	ECG Block Interface Assembly	Reusable ECG Block Interface Assembly	for ApexPro FH	ECG Block Interface Assembly for ApexPro FH	Kit	6				Ultrasound Foetal Transducer - comp w/ Bionet - Uterine Contractions		Ultrasound Foetal Transducer - comp w/ Bionet - UC	Bionet "
"	KLN-044-02		KLN-044-02	https://www.medten.com/product/4367	Replacement	Reusable	GE Healthcare	Telemetry Parts	Parts	Please type your own Product Title	Reusable Please type your own Product Title	Please type your own Product description.	Please type your own Product Title Please type your own Product description.	1	6				Ultrasound Foetal Transducer - comp w/ Bionet - Uterine Contractions		Ultrasound Foetal Transducer - comp w/ Bionet - UC	Bionet "
"	KLN-010-05		KLN-010-05	https://www.medten.com/product/4368	Replacement	Reusable	GE Healthcare	Telemetry Parts	Parts	Spo2 Connector Dust Cap	Reusable Spo2 Connector Dust Cap	for ApexPro FH	Spo2 Connector Dust Cap for ApexPro FH	1	6				Ultrasound Foetal Transducer - comp w/ Bionet - Uterine Contractions		Ultrasound Foetal Transducer - comp w/ Bionet - UC	Bionet "
"	M20-F129		M20-F129	https://www.medten.com/product/4369	Replacement	Reusable	GE Healthcare	Telemetry Parts	Parts	Front Panel Label/AHA	Reusable Front Panel Label/AHA	for ApexPro FH	Front Panel Label/AHA for ApexPro FH	1	6				Ultrasound Foetal Transducer - comp w/ Bionet - Uterine Contractions		Ultrasound Foetal Transducer - comp w/ Bionet - UC	Bionet "
"	M20-F130		M20-F130	https://www.medten.com/product/4370	Replacement	Reusable	GE Healthcare	Telemetry Parts	Parts	Rear Panel Label 2017562-002	Reusable Rear Panel Label 2017562-002	for ApexPro FH	Rear Panel Label 2017562-002 for ApexPro FH	1	6				Ultrasound Foetal Transducer - comp w/ Bionet - Uterine Contractions		Ultrasound Foetal Transducer - comp w/ Bionet - UC	Bionet "
"	KLN-028-01		KLN-028-01	https://www.medten.com/product/4371	Replacement	Reusable	Mindray	Telemetry Parts	Parts	ECG Block	Reusable ECG Block	for Panorama TELEPACK 608	ECG Block for Panorama TELEPACK 608	1	6				Ultrasound Foetal Transducer - comp w/ Bionet - Uterine Contractions		Ultrasound Foetal Transducer - comp w/ Bionet - UC	Bionet "
"	KLN-036-01A		KLN-036-01A	https://www.medten.com/product/4372	Replacement	Reusable	Philips	Monitor/Module Parts	Parts	Branding Plastic Cover	Reusable Branding Plastic Cover	for MP20	Branding Plastic Cover for MP20	1	6				Ultrasound Foetal Transducer - comp w/ Bionet - Uterine Contractions		Ultrasound Foetal Transducer - comp w/ Bionet - UC	Bionet "
"	KLN-036-01D		KLN-036-01D	https://www.medten.com/product/4373	Replacement	Reusable	Philips	Monitor/Module Parts	Parts	Branding Plastic Cover	Reusable Branding Plastic Cover	for MP30	Branding Plastic Cover for MP30	1	6				Ultrasound Foetal Transducer - comp w/ Bionet - Uterine Contractions		Ultrasound Foetal Transducer - comp w/ Bionet - UC	Bionet "
"	KLN-037-01A		KLN-037-01A	https://www.medten.com/product/4374	Replacement	Reusable	Philips	Monitor/Module Parts	Parts	Branding Plastic Cover	Reusable Branding Plastic Cover	for MP40	Branding Plastic Cover for MP40	1	6				Ultrasound Foetal Transducer - comp w/ Bionet - Uterine Contractions		Ultrasound Foetal Transducer - comp w/ Bionet - UC	Bionet "
"	KLN-037-01D		KLN-037-01D	https://www.medten.com/product/4375	Replacement	Reusable	Philips	Telemetry Parts	Parts	Philips MP50 Branding Plastic Cover	Reusable Philips MP50 Branding Plastic Cover	for MP50	Philips MP50 Branding Plastic Cover for MP50	1	6				Ultrasound Foetal Transducer - comp w/ Bionet - Uterine Contractions		Ultrasound Foetal Transducer - comp w/ Bionet - UC	Bionet "
"	KLN-037-01E		KLN-037-01E	https://www.medten.com/product/4376	Replacement	Reusable	Philips	Telemetry Parts	Parts	Philips MP50 Neonatal Branding Plastic Cover	Reusable Philips MP50 Neonatal Branding Plastic Cover	for MP50 Neonatal	Philips MP50 Neonatal Branding Plastic Cover for MP50 Neonatal	1	6				Ultrasound Foetal Transducer - comp w/ Bionet - Uterine Contractions		Ultrasound Foetal Transducer - comp w/ Bionet - UC	Bionet "
"	KLN-038-01A		KLN-038-01A	https://www.medten.com/product/4377	Replacement	Reusable	Philips	Monitor/Module Parts	Parts	Branding Plastic Cover	Reusable Branding Plastic Cover	for MP60	Branding Plastic Cover for MP60	1	6				Ultrasound Foetal Transducer - comp w/ Bionet - Uterine Contractions		Ultrasound Foetal Transducer - comp w/ Bionet - UC	Bionet "
"	KLN-038-01D		KLN-038-01D	https://www.medten.com/product/4378	Replacement	Reusable	Philips	Monitor/Module Parts	Parts	Branding Plastic Cover	Reusable Branding Plastic Cover	for MP70	Branding Plastic Cover for MP70	1	6				Ultrasound Foetal Transducer - comp w/ Bionet - Uterine Contractions		Ultrasound Foetal Transducer - comp w/ Bionet - UC	Bionet "
"	KLN-036-01B		KLN-036-01B	https://www.medten.com/product/4379	Replacement	Reusable	Philips	Monitor/Module Parts	Parts	Branding Plastic Cover	Reusable Branding Plastic Cover	for MP20 Neonatal	Branding Plastic Cover for MP20 Neonatal	1	6				Ultrasound Foetal Transducer - comp w/ Bionet - Uterine Contractions		Ultrasound Foetal Transducer - comp w/ Bionet - UC	Bionet "
"	KLN-036-01C		KLN-036-01C	https://www.medten.com/product/4380	Replacement	Reusable	Philips	Monitor/Module Parts	Parts	Branding Plastic Cover	Reusable Branding Plastic Cover	for MP20 Anesthesia	Branding Plastic Cover for MP20 Anesthesia	1	6				Ultrasound Foetal Transducer - comp w/ Bionet - Uterine Contractions		Ultrasound Foetal Transducer - comp w/ Bionet - UC	Bionet "
"	KLN-036-01E		KLN-036-01E	https://www.medten.com/product/4381	Replacement	Reusable	Philips	Monitor/Module Parts	Parts	Branding Plastic Cover	Reusable Branding Plastic Cover	for MP30 Neonatal	Branding Plastic Cover for MP30 Neonatal	1	6				Ultrasound Foetal Transducer - comp w/ Bionet - Uterine Contractions		Ultrasound Foetal Transducer - comp w/ Bionet - UC	Bionet "
"	KLN-036-01F		KLN-036-01F	https://www.medten.com/product/4382	Replacement	Reusable	Philips	Monitor/Module Parts	Parts	Branding Plastic Cover	Reusable Branding Plastic Cover	for MP30 Anesthesia	Branding Plastic Cover for MP30 Anesthesia	1	6				Ultrasound Foetal Transducer - comp w/ Bionet - Uterine Contractions		Ultrasound Foetal Transducer - comp w/ Bionet - UC	Bionet "
"	KLN-037-01B		KLN-037-01B	https://www.medten.com/product/4383	Replacement	Reusable	Philips	Monitor/Module Parts	Parts	Branding Plastic Cover	Reusable Branding Plastic Cover	for MP40 Neonatal	Branding Plastic Cover for MP40 Neonatal	1	6				Ultrasound Foetal Transducer - comp w/ Bionet - Uterine Contractions		Ultrasound Foetal Transducer - comp w/ Bionet - UC	Bionet "
"	KLN-037-01C		KLN-037-01C	https://www.medten.com/product/4384	Replacement	Reusable	Philips	Monitor/Module Parts	Parts	Branding Plastic Cover	Reusable Branding Plastic Cover	for MP40 Anesthesia	Branding Plastic Cover for MP40 Anesthesia	1	6				Ultrasound Foetal Transducer - comp w/ Bionet - Uterine Contractions		Ultrasound Foetal Transducer - comp w/ Bionet - UC	Bionet "
"	KLN-037-01F		KLN-037-01F	https://www.medten.com/product/4385	Replacement	Reusable	Philips	Telemetry Parts	Parts	Philips MP50 Anesthesia Branding Plastic Cover	Reusable Philips MP50 Anesthesia Branding Plastic Cover	for MP50 Anesthesia	Philips MP50 Anesthesia Branding Plastic Cover for MP50 Anesthesia	1	6				Ultrasound Foetal Transducer - comp w/ Bionet - Uterine Contractions		Ultrasound Foetal Transducer - comp w/ Bionet - UC	Bionet "
"	KLN-038-01B		KLN-038-01B	https://www.medten.com/product/4386	Replacement	Reusable	Philips	Monitor/Module Parts	Parts	Branding Plastic Cover	Reusable Branding Plastic Cover	for MP60 Neonatal	Branding Plastic Cover for MP60 Neonatal	1	6				Ultrasound Foetal Transducer - comp w/ Bionet - Uterine Contractions		Ultrasound Foetal Transducer - comp w/ Bionet - UC	Bionet "
"	KLN-027-01		KLN-027-01	https://www.medten.com/product/4387	Replacement	Reusable	Philips	Monitor/Module Parts	Parts	Rubber Knob	Reusable Rubber Knob	for MP20/MP30/MP80/MP90	Rubber Knob for MP20/MP30/MP80/MP90	1	6				Ultrasound Foetal Transducer - comp w/ Bionet - Uterine Contractions		Ultrasound Foetal Transducer - comp w/ Bionet - UC	Bionet "
"	KLN-029-01		KLN-029-01	https://www.medten.com/product/4388	Replacement	Reusable	Philips	Monitor/Module Parts	Parts	Recorder Plastic Door"," No Top Piece	Reusable Recorder Plastic Door"," No Top Piece	for M1116B	Recorder Plastic Door"," No Top Piece for M1116B	1	6				Ultrasound Foetal Transducer - comp w/ Bionet - Uterine Contractions		Ultrasound Foetal Transducer - comp w/ Bionet - UC	Bionet "
"	KLN-029-02		KLN-029-02	https://www.medten.com/product/4389	Replacement	Reusable	Philips	Monitor/Module Parts	Parts	Top Part of Printer Panel	Reusable Top Part of Printer Panel	for M1116B	Top Part of Printer Panel for M1116B	1	6				Ultrasound Foetal Transducer - comp w/ Bionet - Uterine Contractions		Ultrasound Foetal Transducer - comp w/ Bionet - UC	Bionet "
"	KLN-009-01		KLN-009-01	https://www.medten.com/product/4390	Replacement	Reusable	Philips	Monitor/Module Parts	Parts	Side Connector Trim Bezel/Text	Reusable Side Connector Trim Bezel/Text	for X2/MP2/M3002A A01C06	Side Connector Trim Bezel/Text for X2/MP2/M3002A A01C06	1	6				Ultrasound Foetal Transducer - comp w/ Bionet - Uterine Contractions		Ultrasound Foetal Transducer - comp w/ Bionet - UC	Bionet "
"	KLN-009-02		KLN-009-02	https://www.medten.com/product/4391	Replacement	Reusable	Philips	Monitor/Module Parts	Parts	Side Connector Trim Bezel/Text	Reusable Side Connector Trim Bezel/Text	for X2/MP2/M3002A A01	Side Connector Trim Bezel/Text for X2/MP2/M3002A A01	1	6				Ultrasound Foetal Transducer - comp w/ Bionet - Uterine Contractions		Ultrasound Foetal Transducer - comp w/ Bionet - UC	Bionet "
"	KLN-009-03		KLN-009-03	https://www.medten.com/product/4392	Replacement	Reusable	Philips	Monitor/Module Parts	Parts	Side Connector Trim Bezel/Text	Reusable Side Connector Trim Bezel/Text	for X2/MP2/M3002A A02C06	Side Connector Trim Bezel/Text for X2/MP2/M3002A A02C06	1	6				Ultrasound Foetal Transducer - comp w/ Bionet - Uterine Contractions		Ultrasound Foetal Transducer - comp w/ Bionet - UC	Bionet "
"	KLN-009-04		KLN-009-04	https://www.medten.com/product/4393	Replacement	Reusable	Philips	Monitor/Module Parts	Parts	Side Connector Trim Bezel/Text	Reusable Side Connector Trim Bezel/Text	for X2/MP2/M3002A A02	Side Connector Trim Bezel/Text for X2/MP2/M3002A A02	1	6				Ultrasound Foetal Transducer - comp w/ Bionet - Uterine Contractions		Ultrasound Foetal Transducer - comp w/ Bionet - UC	Bionet "
"	KLN-009-05		KLN-009-05	https://www.medten.com/product/4394	Replacement	Reusable	Philips	Monitor/Module Parts	Parts	Side Connector Trim Bezel/Symbol	Reusable Side Connector Trim Bezel/Symbol	for X2/MP2/M3002A A01C06	Side Connector Trim Bezel/Symbol for X2/MP2/M3002A A01C06	1	6				Ultrasound Foetal Transducer - comp w/ Bionet - Uterine Contractions		Ultrasound Foetal Transducer - comp w/ Bionet - UC	Bionet "
"	KLN-009-06		KLN-009-06	https://www.medten.com/product/4395	Replacement	Reusable	Philips	Monitor/Module Parts	Parts	Side Connector Trim Bezel/Symbol	Reusable Side Connector Trim Bezel/Symbol	for X2/MP2/M3002A A01	Side Connector Trim Bezel/Symbol for X2/MP2/M3002A A01	1	6				Ultrasound Foetal Transducer - comp w/ Bionet - Uterine Contractions		Ultrasound Foetal Transducer - comp w/ Bionet - UC	Bionet "
"	KLN-009-07		KLN-009-07	https://www.medten.com/product/4396	Replacement	Reusable	Philips	Monitor/Module Parts	Parts	Side Connector Trim Bezel/Symbol	Reusable Side Connector Trim Bezel/Symbol	for X2/MP2/M3002A A02C06	Side Connector Trim Bezel/Symbol for X2/MP2/M3002A A02C06	1	6				Ultrasound Foetal Transducer - comp w/ Bionet - Uterine Contractions		Ultrasound Foetal Transducer - comp w/ Bionet - UC	Bionet "
"	KLN-009-08		KLN-009-08	https://www.medten.com/product/4397	Replacement	Reusable	Philips	Monitor/Module Parts	Parts	Side Connector Trim Bezel/Symbol	Reusable Side Connector Trim Bezel/Symbol	for X2/MP2/M3002A A02	Side Connector Trim Bezel/Symbol for X2/MP2/M3002A A02	1	6				Ultrasound Foetal Transducer - comp w/ Bionet - Uterine Contractions		Ultrasound Foetal Transducer - comp w/ Bionet - UC	Bionet "
"	KLN-047		KLN-047	https://www.medten.com/product/4398	Replacement	Reusable	Philips	Monitor/Module Parts	Parts	Unit Front Case/Text for MP2	Reusable Unit Front Case/Text for MP2	for MP2	Unit Front Case/Text for MP2 for MP2	1	6				Ultrasound Foetal Transducer - comp w/ Bionet - Uterine Contractions		Ultrasound Foetal Transducer - comp w/ Bionet - UC	Bionet "
"	KLN-040-03		KLN-040-03	https://www.medten.com/product/4399	Replacement	Reusable	Philips	Monitor/Module Parts	Parts	Unit Front case/Text for X2	Reusable Unit Front case/Text for X2	for X2	Unit Front case/Text for X2 for X2	1	6				Ultrasound Foetal Transducer - comp w/ Bionet - Uterine Contractions		Ultrasound Foetal Transducer - comp w/ Bionet - UC	Bionet "
"	KLN-047-01		KLN-047-01	https://www.medten.com/product/4400	Replacement	Reusable	Philips	Monitor/Module Parts	Parts	Unit Front Case/Symbol for MP2	Reusable Unit Front Case/Symbol for MP2	for MP2	Unit Front Case/Symbol for MP2 for MP2	1	6				Ultrasound Foetal Transducer - comp w/ Bionet - Uterine Contractions		Ultrasound Foetal Transducer - comp w/ Bionet - UC	Bionet "
"	KLN-040-06		KLN-040-06	https://www.medten.com/product/4401	Replacement	Reusable	Philips	Monitor/Module Parts	Parts	Unit Front Case/Symbol for X2	Reusable Unit Front Case/Symbol for X2	for X2	Unit Front Case/Symbol for X2 for X2	1	6				Ultrasound Foetal Transducer - comp w/ Bionet - Uterine Contractions		Ultrasound Foetal Transducer - comp w/ Bionet - UC	Bionet "
"	KLN-019		KLN-019	https://www.medten.com/product/4402	Replacement	Reusable	Philips	Monitor/Module Parts	Parts	X2/MP2 Unit Handle kit	Reusable X2/MP2 Unit Handle kit	for X2 and MP2	X2/MP2 Unit Handle kit for X2 and MP2	Kit	6				Ultrasound Foetal Transducer - comp w/ Bionet - Uterine Contractions		Ultrasound Foetal Transducer - comp w/ Bionet - UC	Bionet "
"	KLN-035-01A		KLN-035-01A	https://www.medten.com/product/4403	Replacement	Reusable	Philips	Monitor/Module Parts	Parts	Handle Branding model Cover for X2	Reusable Handle Branding model Cover for X2	for X2	Handle Branding model Cover for X2 for X2	1	6				Ultrasound Foetal Transducer - comp w/ Bionet - Uterine Contractions		Ultrasound Foetal Transducer - comp w/ Bionet - UC	Bionet "
"	KLN-035-02A		KLN-035-02A	https://www.medten.com/product/4404	Replacement	Reusable	Philips	Monitor/Module Parts	Parts	Handle Branding Model Cover for MP2	Reusable Handle Branding Model Cover for MP2	for MP2	Handle Branding Model Cover for MP2 for MP2	1	6				Ultrasound Foetal Transducer - comp w/ Bionet - Uterine Contractions		Ultrasound Foetal Transducer - comp w/ Bionet - UC	Bionet "
"	M20-F082		M20-F082	https://www.medten.com/product/4405	Replacement	Reusable	Philips	Telemetry Parts	Parts	LCD Screen Overlay for X2/MP2	Reusable LCD Screen Overlay for X2/MP2	for X2 and MP2	LCD Screen Overlay for X2/MP2 for X2 and MP2	1	6				Ultrasound Foetal Transducer - comp w/ Bionet - Uterine Contractions		Ultrasound Foetal Transducer - comp w/ Bionet - UC	Bionet "
"	KLN-040-05		KLN-040-05	https://www.medten.com/product/4407	Replacement	Reusable	Philips	Monitor/Module Parts	Parts	Rubber Button Piece for X2/MP2	Reusable Rubber Button Piece for X2/MP2	for X2 and MP2	Rubber Button Piece for X2/MP2 for X2 and MP2	1	6				Ultrasound Foetal Transducer - comp w/ Bionet - Uterine Contractions		Ultrasound Foetal Transducer - comp w/ Bionet - UC	Bionet "
"	KLN-040-01		KLN-040-01	https://www.medten.com/product/4408	Replacement	Reusable	Philips	Monitor/Module Parts	Parts	Rear Case with Gray Clip for X2/MP2	Reusable Rear Case with Gray Clip for X2/MP2	for X2 and MP2	Rear Case with Gray Clip for X2/MP2 for X2 and MP2	Kit	6				Ultrasound Foetal Transducer - comp w/ Bionet - Uterine Contractions		Ultrasound Foetal Transducer - comp w/ Bionet - UC	Bionet "
"	KLN-040-02		KLN-040-02	https://www.medten.com/product/4409	Replacement	Reusable	Philips	Monitor/Module Parts	Parts	Rear Case for X2/MP2	Reusable Rear Case for X2/MP2	for X2 and MP2	Rear Case for X2/MP2 for X2 and MP2	1	6				Ultrasound Foetal Transducer - comp w/ Bionet - Uterine Contractions		Ultrasound Foetal Transducer - comp w/ Bionet - UC	Bionet "
"	KLN-040-01B		KLN-040-01B	https://www.medten.com/product/4410	Replacement	Reusable	Philips	Monitor/Module Parts	Parts	Rear Clip(Gray)	Reusable Rear Clip(Gray)	for IntelliVue MMS Modules	Rear Clip(Gray) for IntelliVue MMS Modules	1	6				Ultrasound Foetal Transducer - comp w/ Bionet - Uterine Contractions		Ultrasound Foetal Transducer - comp w/ Bionet - UC	Bionet "
"	KLN-041-01B		KLN-041-01B	https://www.medten.com/product/4411	Replacement	Reusable	Philips	Monitor/Module Parts	Parts	Light Gray Clip	Reusable Light Gray Clip	for M3000A/M3001A/M012A/M3014A/M3015A/M3016A	Light Gray Clip for M3000A/M3001A/M012A/M3014A/M3015A/M3016A	1	6				Ultrasound Foetal Transducer - comp w/ Bionet - Uterine Contractions		Ultrasound Foetal Transducer - comp w/ Bionet - UC	Bionet "
"	KLN-041-01C		KLN-041-01C	https://www.medten.com/product/4412	Replacement	Reusable	Philips	Monitor/Module Parts	Parts	Blue Clip	Reusable Blue Clip	for M3000A/M3001A/M012A/M3014A/M3015A/M3016A014A/M3015A/M3016A	Blue Clip for M3000A/M3001A/M012A/M3014A/M3015A/M3016A014A/M3015A/M3016A	1	6				Ultrasound Foetal Transducer - comp w/ Bionet - Uterine Contractions		Ultrasound Foetal Transducer - comp w/ Bionet - UC	Bionet "
"	KLN-042G		KLN-042G	https://www.medten.com/product/4413	Replacement	Reusable	Philips	Monitor/Module Parts	Parts	Main Plastic Frame (Gray)	Reusable Main Plastic Frame (Gray)	for M3001A	Main Plastic Frame (Gray) for M3001A	1	6				Ultrasound Foetal Transducer - comp w/ Bionet - Uterine Contractions		Ultrasound Foetal Transducer - comp w/ Bionet - UC	Bionet "
"	KLN-042B		KLN-042B	https://www.medten.com/product/4414	Replacement	Reusable	Philips	Monitor/Module Parts	Parts	Main Plastic Frame (Blue) M3001-40102-OB	Reusable Main Plastic Frame (Blue) M3001-40102-OB	for M3001A	Main Plastic Frame (Blue) M3001-40102-OB for M3001A	1	6				Ultrasound Foetal Transducer - comp w/ Bionet - Uterine Contractions		Ultrasound Foetal Transducer - comp w/ Bionet - UC	Bionet "
"	KLN-013-01		KLN-013-01	https://www.medten.com/product/4415	Replacement	Reusable	Philips	Monitor/Module Parts	Parts	MSL Male Connector	Reusable MSL Male Connector	for 3012A/M3014A/M3015A/M3016A	MSL Male Connector for 3012A/M3014A/M3015A/M3016A	1	6				Ultrasound Foetal Transducer - comp w/ Bionet - Uterine Contractions		Ultrasound Foetal Transducer - comp w/ Bionet - UC	Bionet "
"	KLN-013-02		KLN-013-02	https://www.medten.com/product/4416	Replacement	Reusable	Philips	Monitor/Module Parts	Parts	MSL Female Connector	Reusable MSL Female Connector	for M300A/M3001A3012A/M3014A/M3015A/M3016A	MSL Female Connector for M300A/M3001A3012A/M3014A/M3015A/M3016A	1	6				Ultrasound Foetal Transducer - comp w/ Bionet - Uterine Contractions		Ultrasound Foetal Transducer - comp w/ Bionet - UC	Bionet "
"	KLN-021		KLN-021	https://www.medten.com/product/4417	Replacement	Reusable	Philips	Monitor/Module Parts	Parts	Top Case with Gray Clip (New Style)	Reusable Top Case with Gray Clip (New Style)	For M3012A/M3014A/M3015A/M3016A	Top Case with Gray Clip (New Style) For M3012A/M3014A/M3015A/M3016A	Kit	6				Ultrasound Foetal Transducer - comp w/ Bionet - Uterine Contractions		Ultrasound Foetal Transducer - comp w/ Bionet - UC	Bionet "
"	KLN-021-02		KLN-021-02	https://www.medten.com/product/4418	Replacement	Reusable	Philips	Monitor/Module Parts	Parts	Gray Clip for Top Case	Reusable Gray Clip for Top Case	for M3012A/M3014A/M3015A/M3016A	Gray Clip for Top Case for M3012A/M3014A/M3015A/M3016A	1	6				Ultrasound Foetal Transducer - comp w/ Bionet - Uterine Contractions		Ultrasound Foetal Transducer - comp w/ Bionet - UC	Bionet "
"	KLN-041-02		KLN-041-02	https://www.medten.com/product/4419	Replacement	Reusable	Philips	Monitor/Module Parts	Parts	Top Case (Old Style)	Reusable Top Case (Old Style)	for M3012A/M3014A/M3015A/M3016A	Top Case (Old Style) for M3012A/M3014A/M3015A/M3016A	1	6				Ultrasound Foetal Transducer - comp w/ Bionet - Uterine Contractions		Ultrasound Foetal Transducer - comp w/ Bionet - UC	Bionet "
"	KLN-013		KLN-013	https://www.medten.com/product/4420	Replacement	Reusable	Philips	Monitor/Module Parts	Parts	Rear Flex Circuit Board	Reusable Rear Flex Circuit Board	for M3012A/M3014A/M3015A/M3016A	Rear Flex Circuit Board for M3012A/M3014A/M3015A/M3016A	1	6				Ultrasound Foetal Transducer - comp w/ Bionet - Uterine Contractions		Ultrasound Foetal Transducer - comp w/ Bionet - UC	Bionet "
"	KLN-020G		KLN-020G	https://www.medten.com/product/4421	Replacement	Reusable	Philips	Monitor/Module Parts	Parts	Plastic Parts Kit For Flex Circuit	Reusable Plastic Parts Kit For Flex Circuit	Gray	Plastic Parts Kit For Flex Circuit Gray	Kit	6				Ultrasound Foetal Transducer - comp w/ Bionet - Uterine Contractions		Ultrasound Foetal Transducer - comp w/ Bionet - UC	Bionet "
"	KLN-020B		KLN-020B	https://www.medten.com/product/4422	Replacement	Reusable	Philips	Monitor/Module Parts	Parts	Plastic Parts Kit For Flex Circuit	Reusable Plastic Parts Kit For Flex Circuit	Blue	Plastic Parts Kit For Flex Circuit Blue	Kit	6				Ultrasound Foetal Transducer - comp w/ Bionet - Uterine Contractions		Ultrasound Foetal Transducer - comp w/ Bionet - UC	Bionet "
"	KLN-056G		KLN-056G	https://www.medten.com/product/4423	Replacement	Reusable	Philips	Monitor/Module Parts	Parts	Main Plastic Frame with Seal Piece (Gray)	Reusable Main Plastic Frame with Seal Piece (Gray)	for M3015B	Main Plastic Frame with Seal Piece (Gray) for M3015B	1	6				Ultrasound Foetal Transducer - comp w/ Bionet - Uterine Contractions		Ultrasound Foetal Transducer - comp w/ Bionet - UC	Bionet "
"	KLN-056B		KLN-056B	https://www.medten.com/product/4424	Replacement	Reusable	Philips	Monitor/Module Parts	Parts	Main Plastic Frame with Seal Piece (Blue)	Reusable Main Plastic Frame with Seal Piece (Blue)	for M3015B	Main Plastic Frame with Seal Piece (Blue) for M3015B	1	6				Ultrasound Foetal Transducer - comp w/ Bionet - Uterine Contractions		Ultrasound Foetal Transducer - comp w/ Bionet - UC	Bionet "
"	KLN-050G		KLN-050G	https://www.medten.com/product/4425	Replacement	Reusable	Avalon	Monitor/Module Parts	Parts	Main Plastic Frame with Seal Piece (Gray)	Reusable Main Plastic Frame with Seal Piece (Gray)	for Philips M3015A	Main Plastic Frame with Seal Piece (Gray) for Philips M3015A	1	6				Ultrasound Foetal Transducer - comp w/ Bionet - Uterine Contractions		Ultrasound Foetal Transducer - comp w/ Bionet - UC	Bionet "
"	KLN-050B		KLN-050B	https://www.medten.com/product/4426	Replacement	Reusable	Philips	Monitor/Module Parts	Parts	Main Plastic Frame with Seal Piece (Blue)	Reusable Main Plastic Frame with Seal Piece (Blue)	for M3015A	Main Plastic Frame with Seal Piece (Blue) for M3015A	1	6				Ultrasound Foetal Transducer - comp w/ Bionet - Uterine Contractions		Ultrasound Foetal Transducer - comp w/ Bionet - UC	Bionet "
"	KLN-023-01		KLN-023-01	https://www.medten.com/product/4427	Replacement	Reusable	Philips	Monitor/Module Parts	Parts	Front Connector Bezel/Spo2 ECG NIBP IBP TempText	Reusable Front Connector Bezel/Spo2 ECG NIBP IBP TempText	for M3001A	Front Connector Bezel/Spo2 ECG NIBP IBP TempText for M3001A	1	6				Ultrasound Foetal Transducer - comp w/ Bionet - Uterine Contractions		Ultrasound Foetal Transducer - comp w/ Bionet - UC	Bionet "
"	KLN-023-02		KLN-023-02	https://www.medten.com/product/4428	Replacement	Reusable	Philips	Monitor/Module Parts	Parts	Front Connector Bezel/Spo2 ECG NIBP Text	Reusable Front Connector Bezel/Spo2 ECG NIBP Text	for M3001A	Front Connector Bezel/Spo2 ECG NIBP Text for M3001A	1	6				Ultrasound Foetal Transducer - comp w/ Bionet - Uterine Contractions		Ultrasound Foetal Transducer - comp w/ Bionet - UC	Bionet "
"	KLN-023-03		KLN-023-03	https://www.medten.com/product/4429	Replacement	Reusable	Philips	Monitor/Module Parts	Parts	Front Connector Bezel/Oximax Spo2 ECG NIBP IBP Temp Text	Reusable Front Connector Bezel/Oximax Spo2 ECG NIBP IBP Temp Text	for M3001A	Front Connector Bezel/Oximax Spo2 ECG NIBP IBP Temp Text for M3001A	1	6				Ultrasound Foetal Transducer - comp w/ Bionet - Uterine Contractions		Ultrasound Foetal Transducer - comp w/ Bionet - UC	Bionet "
"	KLN-023-04		KLN-023-04	https://www.medten.com/product/4430	Replacement	Reusable	Philips	Monitor/Module Parts	Parts	Front Connector Bezel/OximaxSpo2 ECG NIBP Text	Reusable Front Connector Bezel/OximaxSpo2 ECG NIBP Text	for M3001A	Front Connector Bezel/OximaxSpo2 ECG NIBP Text for M3001A	1	6				Ultrasound Foetal Transducer - comp w/ Bionet - Uterine Contractions		Ultrasound Foetal Transducer - comp w/ Bionet - UC	Bionet "
"	KLN-023-05		KLN-023-05	https://www.medten.com/product/4431	Replacement	Reusable	Philips	Monitor/Module Parts	Parts	Front Connector Bezel/Symbol	Reusable Front Connector Bezel/Symbol	for M3001A with ECG"," SpO2"," NIBP"," IBP"," Temp	Front Connector Bezel/Symbol for M3001A with ECG"," SpO2"," NIBP"," IBP"," Temp	1	6				Ultrasound Foetal Transducer - comp w/ Bionet - Uterine Contractions		Ultrasound Foetal Transducer - comp w/ Bionet - UC	Bionet "
"	KLN-023-06		KLN-023-06	https://www.medten.com/product/4432	Replacement	Reusable	Philips	Monitor/Module Parts	Parts	Front Connector Bezel/Symbol	Reusable Front Connector Bezel/Symbol	for M3001A with ECG"," SpO2"," NIBP	Front Connector Bezel/Symbol for M3001A with ECG"," SpO2"," NIBP	1	6				Ultrasound Foetal Transducer - comp w/ Bionet - Uterine Contractions		Ultrasound Foetal Transducer - comp w/ Bionet - UC	Bionet "
"	KLN-023-08		KLN-023-08	https://www.medten.com/product/4434	Replacement	Reusable	Philips	Monitor/Module Parts	Parts	Front Connector Bezel/Symbol	Reusable Front Connector Bezel/Symbol	for M3001A with ECG"," SpO2 (OxiMax)"," NIBP	Front Connector Bezel/Symbol for M3001A with ECG"," SpO2 (OxiMax)"," NIBP	1	6				Ultrasound Foetal Transducer - comp w/ Bionet - Uterine Contractions		Ultrasound Foetal Transducer - comp w/ Bionet - UC	Bionet "
"	KLN-008-02		KLN-008-02	https://www.medten.com/product/4435	Replacement	Reusable	Philips	Monitor/Module Parts	Parts	Front Connector Bezel/Text	Reusable Front Connector Bezel/Text	for M3012A C05	Front Connector Bezel/Text for M3012A C05	1	6				Ultrasound Foetal Transducer - comp w/ Bionet - Uterine Contractions		Ultrasound Foetal Transducer - comp w/ Bionet - UC	Bionet "
"	KLN-008-03		KLN-008-03	https://www.medten.com/product/4436	Replacement	Reusable	Philips	Monitor/Module Parts	Parts	Front Connector Bezel/Text	Reusable Front Connector Bezel/Text	for M3012A	Front Connector Bezel/Text for M3012A	1	6				Ultrasound Foetal Transducer - comp w/ Bionet - Uterine Contractions		Ultrasound Foetal Transducer - comp w/ Bionet - UC	Bionet "
"	KLN-008-08		KLN-008-08	https://www.medten.com/product/4437	Replacement	Reusable	Philips	Monitor/Module Parts	Parts	Front Connector Bezel/Text	Reusable Front Connector Bezel/Text	for M3012A	Front Connector Bezel/Text for M3012A	1	6				Ultrasound Foetal Transducer - comp w/ Bionet - Uterine Contractions		Ultrasound Foetal Transducer - comp w/ Bionet - UC	Bionet "
"	KLN-008-09		KLN-008-09	https://www.medten.com/product/4438	Replacement	Reusable	Philips	Monitor/Module Parts	Parts	Front Connector Bezel/Text	Reusable Front Connector Bezel/Text	for M3012A	Front Connector Bezel/Text for M3012A	1	6				Ultrasound Foetal Transducer - comp w/ Bionet - Uterine Contractions		Ultrasound Foetal Transducer - comp w/ Bionet - UC	Bionet "
"	KLN-031-01		KLN-031-01	https://www.medten.com/product/4439	Replacement	Reusable	Philips	Monitor/Module Parts	Parts	Front Connector Bezel/Text	Reusable Front Connector Bezel/Text	for M3014A C06	Front Connector Bezel/Text for M3014A C06	1	6				Ultrasound Foetal Transducer - comp w/ Bionet - Uterine Contractions		Ultrasound Foetal Transducer - comp w/ Bionet - UC	Bionet "
"	KLN-031-02		KLN-031-02	https://www.medten.com/product/4440	Replacement	Reusable	Philips	Monitor/Module Parts	Parts	Front Connector Bezel/Text	Reusable Front Connector Bezel/Text	for M3014A	Front Connector Bezel/Text for M3014A	1	6				Ultrasound Foetal Transducer - comp w/ Bionet - Uterine Contractions		Ultrasound Foetal Transducer - comp w/ Bionet - UC	Bionet "
"	KLN-031-03		KLN-031-03	https://www.medten.com/product/4441	Replacement	Reusable	Philips	Monitor/Module Parts	Parts	Front Connector Bezel/Text	Reusable Front Connector Bezel/Text	for M3014A	Front Connector Bezel/Text for M3014A	1	6				Ultrasound Foetal Transducer - comp w/ Bionet - Uterine Contractions		Ultrasound Foetal Transducer - comp w/ Bionet - UC	Bionet "
"	KLN-031-04		KLN-031-04	https://www.medten.com/product/4442	Replacement	Reusable	Philips	Monitor/Module Parts	Parts	Front Connector Bezel/Text	Reusable Front Connector Bezel/Text	for M3014A	Front Connector Bezel/Text for M3014A	1	6				Ultrasound Foetal Transducer - comp w/ Bionet - Uterine Contractions		Ultrasound Foetal Transducer - comp w/ Bionet - UC	Bionet "
"	KLN-031-05		KLN-031-05	https://www.medten.com/product/4443	Replacement	Reusable	Philips	Monitor/Module Parts	Parts	Front Connector Bezel/Text	Reusable Front Connector Bezel/Text	for M3014A	Front Connector Bezel/Text for M3014A	1	6				Ultrasound Foetal Transducer - comp w/ Bionet - Uterine Contractions		Ultrasound Foetal Transducer - comp w/ Bionet - UC	Bionet "
"	KLN-016		KLN-016	https://www.medten.com/product/4444	Replacement	Reusable	Philips	Monitor/Module Parts	Parts	Front Connector Bezel/Text	Reusable Front Connector Bezel/Text	for M3015A	Front Connector Bezel/Text for M3015A	1	6				Ultrasound Foetal Transducer - comp w/ Bionet - Uterine Contractions		Ultrasound Foetal Transducer - comp w/ Bionet - UC	Bionet "
"	KLN-016A		KLN-016A	https://www.medten.com/product/4445	Replacement	Reusable	Philips	Monitor/Module Parts	Parts	Front Connector Bezel/Text	Reusable Front Connector Bezel/Text	for M3015A	Front Connector Bezel/Text for M3015A	1	6				Ultrasound Foetal Transducer - comp w/ Bionet - Uterine Contractions		Ultrasound Foetal Transducer - comp w/ Bionet - UC	Bionet "
"	KLN-016-06		KLN-016-06	https://www.medten.com/product/4446	Replacement	Reusable	Philips	Monitor/Module Parts	Parts	Front Connector Bezel/Symbol	Reusable Front Connector Bezel/Symbol	for M3015A Option C00 - CO2 Only	Front Connector Bezel/Symbol for M3015A Option C00 - CO2 Only	1	6				Ultrasound Foetal Transducer - comp w/ Bionet - Uterine Contractions		Ultrasound Foetal Transducer - comp w/ Bionet - UC	Bionet "
"	KLN-016-04		KLN-016-04	https://www.medten.com/product/4447	Replacement	Reusable	Philips	Monitor/Module Parts	Parts	Front Connector Bezel/Symbol	Reusable Front Connector Bezel/Symbol	for M3015A	Front Connector Bezel/Symbol for M3015A	1	6				Ultrasound Foetal Transducer - comp w/ Bionet - Uterine Contractions		Ultrasound Foetal Transducer - comp w/ Bionet - UC	Bionet "
"	KLN-016-05		KLN-016-05	https://www.medten.com/product/4448	Replacement	Reusable	Philips	Monitor/Module Parts	Parts	Front Connector Bezel/Symbol	Reusable Front Connector Bezel/Symbol	for M3015A Option C06 - C02"," IBP"," Temp	Front Connector Bezel/Symbol for M3015A Option C06 - C02"," IBP"," Temp	1	6				Ultrasound Foetal Transducer - comp w/ Bionet - Uterine Contractions		Ultrasound Foetal Transducer - comp w/ Bionet - UC	Bionet "
"	KLN-014		KLN-014	https://www.medten.com/product/4450	Replacement	Reusable	GE Healthcare	Monitor/Module Parts	Parts	Connector With Screw And Flex 801502-001	Reusable Connector With Screw And Flex 801502-001	for CAM14	Connector With Screw And Flex 801502-001 for CAM14	1	6				Ultrasound Foetal Transducer - comp w/ Bionet - Uterine Contractions		Ultrasound Foetal Transducer - comp w/ Bionet - UC	Bionet "
"	BPS14		BPS14	https://www.medten.com/product/4451	Replacement	Reusable	GE Healthcare	Monitor/Module Parts	Parts	NIBP Connector	Reusable NIBP Connector	for Marquette dash"," 1pc/bag	NIBP Connector for Marquette dash"," 1pc/bag	1	6				Ultrasound Foetal Transducer - comp w/ Bionet - Uterine Contractions		Ultrasound Foetal Transducer - comp w/ Bionet - UC	Bionet "
"	KLN-005-01		KLN-005-01	https://www.medten.com/product/4452	Replacement	Reusable	Alaris	Infusion Pump Parts	Parts	Front Case w/Keypad TC10008335	Reusable Front Case w/Keypad TC10008335	for Alaris 8015 (5.7” screen)	Front Case w/Keypad TC10008335 for Alaris 8015 (5.7” screen)	1	6				Ultrasound Foetal Transducer - comp w/ Bionet - Uterine Contractions		Ultrasound Foetal Transducer - comp w/ Bionet - UC	Bionet "
"	KLN-005-02		KLN-005-02	https://www.medten.com/product/4453	Replacement	Reusable	Alaris	Infusion Pump Parts	Parts	Front Case w/Keypad TC10006225	Reusable Front Case w/Keypad TC10006225	for Alaris 8015 (4.7” screen)	Front Case w/Keypad TC10006225 for Alaris 8015 (4.7” screen)	1	6				Ultrasound Foetal Transducer - comp w/ Bionet - Uterine Contractions		Ultrasound Foetal Transducer - comp w/ Bionet - UC	Bionet "
"	KLN-048		KLN-048	https://www.medten.com/product/4454	Replacement	Reusable	Alaris	Infusion Pump Parts	Parts	Rear Case Assembly 10016035	Reusable Rear Case Assembly 10016035	for Alaris 8015 with 5.7“or 4.7"" Screen	Rear Case Assembly 10016035 for Alaris 8015 with 5.7“or 4.7"" Screen	Kit	6				Ultrasound Foetal Transducer - comp w/ Bionet - Uterine Contractions		Ultrasound Foetal Transducer - comp w/ Bionet - UC	Bionet "
"	KLN-005-06		KLN-005-06	https://www.medten.com/product/4455	Replacement	Reusable	Alaris	Infusion Pump Parts	Parts	Latch Kit Assembly 147080-100	Reusable Latch Kit Assembly 147080-100	for Alaris 8100/8000/8015	Latch Kit Assembly 147080-100 for Alaris 8100/8000/8015	Kit	6				Ultrasound Foetal Transducer - comp w/ Bionet - Uterine Contractions		Ultrasound Foetal Transducer - comp w/ Bionet - UC	Bionet "
"	KLN-034-06		KLN-034-06	https://www.medten.com/product/4456	Replacement	Reusable	Alaris	Infusion Pump Parts	Parts	LVP Door Latch Assembly 49000222	Reusable LVP Door Latch Assembly 49000222	for Alaris 8100	LVP Door Latch Assembly 49000222 for Alaris 8100	Kit	6				Ultrasound Foetal Transducer - comp w/ Bionet - Uterine Contractions		Ultrasound Foetal Transducer - comp w/ Bionet - UC	Bionet "
"	KLN-034-06C		KLN-034-06C	https://www.medten.com/product/4457	Replacement	Reusable	Alaris	Infusion Pump Parts	Parts	LVP Modular Door Torsion Spring 320907	Reusable LVP Modular Door Torsion Spring 320907	for Alaris 8100	LVP Modular Door Torsion Spring 320907 for Alaris 8100	1	6				Ultrasound Foetal Transducer - comp w/ Bionet - Uterine Contractions		Ultrasound Foetal Transducer - comp w/ Bionet - UC	Bionet "
"	KLN-034-10A		KLN-034-10A	https://www.medten.com/product/4458	Replacement	Reusable	Elite	Infusion Pump Parts	Parts	LVP Keypad with optical fiber 10165	Reusable LVP Keypad with optical fiber 10165	for Alaris 8100	LVP Keypad with optical fiber 10165 for Alaris 8100	1	6				Ultrasound Foetal Transducer - comp w/ Bionet - Uterine Contractions		Ultrasound Foetal Transducer - comp w/ Bionet - UC	Bionet "
"	KLN-034-10		KLN-034-10	https://www.medten.com/product/4459	Replacement	Reusable	Alaris	Infusion Pump Parts	Parts	LVP Door with Keypad and optical fiber 10360242	Reusable LVP Door with Keypad and optical fiber 10360242	for Alaris 8100	LVP Door with Keypad and optical fiber 10360242 for Alaris 8100	Kit	6				Ultrasound Foetal Transducer - comp w/ Bionet - Uterine Contractions		Ultrasound Foetal Transducer - comp w/ Bionet - UC	Bionet "
"	KLN-034-02		KLN-034-02	https://www.medten.com/product/4461	Replacement	Reusable	Alaris	Infusion Pump Parts	Parts	Keypad Back Plate TC10006460	Reusable Keypad Back Plate TC10006460	for Alaris 8100	Keypad Back Plate TC10006460 for Alaris 8100	Kit	6				Ultrasound Foetal Transducer - comp w/ Bionet - Uterine Contractions		Ultrasound Foetal Transducer - comp w/ Bionet - UC	Bionet "
"	KLN-034-03		KLN-034-03	https://www.medten.com/product/4462	Replacement	Reusable	Alaris	Infusion Pump Parts	Parts	Status Indicator Lens TC10005890	Reusable Status Indicator Lens TC10005890	for Alaris 8100	Status Indicator Lens TC10005890 for Alaris 8100	Kit	6				Ultrasound Foetal Transducer - comp w/ Bionet - Uterine Contractions		Ultrasound Foetal Transducer - comp w/ Bionet - UC	Bionet "
"	KLN-034-12		KLN-034-12	https://www.medten.com/product/4463	Replacement	Reusable	Alaris	Infusion Pump Parts	Parts	LVP Rear Case Assembly 10013325	Reusable LVP Rear Case Assembly 10013325	for Alaris 8100	LVP Rear Case Assembly 10013325 for Alaris 8100	Kit	6				Ultrasound Foetal Transducer - comp w/ Bionet - Uterine Contractions		Ultrasound Foetal Transducer - comp w/ Bionet - UC	Bionet "
"	KLN-055-02		KLN-055-02	https://www.medten.com/product/4464	Replacement	Reusable	Alaris	Infusion Pump Parts	Parts	Left IUI Female Connector 147078-100	Reusable Left IUI Female Connector 147078-100	for Alaris 8100/8000/8015	Left IUI Female Connector 147078-100 for Alaris 8100/8000/8015	1	6				Ultrasound Foetal Transducer - comp w/ Bionet - Uterine Contractions		Ultrasound Foetal Transducer - comp w/ Bionet - UC	Bionet "
"	KLN-055-01		KLN-055-01	https://www.medten.com/product/4465	Replacement	Reusable	Alaris	Infusion Pump Parts	Parts	Right IUI Male Connector 49000553	Reusable Right IUI Male Connector 49000553	for Alaris 8100/8000/8015	Right IUI Male Connector 49000553 for Alaris 8100/8000/8015	1	6				Ultrasound Foetal Transducer - comp w/ Bionet - Uterine Contractions		Ultrasound Foetal Transducer - comp w/ Bionet - UC	Bionet "
"	KLN-049-01		KLN-049-01	https://www.medten.com/product/4466	Replacement	Reusable		Infusion Pump Parts	Parts	Front Case Cover Assembly	Reusable Front Case Cover Assembly	for InfusO.R.	Front Case Cover Assembly for InfusO.R.	Kit	6				Ultrasound Foetal Transducer - comp w/ Bionet - Uterine Contractions		Ultrasound Foetal Transducer - comp w/ Bionet - UC	Bionet "
"	KLN-049-02		KLN-049-02	https://www.medten.com/product/4467	Replacement	Reusable		Infusion Pump Parts	Parts	Front Case Assembly 6491261RP	Reusable Front Case Assembly 6491261RP	for InfusO.R.	Front Case Assembly 6491261RP for InfusO.R.	Kit	6				Ultrasound Foetal Transducer - comp w/ Bionet - Uterine Contractions		Ultrasound Foetal Transducer - comp w/ Bionet - UC	Bionet "
"	KLN-049-04		KLN-049-04	https://www.medten.com/product/4468	Replacement	Reusable	Baxter	Infusion Pump Parts	Parts	Rear Case Cover with Label 6461345RP	Reusable Rear Case Cover with Label 6461345RP	for InfusO.R.	Rear Case Cover with Label 6461345RP for InfusO.R.	1	6				Ultrasound Foetal Transducer - comp w/ Bionet - Uterine Contractions		Ultrasound Foetal Transducer - comp w/ Bionet - UC	Bionet "
"	KLN-049-03		KLN-049-03	https://www.medten.com/product/4469	Replacement	Reusable	Baxter	Infusion Pump Parts	Parts	Syringe Holder 6465504RP	Reusable Syringe Holder 6465504RP	for InfusO.R.	Syringe Holder 6465504RP for InfusO.R.	Kit	6				Ultrasound Foetal Transducer - comp w/ Bionet - Uterine Contractions		Ultrasound Foetal Transducer - comp w/ Bionet - UC	Bionet "
"6018408	IPC-BT01		IPC-BT01	https://www.medten.com/product/4470	Replacement	Reusable	Baxter	Infusion Pump Parts	Parts	Bolus Cable"," 2.0m	Reusable Bolus Cable"," 2.0m	for PCA II pump	Bolus Cable"," 2.0m for PCA II pump	1	6				Ultrasound Foetal Transducer - comp w/ Bionet - Uterine Contractions		Ultrasound Foetal Transducer - comp w/ Bionet - UC	Bionet "
"	KLN-011		KLN-011	https://www.medten.com/product/4471	Replacement	Reusable	Medfusion	Infusion Pump Parts	Parts	Force Sensor G6000068	Reusable Force Sensor G6000068	for Medfusion 3010/3500	Force Sensor G6000068 for Medfusion 3010/3500	1	6				Ultrasound Foetal Transducer - comp w/ Bionet - Uterine Contractions		Ultrasound Foetal Transducer - comp w/ Bionet - UC	Bionet "
"	KLN-053		KLN-053	https://www.medten.com/product/4472	Replacement	Reusable	Medfusion	Infusion Pump Parts	Parts	Top Case Assembly w/Keypad G6000737	Reusable Top Case Assembly w/Keypad G6000737	for Medfusion 3500	Top Case Assembly w/Keypad G6000737 for Medfusion 3500	Kit	6				Ultrasound Foetal Transducer - comp w/ Bionet - Uterine Contractions		Ultrasound Foetal Transducer - comp w/ Bionet - UC	Bionet "
"	KLN-053-03		KLN-053-03	https://www.medten.com/product/4473	Replacement	Reusable	Medfusion	Infusion Pump Parts	Parts	Top Case Handle G6001999	Reusable Top Case Handle G6001999	for Medfusion 3010/3500	Top Case Handle G6001999 for Medfusion 3010/3500	Kit	6				Ultrasound Foetal Transducer - comp w/ Bionet - Uterine Contractions		Ultrasound Foetal Transducer - comp w/ Bionet - UC	Bionet "
"	KLN-053-05A		KLN-053-05A	https://www.medten.com/product/4474	Replacement	Reusable	Medfusion	Infusion Pump Parts	Parts	Keypad G6000694	Reusable Keypad G6000694	for Medfusion 3500	Keypad G6000694 for Medfusion 3500	1	6				Ultrasound Foetal Transducer - comp w/ Bionet - Uterine Contractions		Ultrasound Foetal Transducer - comp w/ Bionet - UC	Bionet "
"	M20-F143		M20-F143	https://www.medten.com/product/4475	Replacement	Reusable	Medfusion	Infusion Pump Parts	Parts	Model Branding Cover	Reusable Model Branding Cover	for Medfusion 3500	Model Branding Cover for Medfusion 3500	1	6				Ultrasound Foetal Transducer - comp w/ Bionet - Uterine Contractions		Ultrasound Foetal Transducer - comp w/ Bionet - UC	Bionet "
"	KLN-053-05B		KLN-053-05B	https://www.medten.com/product/4476	Replacement	Reusable	Medfusion	Infusion Pump Parts	Parts	Lens"," Keypad Support G60000339	Reusable Lens"," Keypad Support G60000339	for Medfusion 3500	Lens"," Keypad Support G60000339 for Medfusion 3500	1	6				Ultrasound Foetal Transducer - comp w/ Bionet - Uterine Contractions		Ultrasound Foetal Transducer - comp w/ Bionet - UC	Bionet "
"	KLN-053-02		KLN-053-02	https://www.medten.com/product/4477	Replacement	Reusable	Medfusion	Infusion Pump Parts	Parts	Tube Holder G6000238	Reusable Tube Holder G6000238	for Medfusion 3010/3500	Tube Holder G6000238 for Medfusion 3010/3500	Kit	6				Ultrasound Foetal Transducer - comp w/ Bionet - Uterine Contractions		Ultrasound Foetal Transducer - comp w/ Bionet - UC	Bionet "
"	KLN-053-04A		KLN-053-04A	https://www.medten.com/product/4478	Replacement	Reusable	Medfusion	Infusion Pump Parts	Parts	Tube Seal G6000077	Reusable Tube Seal G6000077	for Medfusion 3010/3500	Tube Seal G6000077 for Medfusion 3010/3500	1	6				Ultrasound Foetal Transducer - comp w/ Bionet - Uterine Contractions		Ultrasound Foetal Transducer - comp w/ Bionet - UC	Bionet "
"	KLN-053-04B		KLN-053-04B	https://www.medten.com/product/4479	Replacement	Reusable	Medfusion	Infusion Pump Parts	Parts	Seal"," Barrel Clamp/Ear clip G6000122	Reusable Seal"," Barrel Clamp/Ear clip G6000122	for Medfusion 3010/3500	Seal"," Barrel Clamp/Ear clip G6000122 for Medfusion 3010/3500	1	6				Ultrasound Foetal Transducer - comp w/ Bionet - Uterine Contractions		Ultrasound Foetal Transducer - comp w/ Bionet - UC	Bionet "
"6018409	IPC-ST01		IPC-ST01	https://www.medten.com/product/4480	Replacement	Reusable	Medfusion	Infusion Pump Parts	Parts	Bolus Cable"," 2.0m	Reusable Bolus Cable"," 2.0m	for Medfusion 3000 series	Bolus Cable"," 2.0m for Medfusion 3000 series	1	6				Ultrasound Foetal Transducer - comp w/ Bionet - Uterine Contractions		Ultrasound Foetal Transducer - comp w/ Bionet - UC	Bionet "
"6018702	TSQ-WA01-OB-S		TSQ-WA01-OB-S	https://www.medten.com/product/4484	Replacement	Reusable	Welch Allyn	Turbo Temperature Probes and Supplies	Accessories	Welch Allyn/Stryker Turbo Temperature Probes and Supply 02893-000 (4ft)	Reusable Welch Allyn/Stryker Turbo Temperature Probes and Supply 02893-000 (4ft)	'Replacement: Oral/Axillary (Blue)"," 1.2m	Ultrasound Foetal Transducer - comp w/ Bionet - Uterine Contractions		Ultrasound Foetal Transducer - comp w/ Bionet - UC	Bionet "
"	'Welch Allyn/Stryker Turbo Temperature Probes and Supply 02893-000 (4ft)"," Oral/Axillary (Blue)"," 1.2m	Includes the well 02891-0000 replacement'	'Welch Allyn/Stryker Turbo Temperature Probes and Supply 02893-000 (4ft)"," Oral/Axillary (Blue)"," 1.2m	Ultrasound Foetal Transducer - comp w/ Bionet - Uterine Contractions		Ultrasound Foetal Transducer - comp w/ Bionet - UC	Bionet "
"	1	Includes the well 02891-0000 replacement'	1	12				Ultrasound Foetal Transducer - comp w/ Bionet - Uterine Contractions		Ultrasound Foetal Transducer - comp w/ Bionet - UC	Bionet "
"6018709	TSQ-WA01-RR		TSQ-WA01-RR	https://www.medten.com/product/4486	Replacement	Reusable	Welch Allyn	Turbo Temperature Probes and Supplies	Accessories	Welch Allyn Turbo Temperature Probe"," 02892-100 (9ft)	Reusable Welch Allyn Turbo Temperature Probe"," 02892-100 (9ft)	Replacement: Rectal (Red)"," 2.7m	Welch Allyn Turbo Temperature Probe"," 02892-100 (9ft)"," Rectal (Red)"," 2.7m	1	12				Ultrasound Foetal Transducer - comp w/ Bionet - Uterine Contractions		Ultrasound Foetal Transducer - comp w/ Bionet - UC	Bionet "
"6018701	TSQ-WA01-OB		TSQ-WA01-OB	https://www.medten.com/product/4487	Replacement	Reusable	Welch Allyn	Turbo Temperature Probes and Supplies	Accessories	Welch Allyn Turbo Temperature Probe"," 02893-100 (9ft)	Reusable Welch Allyn Turbo Temperature Probe"," 02893-100 (9ft)	Replacement: Oral/Axillary (Blue)"," 2.7m"," Reusable"," Includes probe well	Welch Allyn Turbo Temperature Probe"," 02893-100 (9ft)"," Oral/Axillary (Blue)"," 2.7m"," Reusable"," Includes probe well	1	12				Ultrasound Foetal Transducer - comp w/ Bionet - Uterine Contractions		Ultrasound Foetal Transducer - comp w/ Bionet - UC	Bionet "
"6018698	TSQ-AR01-OB-S		TSQ-AR01-OB-S	https://www.medten.com/product/4489	Replacement	Reusable	Alaris	Turbo Temperature Probes and Supplies	Accessories	Delete Turbo Temperature Probes and Supply 3880L	Reusable Delete Turbo Temperature Probes and Supply 3880L	Replacement: Oral/Axillary (Blue)"," 1.2m"," Reusable	Delete Turbo Temperature Probes and Supply 3880L"," Oral/Axillary (Blue)"," 1.2m"," Reusable	1	12				Ultrasound Foetal Transducer - comp w/ Bionet - Uterine Contractions		Ultrasound Foetal Transducer - comp w/ Bionet - UC	Bionet "
"6018706	TSQ-AR01-RR-S		TSQ-AR01-RR-S	https://www.medten.com/product/4490	Replacement	Reusable	Alaris	Turbo Temperature Probes and Supplies	Accessories	Turbo Temperature Probes and Supply	Reusable Turbo Temperature Probes and Supply	Replacement: Rectal (Red)"," 1.2m	Turbo Temperature Probes and Supply"," Rectal (Red)"," 1.2m	1	12				Ultrasound Foetal Transducer - comp w/ Bionet - Uterine Contractions		Ultrasound Foetal Transducer - comp w/ Bionet - UC	Bionet "
"6018699	TSQ-AR02-OB-S		TSQ-AR02-OB-S	https://www.medten.com/product/4491	Replacement	Reusable	Alaris	Turbo Temperature Probes and Supplies	Accessories	Delete Turbo Temperature Probes and Supply 2885C	Reusable Delete Turbo Temperature Probes and Supply 2885C	Replacement: Oral/Axillary (Blue)"," 1.2m"," Reusable	Delete Turbo Temperature Probes and Supply 2885C"," Oral/Axillary (Blue)"," 1.2m"," Reusable	1	12				Ultrasound Foetal Transducer - comp w/ Bionet - Uterine Contractions		Ultrasound Foetal Transducer - comp w/ Bionet - UC	Bionet "
"6018707	TSQ-AR02-RR-S		TSQ-AR02-RR-S	https://www.medten.com/product/4492	Replacement	Reusable	Alaris	Turbo Temperature Probes and Supplies	Accessories	Delete Turbo Temperature Probes and Supply 2886C	Reusable Delete Turbo Temperature Probes and Supply 2886C	Replacement: Rectal (Red)"," 1.2m"," Reusable	Delete Turbo Temperature Probes and Supply 2886C"," Rectal (Red)"," 1.2m"," Reusable	1	12				Ultrasound Foetal Transducer - comp w/ Bionet - Uterine Contractions		Ultrasound Foetal Transducer - comp w/ Bionet - UC	Bionet "
"6018697	TSQ-AR02-OB		TSQ-AR02-OB	https://www.medten.com/product/4493	Replacement	Reusable	Alaris	Turbo Temperature Probes and Supplies	Accessories	Delete Turbo Temperature Probes and Supply 2887B	Reusable Delete Turbo Temperature Probes and Supply 2887B	Replacement: Oral/Axillary (Blue)"," 2.7m"," Reusable	Delete Turbo Temperature Probes and Supply 2887B"," Oral/Axillary (Blue)"," 2.7m"," Reusable	1	12				Ultrasound Foetal Transducer - comp w/ Bionet - Uterine Contractions		Ultrasound Foetal Transducer - comp w/ Bionet - UC	Bionet "
"6013627	BP-10BD-W38		BP-10BD-W38	https://www.medten.com/product/5877	Replacement	Reusable	GE Healthcare	NIBP Cuffs	Accessories	GE Healthcare NIBP Cuff DUR-P1-2A	Reusable GE Healthcare NIBP Cuff DUR-P1-2A	Replacement: Neonate (6-11 cm)"," Double Tube"," With Bladder	GE Healthcare NIBP Cuff DUR-P1-2A"," Neonate (6-11 cm)"," Double Tube"," With Bladder	1	6				Ultrasound Foetal Transducer - comp w/ Bionet - Uterine Contractions		Ultrasound Foetal Transducer - comp w/ Bionet - UC	Bionet "
"6013581	BP-10BS-W37		BP-10BS-W37	https://www.medten.com/product/5878	Replacement	Reusable	Welch Allyn	NIBP Cuffs	Accessories	NIBP Cuff	Reusable NIBP Cuff	Replacement: Neonate (6-11 cm)"," Single Tube"," With Bladder	NIBP Cuff"," Neonate (6-11 cm)"," Single Tube"," With Bladder	1	6				Ultrasound Foetal Transducer - comp w/ Bionet - Uterine Contractions		Ultrasound Foetal Transducer - comp w/ Bionet - UC	Bionet "
"6013591	BP-10BS-W44		BP-10BS-W44	https://www.medten.com/product/5879	Replacement	Reusable	Draeger	NIBP Cuffs	Accessories	NIBP Cuff	Reusable NIBP Cuff	Replacement: Neonate (6-11 cm)"," Single Tube"," With Bladder"," Draeger Connector	NIBP Cuff"," Neonate (6-11 cm)"," Single Tube"," With Bladder"," Draeger Connector	1	6				Ultrasound Foetal Transducer - comp w/ Bionet - Uterine Contractions		Ultrasound Foetal Transducer - comp w/ Bionet - UC	Bionet "
"6013725	BP-10ND-W38		BP-10ND-W38	https://www.medten.com/product/5880	Replacement	Reusable	GE Healthcare	NIBP Cuffs	Accessories	GE Healthcare NIBP Cuff DUR-P1-2A	Reusable GE Healthcare NIBP Cuff DUR-P1-2A	Replacement: Neonate (6-11 cm)"," Double Tube"," Without Bladder	GE Healthcare NIBP Cuff DUR-P1-2A"," Neonate (6-11 cm)"," Double Tube"," Without Bladder	1	6				Ultrasound Foetal Transducer - comp w/ Bionet - Uterine Contractions		Ultrasound Foetal Transducer - comp w/ Bionet - UC	Bionet "
"6013680	BP-10NS-W37		BP-10NS-W37	https://www.medten.com/product/5881	Replacement	Reusable	Welch Allyn	NIBP Cuffs	Accessories	NIBP Cuff	Reusable NIBP Cuff	Replacement: Neonate (6-11 cm)"," Single Tube"," Without Bladder	NIBP Cuff"," Neonate (6-11 cm)"," Single Tube"," Without Bladder	1	6				Ultrasound Foetal Transducer - comp w/ Bionet - Uterine Contractions		Ultrasound Foetal Transducer - comp w/ Bionet - UC	Bionet "
"6013690	BP-10NS-W44		BP-10NS-W44	https://www.medten.com/product/5882	Replacement	Reusable	Draeger	NIBP Cuffs	Accessories	Draeger NIBP Cuff	Reusable Draeger NIBP Cuff	Replacement: Neonate (6-11 cm)"," Single Tube"," Without Bladder"," Draeger Connector	Draeger NIBP Cuff"," Neonate (6-11 cm)"," Single Tube"," Without Bladder"," Draeger Connector	1	6				Ultrasound Foetal Transducer - comp w/ Bionet - Uterine Contractions		Ultrasound Foetal Transducer - comp w/ Bionet - UC	Bionet "
"6013628	BP-20BD-W38		BP-20BD-W38	https://www.medten.com/product/5883	Replacement	Reusable	GE Healthcare	NIBP Cuffs	Accessories	GE Healthcare NIBP Cuff DUR-P1-2A	Reusable GE Healthcare NIBP Cuff DUR-P1-2A	Replacement: Infant (8-13cm)"," Double Tube"," With Bladder	GE Healthcare NIBP Cuff DUR-P1-2A"," Infant (8-13cm)"," Double Tube"," With Bladder	1	6				Ultrasound Foetal Transducer - comp w/ Bionet - Uterine Contractions		Ultrasound Foetal Transducer - comp w/ Bionet - UC	Bionet "
"6013582	BP-20BS-W37		BP-20BS-W37	https://www.medten.com/product/5884	Replacement	Reusable	Welch Allyn	NIBP Cuffs	Accessories	NIBP Cuff	Reusable NIBP Cuff	Replacement: Infant (8-13cm)"," Single Tube"," With Bladder	NIBP Cuff"," Infant (8-13cm)"," Single Tube"," With Bladder	1	6				Ultrasound Foetal Transducer - comp w/ Bionet - Uterine Contractions		Ultrasound Foetal Transducer - comp w/ Bionet - UC	Bionet "
"6013592	BP-20BS-W44		BP-20BS-W44	https://www.medten.com/product/5885	Replacement	Reusable	Draeger	NIBP Cuffs	Accessories	Draeger NIBP Cuff	Reusable Draeger NIBP Cuff	Replacement: Infant (8-13cm)"," Single Tube"," With Bladder"," Draeger Connector	Draeger NIBP Cuff"," Infant (8-13cm)"," Single Tube"," With Bladder"," Draeger Connector	1	6				Ultrasound Foetal Transducer - comp w/ Bionet - Uterine Contractions		Ultrasound Foetal Transducer - comp w/ Bionet - UC	Bionet "
"6013726	BP-20ND-W38		BP-20ND-W38	https://www.medten.com/product/5886	Replacement	Reusable	GE Healthcare	NIBP Cuffs	Accessories	GE Healthcare NIBP Cuff DUR-P1-2A	Reusable GE Healthcare NIBP Cuff DUR-P1-2A	Replacement: Infant (8-13cm)"," Double Tube"," Without Bladder	GE Healthcare NIBP Cuff DUR-P1-2A"," Infant (8-13cm)"," Double Tube"," Without Bladder	1	6				Ultrasound Foetal Transducer - comp w/ Bionet - Uterine Contractions		Ultrasound Foetal Transducer - comp w/ Bionet - UC	Bionet "
"6013681	BP-20NS-W37		BP-20NS-W37	https://www.medten.com/product/5887	Replacement	Reusable	Welch Allyn	NIBP Cuffs	Accessories	NIBP Cuff	Reusable NIBP Cuff	Replacement: Infant (8-13cm)"," Single Tube"," Without Bladder	NIBP Cuff"," Infant (8-13cm)"," Single Tube"," Without Bladder	1	6				Ultrasound Foetal Transducer - comp w/ Bionet - Uterine Contractions		Ultrasound Foetal Transducer - comp w/ Bionet - UC	Bionet "
"6013691	BP-20NS-W44		BP-20NS-W44	https://www.medten.com/product/5888	Replacement	Reusable	Draeger	NIBP Cuffs	Accessories	Draeger NIBP Cuff MP00911	Reusable Draeger NIBP Cuff MP00911	Replacement: Infant (8-13cm)"," Single Tube"," Without Bladder"," Draeger Connector	Draeger NIBP Cuff MP00911"," Infant (8-13cm)"," Single Tube"," Without Bladder"," Draeger Connector	1	6				Ultrasound Foetal Transducer - comp w/ Bionet - Uterine Contractions		Ultrasound Foetal Transducer - comp w/ Bionet - UC	Bionet "
"6013626	BP-30BD-W38		BP-30BD-W38	https://www.medten.com/product/5889	Replacement	Reusable	GE Healthcare	NIBP Cuffs	Accessories	GE Healthcare NIBP Cuff DUR-P2-2A	Reusable GE Healthcare NIBP Cuff DUR-P2-2A	Replacement: Pediatric (12-19cm)"," Double Tube"," With Bladder	GE Healthcare NIBP Cuff DUR-P2-2A"," Pediatric (12-19cm)"," Double Tube"," With Bladder	1	6				Ultrasound Foetal Transducer - comp w/ Bionet - Uterine Contractions		Ultrasound Foetal Transducer - comp w/ Bionet - UC	Bionet "
"6013583	BP-30BS-W37		BP-30BS-W37	https://www.medten.com/product/5890	Replacement	Reusable	Welch Allyn	NIBP Cuffs	Accessories	NIBP Cuff	Reusable NIBP Cuff	Replacement: Pediatric (12-19cm)"," Single Tube"," With Bladder	NIBP Cuff"," Pediatric (12-19cm)"," Single Tube"," With Bladder	1	6				Ultrasound Foetal Transducer - comp w/ Bionet - Uterine Contractions		Ultrasound Foetal Transducer - comp w/ Bionet - UC	Bionet "
"6013593	BP-30BS-W44		BP-30BS-W44	https://www.medten.com/product/5891	Replacement	Reusable	Draeger	NIBP Cuffs	Accessories	Draeger NIBP Cuff	Reusable Draeger NIBP Cuff	Replacement: Pediatric (12-19cm)"," Single Tube"," With Bladder"," Draeger Connector	Draeger NIBP Cuff"," Pediatric (12-19cm)"," Single Tube"," With Bladder"," Draeger Connector	1	6				Ultrasound Foetal Transducer - comp w/ Bionet - Uterine Contractions		Ultrasound Foetal Transducer - comp w/ Bionet - UC	Bionet "
"6013727	BP-30ND-W38		BP-30ND-W38	https://www.medten.com/product/5892	Replacement	Reusable	GE Healthcare	NIBP Cuffs	Accessories	GE Healthcare NIBP Cuff DUR-P2-2A	Reusable GE Healthcare NIBP Cuff DUR-P2-2A	Replacement: Pediatric (12-19cm)"," Double Tube"," Without Bladder	GE Healthcare NIBP Cuff DUR-P2-2A"," Pediatric (12-19cm)"," Double Tube"," Without Bladder	1	6				Ultrasound Foetal Transducer - comp w/ Bionet - Uterine Contractions		Ultrasound Foetal Transducer - comp w/ Bionet - UC	Bionet "
"6013682	BP-30NS-W37		BP-30NS-W37	https://www.medten.com/product/5893	Replacement	Reusable	Welch Allyn	NIBP Cuffs	Accessories	NIBP Cuff	Reusable NIBP Cuff	Replacement: Pediatric (12-19cm)"," Single Tube"," Without Bladder	NIBP Cuff"," Pediatric (12-19cm)"," Single Tube"," Without Bladder	1	6				Ultrasound Foetal Transducer - comp w/ Bionet - Uterine Contractions		Ultrasound Foetal Transducer - comp w/ Bionet - UC	Bionet "
"6013692	BP-30NS-W44		BP-30NS-W44	https://www.medten.com/product/5894	Replacement	Reusable	Draeger	NIBP Cuffs	Accessories	Draeger NIBP Cuff MP00912	Reusable Draeger NIBP Cuff MP00912	Replacement: Pediatric (12-19cm)"," Single Tube"," Without Bladder"," Draeger Connector	Draeger NIBP Cuff MP00912"," Pediatric (12-19cm)"," Single Tube"," Without Bladder"," Draeger Connector	1	6				Ultrasound Foetal Transducer - comp w/ Bionet - Uterine Contractions		Ultrasound Foetal Transducer - comp w/ Bionet - UC	Bionet "
"6013629	BP-40BD-W38		BP-40BD-W38	https://www.medten.com/product/5895	Replacement	Reusable	GE Healthcare	NIBP Cuffs	Accessories	GE Healthcare NIBP Cuff DUR-A1-2A	Reusable GE Healthcare NIBP Cuff DUR-A1-2A	Replacement: Small adult (17-25cm)"," Double Tube"," With Bladder	GE Healthcare NIBP Cuff DUR-A1-2A"," Small adult (17-25cm)"," Double Tube"," With Bladder	1	6				Ultrasound Foetal Transducer - comp w/ Bionet - Uterine Contractions		Ultrasound Foetal Transducer - comp w/ Bionet - UC	Bionet "
"6013584	BP-40BS-W37		BP-40BS-W37	https://www.medten.com/product/5896	Replacement	Reusable	Welch Allyn	NIBP Cuffs	Accessories	NIBP Cuff	Reusable NIBP Cuff	Replacement: Small adult (17-25cm)"," Single Tube"," With Bladder	NIBP Cuff"," Small adult (17-25cm)"," Single Tube"," With Bladder	1	6				Ultrasound Foetal Transducer - comp w/ Bionet - Uterine Contractions		Ultrasound Foetal Transducer - comp w/ Bionet - UC	Bionet "
"6013594	BP-40BS-W44		BP-40BS-W44	https://www.medten.com/product/5897	Replacement	Reusable	Draeger	NIBP Cuffs	Accessories	Draeger NIBP Cuff	Reusable Draeger NIBP Cuff	Replacement: Small adult (17-25cm)"," Single Tube"," With Bladder"," Draeger Connector	Draeger NIBP Cuff"," Small adult (17-25cm)"," Single Tube"," With Bladder"," Draeger Connector	1	6				Ultrasound Foetal Transducer - comp w/ Bionet - Uterine Contractions		Ultrasound Foetal Transducer - comp w/ Bionet - UC	Bionet "
"6013728	BP-40ND-W38		BP-40ND-W38	https://www.medten.com/product/5898	Replacement	Reusable	GE Healthcare	NIBP Cuffs	Accessories	GE Healthcare NIBP Cuff DUR-A1-2A	Reusable GE Healthcare NIBP Cuff DUR-A1-2A	Replacement: Small adult (17-25cm)"," Double Tube"," Without Bladder	GE Healthcare NIBP Cuff DUR-A1-2A"," Small adult (17-25cm)"," Double Tube"," Without Bladder	1	6				Ultrasound Foetal Transducer - comp w/ Bionet - Uterine Contractions		Ultrasound Foetal Transducer - comp w/ Bionet - UC	Bionet "
"6013683	BP-40NS-W37		BP-40NS-W37	https://www.medten.com/product/5899	Replacement	Reusable	Welch Allyn	NIBP Cuffs	Accessories	NIBP Cuff	Reusable NIBP Cuff	Replacement: Small adult (17-25cm)"," Single Tube"," Without Bladder	NIBP Cuff"," Small adult (17-25cm)"," Single Tube"," Without Bladder	1	6				Ultrasound Foetal Transducer - comp w/ Bionet - Uterine Contractions		Ultrasound Foetal Transducer - comp w/ Bionet - UC	Bionet "
"6013693	BP-40NS-W44		BP-40NS-W44	https://www.medten.com/product/5900	Replacement	Reusable	Draeger	NIBP Cuffs	Accessories	Draeger NIBP Cuff MP00913	Reusable Draeger NIBP Cuff MP00913	Replacement: Small adult (17-25cm)"," Single Tube"," Without Bladder"," Draeger Connector	Draeger NIBP Cuff MP00913"," Small adult (17-25cm)"," Single Tube"," Without Bladder"," Draeger Connector	1	6				Ultrasound Foetal Transducer - comp w/ Bionet - Uterine Contractions		Ultrasound Foetal Transducer - comp w/ Bionet - UC	Bionet "
"6013630	BP-50BD-W38		BP-50BD-W38	https://www.medten.com/product/5901	Replacement	Reusable	GE Healthcare	NIBP Cuffs	Accessories	GE Healthcare NIBP Cuff DUR-A2-2A	Reusable GE Healthcare NIBP Cuff DUR-A2-2A	Replacement: Adult (23-33cm)"," Double Tube"," With Bladder	GE Healthcare NIBP Cuff DUR-A2-2A"," Adult (23-33cm)"," Double Tube"," With Bladder	1	6				Ultrasound Foetal Transducer - comp w/ Bionet - Uterine Contractions		Ultrasound Foetal Transducer - comp w/ Bionet - UC	Bionet "
"6013585	BP-50BS-W37		BP-50BS-W37	https://www.medten.com/product/5902	Replacement	Reusable	Welch Allyn	NIBP Cuffs	Accessories	NIBP Cuff	Reusable NIBP Cuff	Replacement: Adult (23-33cm)"," Single Tube"," With Bladder	NIBP Cuff"," Adult (23-33cm)"," Single Tube"," With Bladder	1	6				Ultrasound Foetal Transducer - comp w/ Bionet - Uterine Contractions		Ultrasound Foetal Transducer - comp w/ Bionet - UC	Bionet "
"6013590	BP-50BS-W44		BP-50BS-W44	https://www.medten.com/product/5903	Replacement	Reusable	Draeger	NIBP Cuffs	Accessories	Draeger NIBP Cuff MP00915	Reusable Draeger NIBP Cuff MP00915	Replacement: Adult (23-33cm)"," Single Tube"," With Bladder"," Draeger Connector	Draeger NIBP Cuff MP00915"," Adult (23-33cm)"," Single Tube"," With Bladder"," Draeger Connector	1	6				Ultrasound Foetal Transducer - comp w/ Bionet - Uterine Contractions		Ultrasound Foetal Transducer - comp w/ Bionet - UC	Bionet "
"6013729	BP-50ND-W38		BP-50ND-W38	https://www.medten.com/product/5904	Replacement	Reusable	GE Healthcare	NIBP Cuffs	Accessories	GE Healthcare NIBP Cuff DUR-A2-2A	Reusable GE Healthcare NIBP Cuff DUR-A2-2A	Replacement: Adult (23-33cm)"," Double Tube"," Without Bladder	GE Healthcare NIBP Cuff DUR-A2-2A"," Adult (23-33cm)"," Double Tube"," Without Bladder	1	6				Ultrasound Foetal Transducer - comp w/ Bionet - Uterine Contractions		Ultrasound Foetal Transducer - comp w/ Bionet - UC	Bionet "
"6013684	BP-50NS-W37		BP-50NS-W37	https://www.medten.com/product/5905	Replacement	Reusable	Welch Allyn	NIBP Cuffs	Accessories	NIBP Cuff	Reusable NIBP Cuff	Replacement: Adult (23-33cm)"," Single Tube"," Without Bladder	NIBP Cuff"," Adult (23-33cm)"," Single Tube"," Without Bladder	1	6				Ultrasound Foetal Transducer - comp w/ Bionet - Uterine Contractions		Ultrasound Foetal Transducer - comp w/ Bionet - UC	Bionet "
"6013689	BP-50NS-W44		BP-50NS-W44	https://www.medten.com/product/5906	Replacement	Reusable	Draeger	NIBP Cuffs	Accessories	Draeger NIBP Cuff MP00915	Reusable Draeger NIBP Cuff MP00915	Replacement: Adult (23-33cm)"," Single Tube"," Without Bladder"," Draeger Connector	Draeger NIBP Cuff MP00915"," Adult (23-33cm)"," Single Tube"," Without Bladder"," Draeger Connector	1	6				Ultrasound Foetal Transducer - comp w/ Bionet - Uterine Contractions		Ultrasound Foetal Transducer - comp w/ Bionet - UC	Bionet "
"6013631	BP-60BD-W38		BP-60BD-W38	https://www.medten.com/product/5907	Replacement	Reusable	GE Healthcare	NIBP Cuffs	Accessories	GE Healthcare NIBP Cuff	Reusable GE Healthcare NIBP Cuff	Replacement: Adult extra long (23-46cm)"," Double Tube"," With Bladder	GE Healthcare NIBP Cuff"," Adult extra long (23-46cm)"," Double Tube"," With Bladder	1	6				Ultrasound Foetal Transducer - comp w/ Bionet - Uterine Contractions		Ultrasound Foetal Transducer - comp w/ Bionet - UC	Bionet "
"6013586	BP-60BS-W37		BP-60BS-W37	https://www.medten.com/product/5908	Replacement	Reusable	Welch Allyn	NIBP Cuffs	Accessories	NIBP Cuff	Reusable NIBP Cuff	Replacement: Adult extra long (23-46cm)"," Single Tube"," With Bladder	NIBP Cuff"," Adult extra long (23-46cm)"," Single Tube"," With Bladder	1	6				Ultrasound Foetal Transducer - comp w/ Bionet - Uterine Contractions		Ultrasound Foetal Transducer - comp w/ Bionet - UC	Bionet "
"6013595	BP-60BS-W44		BP-60BS-W44	https://www.medten.com/product/5909	Replacement	Reusable	Draeger	NIBP Cuffs	Accessories	Draeger NIBP Cuff	Reusable Draeger NIBP Cuff	Replacement: Adult extra long (23-46cm)"," Single Tube"," With Bladder"," Draeger Connector	Draeger NIBP Cuff"," Adult extra long (23-46cm)"," Single Tube"," With Bladder"," Draeger Connector	1	6				Ultrasound Foetal Transducer - comp w/ Bionet - Uterine Contractions		Ultrasound Foetal Transducer - comp w/ Bionet - UC	Bionet "
"6013730	BP-60ND-W38		BP-60ND-W38	https://www.medten.com/product/5910	Replacement	Reusable	GE Healthcare	NIBP Cuffs	Accessories	GE Healthcare NIBP Cuff DUR-A2-2A-L	Reusable GE Healthcare NIBP Cuff DUR-A2-2A-L	Replacement: Adult extra long (23-46cm)"," Double Tube"," Without Bladder	GE Healthcare NIBP Cuff DUR-A2-2A-L"," Adult extra long (23-46cm)"," Double Tube"," Without Bladder	1	6				Ultrasound Foetal Transducer - comp w/ Bionet - Uterine Contractions		Ultrasound Foetal Transducer - comp w/ Bionet - UC	Bionet "
"6013685	BP-60NS-W37		BP-60NS-W37	https://www.medten.com/product/5911	Replacement	Reusable	Welch Allyn	NIBP Cuffs	Accessories	NIBP Cuff	Reusable NIBP Cuff	Replacement: Adult extra long (23-46cm)"," Single Tube"," Without Bladder	NIBP Cuff"," Adult extra long (23-46cm)"," Single Tube"," Without Bladder	1	6				Ultrasound Foetal Transducer - comp w/ Bionet - Uterine Contractions		Ultrasound Foetal Transducer - comp w/ Bionet - UC	Bionet "
"6013694	BP-60NS-W44		BP-60NS-W44	https://www.medten.com/product/5912	Replacement	Reusable	Draeger	NIBP Cuffs	Accessories	Draeger NIBP Cuff MP00917	Reusable Draeger NIBP Cuff MP00917	Replacement: Adult extra long (23-46cm)"," Single Tube"," Without Bladder"," Draeger Connector	Draeger NIBP Cuff MP00917"," Adult extra long (23-46cm)"," Single Tube"," Without Bladder"," Draeger Connector	1	6				Ultrasound Foetal Transducer - comp w/ Bionet - Uterine Contractions		Ultrasound Foetal Transducer - comp w/ Bionet - UC	Bionet "
"6013632	BP-70BD-W38		BP-70BD-W38	https://www.medten.com/product/5913	Replacement	Reusable	GE Healthcare	NIBP Cuffs	Accessories	GE Healthcare NIBP Cuff	Reusable GE Healthcare NIBP Cuff	Replacement: Large adult (31-40cm)"," Double Tube"," With Bladder	GE Healthcare NIBP Cuff"," Large adult (31-40cm)"," Double Tube"," With Bladder	1	6				Ultrasound Foetal Transducer - comp w/ Bionet - Uterine Contractions		Ultrasound Foetal Transducer - comp w/ Bionet - UC	Bionet "
"6013587	BP-70BS-W37		BP-70BS-W37	https://www.medten.com/product/5914	Replacement	Reusable	Welch Allyn	NIBP Cuffs	Accessories	NIBP Cuff	Reusable NIBP Cuff	Replacement: Large adult (31-40cm)"," Single Tube"," With Bladder	NIBP Cuff"," Large adult (31-40cm)"," Single Tube"," With Bladder	1	6				Ultrasound Foetal Transducer - comp w/ Bionet - Uterine Contractions		Ultrasound Foetal Transducer - comp w/ Bionet - UC	Bionet "
"6013596	BP-70BS-W44		BP-70BS-W44	https://www.medten.com/product/5915	Replacement	Reusable	Draeger	NIBP Cuffs	Accessories	Draeger NIBP Cuff	Reusable Draeger NIBP Cuff	Replacement: Large adult (31-40cm)"," Single Tube"," With Bladder"," Draeger Connector	Draeger NIBP Cuff"," Large adult (31-40cm)"," Single Tube"," With Bladder"," Draeger Connector	1	6				Ultrasound Foetal Transducer - comp w/ Bionet - Uterine Contractions		Ultrasound Foetal Transducer - comp w/ Bionet - UC	Bionet "
"6013731	BP-70ND-W38		BP-70ND-W38	https://www.medten.com/product/5916	Replacement	Reusable	GE Healthcare	NIBP Cuffs	Accessories	GE Healthcare NIBP Cuff DUR-A3-2A	Reusable GE Healthcare NIBP Cuff DUR-A3-2A	Replacement: Large adult (31-40cm)"," Double Tube"," Without Bladder	GE Healthcare NIBP Cuff DUR-A3-2A"," Large adult (31-40cm)"," Double Tube"," Without Bladder	1	6				Ultrasound Foetal Transducer - comp w/ Bionet - Uterine Contractions		Ultrasound Foetal Transducer - comp w/ Bionet - UC	Bionet "
"6013686	BP-70NS-W37		BP-70NS-W37	https://www.medten.com/product/5917	Replacement	Reusable	Welch Allyn	NIBP Cuffs	Accessories	NIBP Cuff	Reusable NIBP Cuff	Replacement: Large adult (31-40cm)"," Single Tube"," Without Bladder	NIBP Cuff"," Large adult (31-40cm)"," Single Tube"," Without Bladder	1	6				Ultrasound Foetal Transducer - comp w/ Bionet - Uterine Contractions		Ultrasound Foetal Transducer - comp w/ Bionet - UC	Bionet "
"6013695	BP-70NS-W44		BP-70NS-W44	https://www.medten.com/product/5918	Replacement	Reusable	Draeger	NIBP Cuffs	Accessories	Draeger NIBP Cuff MP00918	Reusable Draeger NIBP Cuff MP00918	Replacement: Large adult (31-40cm)"," Single Tube"," Without Bladder"," Draeger Connector	Draeger NIBP Cuff MP00918"," Large adult (31-40cm)"," Single Tube"," Without Bladder"," Draeger Connector	1	6				Ultrasound Foetal Transducer - comp w/ Bionet - Uterine Contractions		Ultrasound Foetal Transducer - comp w/ Bionet - UC	Bionet "
"6013633	BP-80BD-W38		BP-80BD-W38	https://www.medten.com/product/5919	Replacement	Reusable	GE Healthcare	NIBP Cuffs	Accessories	GE Healthcare NIBP Cuff	Reusable GE Healthcare NIBP Cuff	Replacement: Large adult extra long (31-53cm)"," Double Tube"," With Bladder	GE Healthcare NIBP Cuff"," Large adult extra long (31-53cm)"," Double Tube"," With Bladder	1	6				Ultrasound Foetal Transducer - comp w/ Bionet - Uterine Contractions		Ultrasound Foetal Transducer - comp w/ Bionet - UC	Bionet "
"6013588	BP-80BS-W37		BP-80BS-W37	https://www.medten.com/product/5920	Replacement	Reusable	Welch Allyn	NIBP Cuffs	Accessories	NIBP Cuff	Reusable NIBP Cuff	Replacement: Large adult extra long (31-53cm)"," Single Tube"," With Bladder	NIBP Cuff"," Large adult extra long (31-53cm)"," Single Tube"," With Bladder	1	6				Ultrasound Foetal Transducer - comp w/ Bionet - Uterine Contractions		Ultrasound Foetal Transducer - comp w/ Bionet - UC	Bionet "
"6013597	BP-80BS-W44		BP-80BS-W44	https://www.medten.com/product/5921	Replacement	Reusable	Draeger	NIBP Cuffs	Accessories	Draeger NIBP Cuff	Reusable Draeger NIBP Cuff	Replacement: Large adult extra long (31-53cm)"," Single Tube"," With Bladder"," Draeger Connector	Draeger NIBP Cuff"," Large adult extra long (31-53cm)"," Single Tube"," With Bladder"," Draeger Connector	1	6				Ultrasound Foetal Transducer - comp w/ Bionet - Uterine Contractions		Ultrasound Foetal Transducer - comp w/ Bionet - UC	Bionet "
"6013732	BP-80ND-W38		BP-80ND-W38	https://www.medten.com/product/5922	Replacement	Reusable	GE Healthcare	NIBP Cuffs	Accessories	GE Healthcare NIBP Cuff DUR-A3-2A-L	Reusable GE Healthcare NIBP Cuff DUR-A3-2A-L	Replacement: Large adult extra long (31-53cm)"," Double Tube"," Without Bladder	GE Healthcare NIBP Cuff DUR-A3-2A-L"," Large adult extra long (31-53cm)"," Double Tube"," Without Bladder	1	6				Ultrasound Foetal Transducer - comp w/ Bionet - Uterine Contractions		Ultrasound Foetal Transducer - comp w/ Bionet - UC	Bionet "
"6013687	BP-80NS-W37		BP-80NS-W37	https://www.medten.com/product/5923	Replacement	Reusable	Welch Allyn	NIBP Cuffs	Accessories	NIBP Cuff	Reusable NIBP Cuff	Replacement: Large adult extra long (31-53cm)"," Single Tube"," Without Bladder	NIBP Cuff"," Large adult extra long (31-53cm)"," Single Tube"," Without Bladder	1	6				Ultrasound Foetal Transducer - comp w/ Bionet - Uterine Contractions		Ultrasound Foetal Transducer - comp w/ Bionet - UC	Bionet "
"6013696	BP-80NS-W44		BP-80NS-W44	https://www.medten.com/product/5924	Replacement	Reusable	Draeger	NIBP Cuffs	Accessories	Draeger NIBP Cuff MP00919	Reusable Draeger NIBP Cuff MP00919	Replacement: Large adult extra long (31-53cm)"," Single Tube"," Without Bladder"," Draeger Connector	Draeger NIBP Cuff MP00919"," Large adult extra long (31-53cm)"," Single Tube"," Without Bladder"," Draeger Connector	1	6				Ultrasound Foetal Transducer - comp w/ Bionet - Uterine Contractions		Ultrasound Foetal Transducer - comp w/ Bionet - UC	Bionet "
"6013634	BP-90BD-W38		BP-90BD-W38	https://www.medten.com/product/5925	Replacement	Reusable	GE Healthcare	NIBP Cuffs	Accessories	GE Healthcare NIBP Cuff	Reusable GE Healthcare NIBP Cuff	Replacement: Thigh (38-50cm)"," Double Tube"," With Bladder	GE Healthcare NIBP Cuff"," Thigh (38-50cm)"," Double Tube"," With Bladder	1	6				Ultrasound Foetal Transducer - comp w/ Bionet - Uterine Contractions		Ultrasound Foetal Transducer - comp w/ Bionet - UC	Bionet "
"6013589	BP-90BS-W37		BP-90BS-W37	https://www.medten.com/product/5926	Replacement	Reusable	Welch Allyn	NIBP Cuffs	Accessories	NIBP Cuff	Reusable NIBP Cuff	Replacement: Thigh (38-50cm)"," Single Tube"," With Bladder	NIBP Cuff"," Thigh (38-50cm)"," Single Tube"," With Bladder	1	6				Ultrasound Foetal Transducer - comp w/ Bionet - Uterine Contractions		Ultrasound Foetal Transducer - comp w/ Bionet - UC	Bionet "
"6013598	BP-90BS-W44		BP-90BS-W44	https://www.medten.com/product/5927	Replacement	Reusable	Draeger	NIBP Cuffs	Accessories	Draeger NIBP Cuff	Reusable Draeger NIBP Cuff	Replacement: Thigh (38-50cm)"," Single Tube"," With Bladder"," Draeger Connector	Draeger NIBP Cuff"," Thigh (38-50cm)"," Single Tube"," With Bladder"," Draeger Connector	1	6				Ultrasound Foetal Transducer - comp w/ Bionet - Uterine Contractions		Ultrasound Foetal Transducer - comp w/ Bionet - UC	Bionet "
"6013733	BP-90ND-W38		BP-90ND-W38	https://www.medten.com/product/5928	Replacement	Reusable	GE Healthcare	NIBP Cuffs	Accessories	GE Healthcare NIBP Cuff DUR-T1-2A	Reusable GE Healthcare NIBP Cuff DUR-T1-2A	Replacement: Thigh (38-50cm)"," Double Tube"," Without Bladder	GE Healthcare NIBP Cuff DUR-T1-2A"," Thigh (38-50cm)"," Double Tube"," Without Bladder	1	6				Ultrasound Foetal Transducer - comp w/ Bionet - Uterine Contractions		Ultrasound Foetal Transducer - comp w/ Bionet - UC	Bionet "
"6013688	BP-90NS-W37		BP-90NS-W37	https://www.medten.com/product/5929	Replacement	Reusable	Welch Allyn	NIBP Cuffs	Accessories	NIBP Cuff	Reusable NIBP Cuff	Replacement: Thigh (38-50cm)"," Single Tube"," Without Bladder	NIBP Cuff"," Thigh (38-50cm)"," Single Tube"," Without Bladder	1	6				Ultrasound Foetal Transducer - comp w/ Bionet - Uterine Contractions		Ultrasound Foetal Transducer - comp w/ Bionet - UC	Bionet "
"6013697	BP-90NS-W44		BP-90NS-W44	https://www.medten.com/product/5930	Replacement	Reusable	Draeger	NIBP Cuffs	Accessories	Draeger NIBP Cuff MP00921	Reusable Draeger NIBP Cuff MP00921	Replacement: Thigh (38-50cm)"," Single Tube"," Without Bladder"," Draeger Connector	Draeger NIBP Cuff MP00921"," Thigh (38-50cm)"," Single Tube"," Without Bladder"," Draeger Connector	1	6				Ultrasound Foetal Transducer - comp w/ Bionet - Uterine Contractions		Ultrasound Foetal Transducer - comp w/ Bionet - UC	Bionet "
"6013218	BPD-11WD-WD34		BPD-11WD-WD34	https://www.medten.com/product/5931	Replacement	Disposable	GE Healthcare	NIBP Cuffs	Accessories	GE Healthcare NIBP Cuff CLA-N1-2B	Disposable GE Healthcare NIBP Cuff CLA-N1-2B	Replacement: Neonate (6-11 cm)"," Double Tube"," Non-woven fiber"," GE Neo Snap (Box of 10)	GE Healthcare NIBP Cuff CLA-N1-2B"," Neonate (6-11 cm)"," Double Tube"," Non-woven fiber"," GE Neo Snap (Box of 10)	10	0				Ultrasound Foetal Transducer - comp w/ Bionet - Uterine Contractions		Ultrasound Foetal Transducer - comp w/ Bionet - UC	Bionet "
"6013219	BPD-12WD-WD34		BPD-12WD-WD34	https://www.medten.com/product/5932	Replacement	Disposable	GE Healthcare	NIBP Cuffs	Accessories	GE Healthcare NIBP Cuff CLA-N2-2B	Disposable GE Healthcare NIBP Cuff CLA-N2-2B	Replacement: Neonate #2 (4-8cm)"," Double Tube"," Non-woven fiber"," GE Neo Snap (Box of 10)	GE Healthcare NIBP Cuff CLA-N2-2B"," Neonate #2 (4-8cm)"," Double Tube"," Non-woven fiber"," GE Neo Snap (Box of 10)	10	0				Ultrasound Foetal Transducer - comp w/ Bionet - Uterine Contractions		Ultrasound Foetal Transducer - comp w/ Bionet - UC	Bionet "
"6013220	BPD-13WD-WD34		BPD-13WD-WD34	https://www.medten.com/product/5933	Replacement	Disposable	GE Healthcare	NIBP Cuffs	Accessories	GE Healthcare NIBP Cuff CLA-N3-2B	Disposable GE Healthcare NIBP Cuff CLA-N3-2B	Replacement: Neonate #3 (6-11cm)"," Double Tube"," Non-woven fiber"," GE Neo Snap (Box of 10)	GE Healthcare NIBP Cuff CLA-N3-2B"," Neonate #3 (6-11cm)"," Double Tube"," Non-woven fiber"," GE Neo Snap (Box of 10)	10	0				Ultrasound Foetal Transducer - comp w/ Bionet - Uterine Contractions		Ultrasound Foetal Transducer - comp w/ Bionet - UC	Bionet "
"6013221	BPD-14WD-WD34		BPD-14WD-WD34	https://www.medten.com/product/5934	Replacement	Disposable	GE Healthcare	NIBP Cuffs	Accessories	GE Healthcare NIBP Cuff CLA-N4-2B	Disposable GE Healthcare NIBP Cuff CLA-N4-2B	Replacement: Neonate #4 (7-13cm)"," Double Tube"," Non-woven fiber"," GE Neo Snap (Box of 10)	GE Healthcare NIBP Cuff CLA-N4-2B"," Neonate #4 (7-13cm)"," Double Tube"," Non-woven fiber"," GE Neo Snap (Box of 10)	10	0				Ultrasound Foetal Transducer - comp w/ Bionet - Uterine Contractions		Ultrasound Foetal Transducer - comp w/ Bionet - UC	Bionet "
"6013222	BPD-15WD-WD34		BPD-15WD-WD34	https://www.medten.com/product/5935	Replacement	Disposable	GE Healthcare	NIBP Cuffs	Accessories	GE Healthcare NIBP Cuff CLA-N5-2B	Disposable GE Healthcare NIBP Cuff CLA-N5-2B	Replacement: Neonate #5 (8-15cm)"," Double Tube"," Non-woven fiber"," GE Neo Snap (Box of 10)	GE Healthcare NIBP Cuff CLA-N5-2B"," Neonate #5 (8-15cm)"," Double Tube"," Non-woven fiber"," GE Neo Snap (Box of 10)	10	0				Ultrasound Foetal Transducer - comp w/ Bionet - Uterine Contractions		Ultrasound Foetal Transducer - comp w/ Bionet - UC	Bionet "
"6013211	BPD-20WD-W38		BPD-20WD-W38	https://www.medten.com/product/5936	Replacement	Disposable	GE Healthcare	NIBP Cuffs	Accessories	GE Healthcare NIBP Cuff SFT-P1-2A	Disposable GE Healthcare NIBP Cuff SFT-P1-2A	Replacement: Infant (8-13cm)"," Double Tube"," Non-woven fiber"," GE Dinaclick (Box of 10)	GE Healthcare NIBP Cuff SFT-P1-2A"," Infant (8-13cm)"," Double Tube"," Non-woven fiber"," GE Dinaclick (Box of 10)	10	0				Ultrasound Foetal Transducer - comp w/ Bionet - Uterine Contractions		Ultrasound Foetal Transducer - comp w/ Bionet - UC	Bionet "
"6013141	BPD-20WS-W08		BPD-20WS-W08	https://www.medten.com/product/5937	Replacement	Disposable	Welch Allyn	NIBP Cuffs	Accessories	Welch Allyn/Stryker NIBP Cuff 39090	Disposable Welch Allyn/Stryker NIBP Cuff 39090	Replacement: Infant (8-13cm)"," Non-woven fiber"," Male Screw (Box of 10)	Welch Allyn/Stryker NIBP Cuff 39090"," Infant (8-13cm)"," Non-woven fiber"," Male Screw (Box of 10)	10	0				Ultrasound Foetal Transducer - comp w/ Bionet - Uterine Contractions		Ultrasound Foetal Transducer - comp w/ Bionet - UC	Bionet "
"6013168	BPD-20WS-W37		BPD-20WS-W37	https://www.medten.com/product/5938	Replacement	Disposable	Welch Allyn	NIBP Cuffs	Accessories	NIBP Cuff	Disposable NIBP Cuff	Replacement: Infant (8-13cm)"," Non-woven fiber"," Welch Allyn FlexiPort (Box of 10)	NIBP Cuff"," Infant (8-13cm)"," Non-woven fiber"," Welch Allyn FlexiPort (Box of 10)	10	0				Ultrasound Foetal Transducer - comp w/ Bionet - Uterine Contractions		Ultrasound Foetal Transducer - comp w/ Bionet - UC	Bionet "
"6013210	BPD-30WD-W38		BPD-30WD-W38	https://www.medten.com/product/5939	Replacement	Disposable	GE Healthcare	NIBP Cuffs	Accessories	GE Healthcare NIBP Cuff SFT-P2-2A	Disposable GE Healthcare NIBP Cuff SFT-P2-2A	Replacement: Pediatric (12-19cm)"," Double Tube"," Non-woven fiber"," GE Dinaclick (Box of 10)	GE Healthcare NIBP Cuff SFT-P2-2A"," Pediatric (12-19cm)"," Double Tube"," Non-woven fiber"," GE Dinaclick (Box of 10)	10	0				Ultrasound Foetal Transducer - comp w/ Bionet - Uterine Contractions		Ultrasound Foetal Transducer - comp w/ Bionet - UC	Bionet "
"6013142	BPD-30WS-W08		BPD-30WS-W08	https://www.medten.com/product/5940	Replacement	Disposable	Welch Allyn	NIBP Cuffs	Accessories	Welch Allyn/Stryker NIBP Cuff 39091	Disposable Welch Allyn/Stryker NIBP Cuff 39091	Replacement: Pediatric (12-19cm)"," Non-woven fiber"," Male Screw (Box of 10)	Welch Allyn/Stryker NIBP Cuff 39091"," Pediatric (12-19cm)"," Non-woven fiber"," Male Screw (Box of 10)	10	0				Ultrasound Foetal Transducer - comp w/ Bionet - Uterine Contractions		Ultrasound Foetal Transducer - comp w/ Bionet - UC	Bionet "
"6013169	BPD-30WS-W37		BPD-30WS-W37	https://www.medten.com/product/5941	Replacement	Disposable	Welch Allyn	NIBP Cuffs	Accessories	NIBP Cuff	Disposable NIBP Cuff	Replacement: Pediatric (12-19cm)"," Non-woven fiber"," Welch Allyn FlexiPort (Box of 10)	NIBP Cuff"," Pediatric (12-19cm)"," Non-woven fiber"," Welch Allyn FlexiPort (Box of 10)	10	0				Ultrasound Foetal Transducer - comp w/ Bionet - Uterine Contractions		Ultrasound Foetal Transducer - comp w/ Bionet - UC	Bionet "
"6013212	BPD-40WD-W38		BPD-40WD-W38	https://www.medten.com/product/5942	Replacement	Disposable	GE Healthcare	NIBP Cuffs	Accessories	GE Healthcare NIBP Cuff SFT-A1-2A	Disposable GE Healthcare NIBP Cuff SFT-A1-2A	Replacement: Small adult (17-25cm)"," Double Tube"," Non-woven fiber"," GE Dinaclick (Box of 10)	GE Healthcare NIBP Cuff SFT-A1-2A"," Small adult (17-25cm)"," Double Tube"," Non-woven fiber"," GE Dinaclick (Box of 10)	10	0				Ultrasound Foetal Transducer - comp w/ Bionet - Uterine Contractions		Ultrasound Foetal Transducer - comp w/ Bionet - UC	Bionet "
"6013143	BPD-40WS-W08		BPD-40WS-W08	https://www.medten.com/product/5943	Replacement	Disposable	Welch Allyn	NIBP Cuffs	Accessories	Welch Allyn/Stryker NIBP Cuff 39092	Disposable Welch Allyn/Stryker NIBP Cuff 39092	Replacement: Small adult (17-25cm)"," Non-woven fiber"," Male Screw (Box of 10)	Welch Allyn/Stryker NIBP Cuff 39092"," Small adult (17-25cm)"," Non-woven fiber"," Male Screw (Box of 10)	10	0				Ultrasound Foetal Transducer - comp w/ Bionet - Uterine Contractions		Ultrasound Foetal Transducer - comp w/ Bionet - UC	Bionet "
"6013170	BPD-40WS-W37		BPD-40WS-W37	https://www.medten.com/product/5944	Replacement	Disposable	Welch Allyn	NIBP Cuffs	Accessories	NIBP Cuff	Disposable NIBP Cuff	Replacement: Small adult (17-25cm)"," Non-woven fiber"," Welch Allyn FlexiPort (Box of 10)	NIBP Cuff"," Small adult (17-25cm)"," Non-woven fiber"," Welch Allyn FlexiPort (Box of 10)	10	0				Ultrasound Foetal Transducer - comp w/ Bionet - Uterine Contractions		Ultrasound Foetal Transducer - comp w/ Bionet - UC	Bionet "
"6013213	BPD-50WD-W38		BPD-50WD-W38	https://www.medten.com/product/5945	Replacement	Disposable	GE Healthcare	NIBP Cuffs	Accessories	GE Healthcare NIBP Cuff SFT-A2-2A	Disposable GE Healthcare NIBP Cuff SFT-A2-2A	Replacement: Adult (23-33cm)"," Double Tube"," Non-woven fiber"," GE Dinaclick (Box of 10)	GE Healthcare NIBP Cuff SFT-A2-2A"," Adult (23-33cm)"," Double Tube"," Non-woven fiber"," GE Dinaclick (Box of 10)	10	0				Ultrasound Foetal Transducer - comp w/ Bionet - Uterine Contractions		Ultrasound Foetal Transducer - comp w/ Bionet - UC	Bionet "
"6013144	BPD-50WS-W08		BPD-50WS-W08	https://www.medten.com/product/5946	Replacement	Disposable	Welch Allyn	NIBP Cuffs	Accessories	Welch Allyn/Stryker NIBP Cuff 39073	Disposable Welch Allyn/Stryker NIBP Cuff 39073	Replacement: Adult (23-33cm)"," Non-woven fiber"," Male Screw (Box of 10)	Welch Allyn/Stryker NIBP Cuff 39073"," Adult (23-33cm)"," Non-woven fiber"," Male Screw (Box of 10)	10	0				Ultrasound Foetal Transducer - comp w/ Bionet - Uterine Contractions		Ultrasound Foetal Transducer - comp w/ Bionet - UC	Bionet "
"6013152	BPD-50WS-W10		BPD-50WS-W10	https://www.medten.com/product/5947	Replacement	Disposable	Nihon Kohden	NIBP Cuffs	Accessories	Nihon Kohden NIBP Cuff YP-843T	Disposable Nihon Kohden NIBP Cuff YP-843T	Replacement: Adult (23-33cm)"," Non-woven fiber"," Male Submin (Box of 10)	Nihon Kohden NIBP Cuff YP-843T"," Adult (23-33cm)"," Non-woven fiber"," Male Submin (Box of 10)	10	0				Ultrasound Foetal Transducer - comp w/ Bionet - Uterine Contractions		Ultrasound Foetal Transducer - comp w/ Bionet - UC	Bionet "
"6013171	BPD-50WS-W37		BPD-50WS-W37	https://www.medten.com/product/5948	Replacement	Disposable	Welch Allyn	NIBP Cuffs	Accessories	NIBP Cuff	Disposable NIBP Cuff	Replacement: Adult (23-33cm)"," Non-woven fiber"," Welch Allyn FlexiPort (Box of 10)	NIBP Cuff"," Adult (23-33cm)"," Non-woven fiber"," Welch Allyn FlexiPort (Box of 10)	10	0				Ultrasound Foetal Transducer - comp w/ Bionet - Uterine Contractions		Ultrasound Foetal Transducer - comp w/ Bionet - UC	Bionet "
"6013214	BPD-60WD-W38		BPD-60WD-W38	https://www.medten.com/product/5949	Replacement	Disposable	GE Healthcare	NIBP Cuffs	Accessories	GE Healthcare NIBP Cuff SFT-A2-2A-L	Disposable GE Healthcare NIBP Cuff SFT-A2-2A-L	Replacement: Adult extra long (23-46cm)"," Double Tube"," Non-woven fiber"," GE Dinaclick (Box of 10)	GE Healthcare NIBP Cuff SFT-A2-2A-L"," Adult extra long (23-46cm)"," Double Tube"," Non-woven fiber"," GE Dinaclick (Box of 10)	10	0				Ultrasound Foetal Transducer - comp w/ Bionet - Uterine Contractions		Ultrasound Foetal Transducer - comp w/ Bionet - UC	Bionet "
"6013145	BPD-60WS-W08		BPD-60WS-W08	https://www.medten.com/product/5950	Replacement	Disposable	Welch Allyn	NIBP Cuffs	Accessories	Welch Allyn/Stryker NIBP Cuff 39093	Disposable Welch Allyn/Stryker NIBP Cuff 39093	Replacement: Adult extra long (23-46cm)"," Non-woven fiber"," Male Screw (Box of 10)	Welch Allyn/Stryker NIBP Cuff 39093"," Adult extra long (23-46cm)"," Non-woven fiber"," Male Screw (Box of 10)	10	0				Ultrasound Foetal Transducer - comp w/ Bionet - Uterine Contractions		Ultrasound Foetal Transducer - comp w/ Bionet - UC	Bionet "
"6013172	BPD-60WS-W37		BPD-60WS-W37	https://www.medten.com/product/5951	Replacement	Disposable	Welch Allyn	NIBP Cuffs	Accessories	NIBP Cuff	Disposable NIBP Cuff	Replacement: Adult extra long (23-46cm)"," Non-woven fiber"," Welch Allyn FlexiPort (Box of 10)	NIBP Cuff"," Adult extra long (23-46cm)"," Non-woven fiber"," Welch Allyn FlexiPort (Box of 10)	10	0				Ultrasound Foetal Transducer - comp w/ Bionet - Uterine Contractions		Ultrasound Foetal Transducer - comp w/ Bionet - UC	Bionet "
"6013215	BPD-70WD-W38		BPD-70WD-W38	https://www.medten.com/product/5952	Replacement	Disposable	GE Healthcare	NIBP Cuffs	Accessories	GE Healthcare NIBP Cuff SFT-A3-2A	Disposable GE Healthcare NIBP Cuff SFT-A3-2A	Replacement: Large adult (31-40cm)"," Double Tube"," Non-woven fiber"," GE Dinaclick (Box of 10)	GE Healthcare NIBP Cuff SFT-A3-2A"," Large adult (31-40cm)"," Double Tube"," Non-woven fiber"," GE Dinaclick (Box of 10)	10	0				Ultrasound Foetal Transducer - comp w/ Bionet - Uterine Contractions		Ultrasound Foetal Transducer - comp w/ Bionet - UC	Bionet "
"6013146	BPD-70WS-W08		BPD-70WS-W08	https://www.medten.com/product/5953	Replacement	Disposable	Welch Allyn	NIBP Cuffs	Accessories	Welch Allyn/Stryker NIBP Cuff 39074	Disposable Welch Allyn/Stryker NIBP Cuff 39074	Replacement: Large adult (31-40cm)"," Non-woven fiber"," Male Screw (Box of 10)	Welch Allyn/Stryker NIBP Cuff 39074"," Large adult (31-40cm)"," Non-woven fiber"," Male Screw (Box of 10)	10	0				Ultrasound Foetal Transducer - comp w/ Bionet - Uterine Contractions		Ultrasound Foetal Transducer - comp w/ Bionet - UC	Bionet "
"6013173	BPD-70WS-W37		BPD-70WS-W37	https://www.medten.com/product/5954	Replacement	Disposable	Welch Allyn	NIBP Cuffs	Accessories	NIBP Cuff	Disposable NIBP Cuff	Replacement: Large adult (31-40cm)"," Non-woven fiber"," Welch Allyn FlexiPort (Box of 10)	NIBP Cuff"," Large adult (31-40cm)"," Non-woven fiber"," Welch Allyn FlexiPort (Box of 10)	10	0				Ultrasound Foetal Transducer - comp w/ Bionet - Uterine Contractions		Ultrasound Foetal Transducer - comp w/ Bionet - UC	Bionet "
"6013216	BPD-80WD-W38		BPD-80WD-W38	https://www.medten.com/product/5955	Replacement	Disposable	GE Healthcare	NIBP Cuffs	Accessories	GE Healthcare NIBP Cuff SFT-A3-2A-L	Disposable GE Healthcare NIBP Cuff SFT-A3-2A-L	Replacement: Large adult extra long (31-53cm)"," Double Tube"," Non-woven fiber"," GE Dinaclick (Box of 10)	GE Healthcare NIBP Cuff SFT-A3-2A-L"," Large adult extra long (31-53cm)"," Double Tube"," Non-woven fiber"," GE Dinaclick (Box of 10)	10	0				Ultrasound Foetal Transducer - comp w/ Bionet - Uterine Contractions		Ultrasound Foetal Transducer - comp w/ Bionet - UC	Bionet "
"6013147	BPD-80WS-W08		BPD-80WS-W08	https://www.medten.com/product/5956	Replacement	Disposable	Welch Allyn	NIBP Cuffs	Accessories	Welch Allyn/Stryker NIBP Cuff 39075	Disposable Welch Allyn/Stryker NIBP Cuff 39075	Replacement: Large adult extra long (31-53cm)"," Non-woven fiber"," Male Screw (Box of 10)	Welch Allyn/Stryker NIBP Cuff 39075"," Large adult extra long (31-53cm)"," Non-woven fiber"," Male Screw (Box of 10)	10	0				Ultrasound Foetal Transducer - comp w/ Bionet - Uterine Contractions		Ultrasound Foetal Transducer - comp w/ Bionet - UC	Bionet "
"6013174	BPD-80WS-W37		BPD-80WS-W37	https://www.medten.com/product/5957	Replacement	Disposable	Welch Allyn	NIBP Cuffs	Accessories	NIBP Cuff	Disposable NIBP Cuff	Replacement: Large adult extra long (31-53cm)"," Non-woven fiber (Box of 10)	NIBP Cuff"," Large adult extra long (31-53cm)"," Non-woven fiber (Box of 10)	10	0				Ultrasound Foetal Transducer - comp w/ Bionet - Uterine Contractions		Ultrasound Foetal Transducer - comp w/ Bionet - UC	Bionet "
"6013217	BPD-90WD-W38		BPD-90WD-W38	https://www.medten.com/product/5958	Replacement	Disposable	GE Healthcare	NIBP Cuffs	Accessories	GE Healthcare NIBP Cuff SFT-T1-2A	Disposable GE Healthcare NIBP Cuff SFT-T1-2A	Replacement: Thigh (38-50cm)"," Double Tube"," Non-woven fiber"," GE Dinaclick (Box of 10)	GE Healthcare NIBP Cuff SFT-T1-2A"," Thigh (38-50cm)"," Double Tube"," Non-woven fiber"," GE Dinaclick (Box of 10)	10	0				Ultrasound Foetal Transducer - comp w/ Bionet - Uterine Contractions		Ultrasound Foetal Transducer - comp w/ Bionet - UC	Bionet "
"6013148	BPD-90WS-W08		BPD-90WS-W08	https://www.medten.com/product/5959	Replacement	Disposable	Welch Allyn	NIBP Cuffs	Accessories	Welch Allyn/Stryker NIBP Cuff 39076	Disposable Welch Allyn/Stryker NIBP Cuff 39076	Replacement: Thigh (38-50cm)"," Non-woven fiber"," Male Screw (Box of 10)	Welch Allyn/Stryker NIBP Cuff 39076"," Thigh (38-50cm)"," Non-woven fiber"," Male Screw (Box of 10)	10	0				Ultrasound Foetal Transducer - comp w/ Bionet - Uterine Contractions		Ultrasound Foetal Transducer - comp w/ Bionet - UC	Bionet "
"6013175	BPD-90WS-W37		BPD-90WS-W37	https://www.medten.com/product/5960	Replacement	Disposable	Welch Allyn	NIBP Cuffs	Accessories	NIBP Cuff	Disposable NIBP Cuff	Replacement: Thigh (38-50cm)"," Non-woven fiber (Box of 10)	NIBP Cuff"," Thigh (38-50cm)"," Non-woven fiber (Box of 10)	10	0				Ultrasound Foetal Transducer - comp w/ Bionet - Uterine Contractions		Ultrasound Foetal Transducer - comp w/ Bionet - UC	Bionet "
"6014126	BPH-AD12-14A-09M		BPH-AD12-14A-09M	https://www.medten.com/product/5961	Replacement	Reusable	GE Healthcare	NIBP Air Hoses	Accessories	GE Healthcare NIBP Air Hose 2017008-004	Reusable GE Healthcare NIBP Air Hose 2017008-004	Replacement: Adult/Pediatric"," Double Tube"," 1.2m	GE Healthcare NIBP Air Hose 2017008-004"," Adult/Pediatric"," Double Tube"," 1.2m	1	6				Ultrasound Foetal Transducer - comp w/ Bionet - Uterine Contractions		Ultrasound Foetal Transducer - comp w/ Bionet - UC	Bionet "
"6014125	BPH-AD12-14A-10		BPH-AD12-14A-10	https://www.medten.com/product/5962	Replacement	Reusable	GE Healthcare	NIBP Air Hoses	Accessories	GE Healthcare NIBP Air Hose 2017008-002	Reusable GE Healthcare NIBP Air Hose 2017008-002	Replacement: Adult/Pediatric"," Double Tube"," 1.2m	GE Healthcare NIBP Air Hose 2017008-002"," Adult/Pediatric"," Double Tube"," 1.2m	1	6				Ultrasound Foetal Transducer - comp w/ Bionet - Uterine Contractions		Ultrasound Foetal Transducer - comp w/ Bionet - UC	Bionet "
"6014105	BPH-AD15-23-S11		BPH-AD15-23-S11	https://www.medten.com/product/5963	Replacement	Reusable	Nihon Kohden	NIBP Air Hoses	Accessories	Nihon Kohden NIBP Air Hose YN-100T	Reusable Nihon Kohden NIBP Air Hose YN-100T	Replacement: Adult/Pediatric"," Double Tube"," 1.5m	Nihon Kohden NIBP Air Hose YN-100T"," Adult/Pediatric"," Double Tube"," 1.5m	1	6				Ultrasound Foetal Transducer - comp w/ Bionet - Uterine Contractions		Ultrasound Foetal Transducer - comp w/ Bionet - UC	Bionet "
"6014132	BPH-AD15-24-10		BPH-AD15-24-10	https://www.medten.com/product/5964	Replacement	Reusable	Welch Allyn	NIBP Air Hoses	Accessories	Welch Allyn/Stryker NIBP Air Hose 4500-30	Reusable Welch Allyn/Stryker NIBP Air Hose 4500-30	Replacement: Adult/Pediatric"," Double Tube"," 1.5m	Welch Allyn/Stryker NIBP Air Hose 4500-30"," Adult/Pediatric"," Double Tube"," 1.5m	1	6				Ultrasound Foetal Transducer - comp w/ Bionet - Uterine Contractions		Ultrasound Foetal Transducer - comp w/ Bionet - UC	Bionet "
"6014131	BPH-AD15-24-26		BPH-AD15-24-26	https://www.medten.com/product/5965	Replacement	Reusable	Welch Allyn	NIBP Air Hoses	Accessories	Welch Allyn/Stryker NIBP Air Hose 4500-34	Reusable Welch Allyn/Stryker NIBP Air Hose 4500-34	Replacement: Adult/Pediatric"," Double Tube"," 1.5m	Welch Allyn/Stryker NIBP Air Hose 4500-34"," Adult/Pediatric"," Double Tube"," 1.5m	1	6				Ultrasound Foetal Transducer - comp w/ Bionet - Uterine Contractions		Ultrasound Foetal Transducer - comp w/ Bionet - UC	Bionet "
"6014127	BPH-AD30-13-10		BPH-AD30-13-10	https://www.medten.com/product/5966	Replacement	Reusable	Datex Ohmeda	NIBP Air Hoses	Accessories	Datex Ohmeda NIBP Air Hose	Reusable Datex Ohmeda NIBP Air Hose	Replacement: Adult/Pediatric"," Double Tube"," 3.0m"," Reusable	Datex Ohmeda NIBP Air Hose"," Adult/Pediatric"," Double Tube"," 3.0m"," Reusable	1	6				Ultrasound Foetal Transducer - comp w/ Bionet - Uterine Contractions		Ultrasound Foetal Transducer - comp w/ Bionet - UC	Bionet "
"6014128	BPH-AD30-13-1011		BPH-AD30-13-1011	https://www.medten.com/product/5967	Replacement	Reusable	Datex Ohmeda	NIBP Air Hoses	Accessories	Datex Ohmeda/GE NIBP Air Hose 877235	Reusable Datex Ohmeda/GE NIBP Air Hose 877235	Replacement: Adult/Pediatric"," Double Tube"," 3.0m	Datex Ohmeda/GE NIBP Air Hose 877235"," Adult/Pediatric"," Double Tube"," 3.0m	1	6				Ultrasound Foetal Transducer - comp w/ Bionet - Uterine Contractions		Ultrasound Foetal Transducer - comp w/ Bionet - UC	Bionet "
"6014118	BPH-AD30-24-10		BPH-AD30-24-10	https://www.medten.com/product/5969	Replacement	Reusable	Welch Allyn	NIBP Air Hoses	Accessories	Welch Allyn/Stryker NIBP Air Hose 4500-31	Reusable Welch Allyn/Stryker NIBP Air Hose 4500-31	Replacement: Adult/Pediatric"," Double Tube"," 3.0m	Welch Allyn/Stryker NIBP Air Hose 4500-31"," Adult/Pediatric"," Double Tube"," 3.0m	1	6				Ultrasound Foetal Transducer - comp w/ Bionet - Uterine Contractions		Ultrasound Foetal Transducer - comp w/ Bionet - UC	Bionet "
"6014123	BPH-AD30-24-26		BPH-AD30-24-26	https://www.medten.com/product/5970	Replacement	Reusable	Welch Allyn	NIBP Air Hoses	Accessories	Welch Allyn/Stryker NIBP Air Hose 4500-35	Reusable Welch Allyn/Stryker NIBP Air Hose 4500-35	Replacement: Adult/Pediatric"," Double Tube"," 3.0m	Welch Allyn/Stryker NIBP Air Hose 4500-35"," Adult/Pediatric"," Double Tube"," 3.0m	1	6				Ultrasound Foetal Transducer - comp w/ Bionet - Uterine Contractions		Ultrasound Foetal Transducer - comp w/ Bionet - UC	Bionet "
"6014107	BPH-AD35-23-S11		BPH-AD35-23-S11	https://www.medten.com/product/5971	Replacement	Reusable	Nihon Kohden	NIBP Air Hoses	Accessories	Nihon Kohden NIBP Air Hose YN-101T	Reusable Nihon Kohden NIBP Air Hose YN-101T	Replacement: Adult/Pediatric"," Double Tube"," 3.5m	Nihon Kohden NIBP Air Hose YN-101T"," Adult/Pediatric"," Double Tube"," 3.5m	1	6				Ultrasound Foetal Transducer - comp w/ Bionet - Uterine Contractions		Ultrasound Foetal Transducer - comp w/ Bionet - UC	Bionet "
"6014116	BPH-AD36-09M-10		BPH-AD36-09M-10	https://www.medten.com/product/5972	Replacement	Reusable	DINAMAP	NIBP Air Hoses	Accessories	DINAMAP NIBP Air Hose 088845	Reusable DINAMAP NIBP Air Hose 088845	Replacement: Adult/Pediatric"," Double Tube"," 3.6m"," Reusable	DINAMAP NIBP Air Hose 088845"," Adult/Pediatric"," Double Tube"," 3.6m"," Reusable	1	6				Ultrasound Foetal Transducer - comp w/ Bionet - Uterine Contractions		Ultrasound Foetal Transducer - comp w/ Bionet - UC	Bionet "
"6014130	BPH-AD60-09M-10		BPH-AD60-09M-10	https://www.medten.com/product/5974	Replacement	Reusable	Invivo	NIBP Air Hoses	Accessories	Invivo NIBP Air Hose 989803169411	Reusable Invivo NIBP Air Hose 989803169411	Replacement: Adult/Pediatric"," Double Tube"," 6.0m	Invivo NIBP Air Hose 989803169411"," Adult/Pediatric"," Double Tube"," 6.0m	1	6				Ultrasound Foetal Transducer - comp w/ Bionet - Uterine Contractions		Ultrasound Foetal Transducer - comp w/ Bionet - UC	Bionet "
"6014124	BPH-AD60-14A-1011		BPH-AD60-14A-1011	https://www.medten.com/product/5975	Replacement	Reusable	GE Healthcare	NIBP Air Hoses	Accessories	GE Healthcare NIBP Air Hose 2020980-002	Reusable GE Healthcare NIBP Air Hose 2020980-002	Replacement: Adult/Pediatric"," Double Tube"," 6.0m	GE Healthcare NIBP Air Hose 2020980-002"," Adult/Pediatric"," Double Tube"," 6.0m	1	6				Ultrasound Foetal Transducer - comp w/ Bionet - Uterine Contractions		Ultrasound Foetal Transducer - comp w/ Bionet - UC	Bionet "
"6014129	BPH-AD72-09M-09M		BPH-AD72-09M-09M	https://www.medten.com/product/5976	Replacement	Reusable	DINAMAP	NIBP Air Hoses	Accessories	DINAMAP NIBP Air Hose 008842	Reusable DINAMAP NIBP Air Hose 008842	Replacement: Adult/Pediatric"," Double Tube"," 7.2m"," Reusable	DINAMAP NIBP Air Hose 008842"," Adult/Pediatric"," Double Tube"," 7.2m"," Reusable	1	6				Ultrasound Foetal Transducer - comp w/ Bionet - Uterine Contractions		Ultrasound Foetal Transducer - comp w/ Bionet - UC	Bionet "
"6014017	BPH-AS03-08-25		BPH-AS03-08-25	https://www.medten.com/product/5977	Replacement	Reusable	Welch Allyn	NIBP Air Hoses	Accessories	NIBP Air Hose	Reusable NIBP Air Hose	Replacement: Adult/Pediatric"," Single Tube"," 0.3m	NIBP Air Hose"," Adult/Pediatric"," Single Tube"," 0.3m	1	6				Ultrasound Foetal Transducer - comp w/ Bionet - Uterine Contractions		Ultrasound Foetal Transducer - comp w/ Bionet - UC	Bionet "
"6014050	BPH-AS15-02M-02M		BPH-AS15-02M-02M	https://www.medten.com/product/5978	Replacement	Reusable	Bionet	NIBP Air Hoses	Accessories	NIBP Air Hose	Reusable NIBP Air Hose	Replacement: Adult/Pediatric"," Single Tube"," 1.5m	NIBP Air Hose"," Adult/Pediatric"," Single Tube"," 1.5m	1	6				Ultrasound Foetal Transducer - comp w/ Bionet - Uterine Contractions		Ultrasound Foetal Transducer - comp w/ Bionet - UC	Bionet "
"6014059	BPH-AS15-02M-10		BPH-AS15-02M-10	https://www.medten.com/product/5980	Replacement	Reusable	Zoll	NIBP Air Hoses	Accessories	Zoll NIBP Air Hose 8000-0655	Reusable Zoll NIBP Air Hose 8000-0655	Replacement: Adult/Pediatric"," Single Tube"," 1.5m	Zoll NIBP Air Hose 8000-0655"," Adult/Pediatric"," Single Tube"," 1.5m	1	6				Ultrasound Foetal Transducer - comp w/ Bionet - Uterine Contractions		Ultrasound Foetal Transducer - comp w/ Bionet - UC	Bionet "
"6014055	BPH-AS15-03M-02M		BPH-AS15-03M-02M	https://www.medten.com/product/5981	Replacement	Reusable	Datascope	NIBP Air Hoses	Accessories	Datascope/Mindray NIBP Air Hose 0683-04-0005	Reusable Datascope/Mindray NIBP Air Hose 0683-04-0005	Replacement: Adult/Pediatric"," Single Tube"," 1.5m	Datascope/Mindray NIBP Air Hose 0683-04-0005"," Adult/Pediatric"," Single Tube"," 1.5m	1	6				Ultrasound Foetal Transducer - comp w/ Bionet - Uterine Contractions		Ultrasound Foetal Transducer - comp w/ Bionet - UC	Bionet "
"6014056	BPH-AS15-04M-02M		BPH-AS15-04M-02M	https://www.medten.com/product/5982	Replacement	Reusable	Datascope	NIBP Air Hoses	Accessories	Datascope/Mindray NIBP Air Hose 0683-04-0007	Reusable Datascope/Mindray NIBP Air Hose 0683-04-0007	Replacement: Adult/Pediatric"," Single Tube"," 1.5m	Datascope/Mindray NIBP Air Hose 0683-04-0007"," Adult/Pediatric"," Single Tube"," 1.5m	1	6				Ultrasound Foetal Transducer - comp w/ Bionet - Uterine Contractions		Ultrasound Foetal Transducer - comp w/ Bionet - UC	Bionet "
"	BPH-AS15-07Z-02M		BPH-AS15-07Z-02M	https://www.medten.com/product/5983	Replacement	Reusable	Philips	NIBP Air Hoses	Accessories	Philips NIBP Air Hose M1598B	Reusable Philips NIBP Air Hose M1598B	Replacement: Adult/Pediatric"," Single Tube"," 1.5m	Philips NIBP Air Hose M1598B"," Adult/Pediatric"," Single Tube"," 1.5m	1	6				Ultrasound Foetal Transducer - comp w/ Bionet - Uterine Contractions		Ultrasound Foetal Transducer - comp w/ Bionet - UC	Bionet "
"6014057	BPH-AS15-10-11		BPH-AS15-10-11	https://www.medten.com/product/5984	Replacement	Reusable	Nihon Kohden	NIBP Air Hoses	Accessories	NIBP Air Hose	Reusable NIBP Air Hose	Replacement: Adult/Pediatric"," Single Tube"," 1.5m	NIBP Air Hose"," Adult/Pediatric"," Single Tube"," 1.5m	1	6				Ultrasound Foetal Transducer - comp w/ Bionet - Uterine Contractions		Ultrasound Foetal Transducer - comp w/ Bionet - UC	Bionet "
"6014052	BPH-AS15-19-20		BPH-AS15-19-20	https://www.medten.com/product/5985	Replacement	Reusable	Colin	NIBP Air Hoses	Accessories	Colin NIBP Air Hose A016ZZ	Reusable Colin NIBP Air Hose A016ZZ	Replacement: Adult/Pediatric"," Single Tube"," 1.5m"," Reusable	Colin NIBP Air Hose A016ZZ"," Adult/Pediatric"," Single Tube"," 1.5m"," Reusable	1	6				Ultrasound Foetal Transducer - comp w/ Bionet - Uterine Contractions		Ultrasound Foetal Transducer - comp w/ Bionet - UC	Bionet "
"6014058	BPH-AS15-39-25		BPH-AS15-39-25	https://www.medten.com/product/5986	Replacement	Reusable	Welch Allyn	NIBP Air Hoses	Accessories	Welch Allyn/Stryker NIBP Air Hose 6000-30	Reusable Welch Allyn/Stryker NIBP Air Hose 6000-30	Replacement: Adult/Pediatric"," Single Tube"," 1.5m	Welch Allyn/Stryker NIBP Air Hose 6000-30"," Adult/Pediatric"," Single Tube"," 1.5m	1	6				Ultrasound Foetal Transducer - comp w/ Bionet - Uterine Contractions		Ultrasound Foetal Transducer - comp w/ Bionet - UC	Bionet "
"6014042	BPH-AS18-09M-10		BPH-AS18-09M-10	https://www.medten.com/product/5987	Replacement	Reusable	Welch Allyn	NIBP Air Hoses	Accessories	Welch Allyn/Stryker NIBP Air Hose 008-0864-00	Reusable Welch Allyn/Stryker NIBP Air Hose 008-0864-00	Replacement: Adult/Pediatric"," Single Tube"," 1.8m	Welch Allyn/Stryker NIBP Air Hose 008-0864-00"," Adult/Pediatric"," Single Tube"," 1.8m	1	6				Ultrasound Foetal Transducer - comp w/ Bionet - Uterine Contractions		Ultrasound Foetal Transducer - comp w/ Bionet - UC	Bionet "
"6014045	BPH-AS25-12-02M		BPH-AS25-12-02M	https://www.medten.com/product/5988	Replacement	Reusable	Pace Tech	NIBP Air Hoses	Accessories	NIBP Air Hose	Reusable NIBP Air Hose	Replacement: Adult/Pediatric"," Single Tube"," 2.5m	NIBP Air Hose"," Adult/Pediatric"," Single Tube"," 2.5m	1	6				Ultrasound Foetal Transducer - comp w/ Bionet - Uterine Contractions		Ultrasound Foetal Transducer - comp w/ Bionet - UC	Bionet "
"6014041	BPH-AS25-21-02M		BPH-AS25-21-02M	https://www.medten.com/product/5989	Replacement	Reusable	Infinium	NIBP Air Hoses	Accessories	Infinium NIBP Air Hose	Reusable Infinium NIBP Air Hose	Replacement: Adult/Pediatric"," Single Tube"," 2.5m"," Reusable	Infinium NIBP Air Hose"," Adult/Pediatric"," Single Tube"," 2.5m"," Reusable	1	6				Ultrasound Foetal Transducer - comp w/ Bionet - Uterine Contractions		Ultrasound Foetal Transducer - comp w/ Bionet - UC	Bionet "
"6014028	BPH-AS25-42-10		BPH-AS25-42-10	https://www.medten.com/product/5990	Replacement	Reusable	Welch Allyn	NIBP Air Hoses	Accessories	NIBP Air Hose	Reusable NIBP Air Hose	Replacement: Adult/Pediatric"," Single Tube"," 2.5m	NIBP Air Hose"," Adult/Pediatric"," Single Tube"," 2.5m	1	6				Ultrasound Foetal Transducer - comp w/ Bionet - Uterine Contractions		Ultrasound Foetal Transducer - comp w/ Bionet - UC	Bionet "
"6014034	BPH-AS30-01M-02M		BPH-AS30-01M-02M	https://www.medten.com/product/5991	Replacement	Reusable	Physio-Control	NIBP Air Hoses	Accessories	Physio-Control NIBP Air Hose 452230032381	Reusable Physio-Control NIBP Air Hose 452230032381	Replacement: Adult/Pediatric"," Single Tube"," 3.0m	Physio-Control NIBP Air Hose 452230032381"," Adult/Pediatric"," Single Tube"," 3.0m	1	6				Ultrasound Foetal Transducer - comp w/ Bionet - Uterine Contractions		Ultrasound Foetal Transducer - comp w/ Bionet - UC	Bionet "
"6014033	BPH-AS30-02M-02M		BPH-AS30-02M-02M	https://www.medten.com/product/5992	Replacement	Reusable	Philips	NIBP Air Hoses	Accessories	Philips NIBP Air Hose 989803136931	Reusable Philips NIBP Air Hose 989803136931	Replacement: Adult/Pediatric"," Single Tube"," 3.0m	Philips NIBP Air Hose 989803136931"," Adult/Pediatric"," Single Tube"," 3.0m	1	6				Ultrasound Foetal Transducer - comp w/ Bionet - Uterine Contractions		Ultrasound Foetal Transducer - comp w/ Bionet - UC	Bionet "
"6014054	BPH-AS30-02M-03M		BPH-AS30-02M-03M	https://www.medten.com/product/5993	Replacement	Reusable	Ivy Biomedical	NIBP Air Hoses	Accessories	Ivy Biomedical NIBP Air Hose 2686-00-01	Reusable Ivy Biomedical NIBP Air Hose 2686-00-01	Replacement: Adult/Pediatric"," Single Tube"," 3.0m	Ivy Biomedical NIBP Air Hose 2686-00-01"," Adult/Pediatric"," Single Tube"," 3.0m	1	6				Ultrasound Foetal Transducer - comp w/ Bionet - Uterine Contractions		Ultrasound Foetal Transducer - comp w/ Bionet - UC	Bionet "
"6014040	BPH-AS30-02M-10		BPH-AS30-02M-10	https://www.medten.com/product/5994	Replacement	Reusable	Zoll	NIBP Air Hoses	Accessories	NIBP Air Hose	Reusable NIBP Air Hose	Replacement: Adult/Pediatric"," Single Tube"," 3.0m	NIBP Air Hose"," Adult/Pediatric"," Single Tube"," 3.0m	1	6				Ultrasound Foetal Transducer - comp w/ Bionet - Uterine Contractions		Ultrasound Foetal Transducer - comp w/ Bionet - UC	Bionet "
"6014037	BPH-AS30-09M-25		BPH-AS30-09M-25	https://www.medten.com/product/5996	Replacement	Reusable	Welch Allyn	NIBP Air Hoses	Accessories	NIBP Air Hose	Reusable NIBP Air Hose	Replacement: Adult/Pediatric"," Single Tube"," 3.0m	NIBP Air Hose"," Adult/Pediatric"," Single Tube"," 3.0m	1	6				Ultrasound Foetal Transducer - comp w/ Bionet - Uterine Contractions		Ultrasound Foetal Transducer - comp w/ Bionet - UC	Bionet "
"6014038	BPH-AS30-09M-N		BPH-AS30-09M-N	https://www.medten.com/product/5997	Replacement	Reusable	Welch Allyn	NIBP Air Hoses	Accessories	Welch Allyn/Stryker NIBP Air Hose 5200-12	Reusable Welch Allyn/Stryker NIBP Air Hose 5200-12	Replacement: Adult/Pediatric"," Single Tube"," 3.0m	Welch Allyn/Stryker NIBP Air Hose 5200-12"," Adult/Pediatric"," Single Tube"," 3.0m	1	6				Ultrasound Foetal Transducer - comp w/ Bionet - Uterine Contractions		Ultrasound Foetal Transducer - comp w/ Bionet - UC	Bionet "
"6014030	BPH-AS30-12-12		BPH-AS30-12-12	https://www.medten.com/product/5999	Replacement	Reusable	GE Healthcare	NIBP Air Hoses	Accessories	GE Healthcare NIBP Air Hose 9461-201	Reusable GE Healthcare NIBP Air Hose 9461-201	Replacement: Adult/Pediatric"," Single Tube"," 3.0m	GE Healthcare NIBP Air Hose 9461-201"," Adult/Pediatric"," Single Tube"," 3.0m	1	6				Ultrasound Foetal Transducer - comp w/ Bionet - Uterine Contractions		Ultrasound Foetal Transducer - comp w/ Bionet - UC	Bionet "
"6014039	BPH-AS30-39-10		BPH-AS30-39-10	https://www.medten.com/product/6000	Replacement	Reusable	Welch Allyn	NIBP Air Hoses	Accessories	Welch Allyn NIBP Air Hose 6000-31	Reusable Welch Allyn NIBP Air Hose 6000-31	Replacement: Adult/Pediatric"," Single Tube"," 3.0m	Welch Allyn NIBP Air Hose 6000-31"," Adult/Pediatric"," Single Tube"," 3.0m	1	6				Ultrasound Foetal Transducer - comp w/ Bionet - Uterine Contractions		Ultrasound Foetal Transducer - comp w/ Bionet - UC	Bionet "
"6014026	BPH-AS30-39-25		BPH-AS30-39-25	https://www.medten.com/product/6001	Replacement	Reusable	Welch Allyn	NIBP Air Hoses	Accessories	Welch Allyn NIBP Air Hose	Reusable Welch Allyn NIBP Air Hose	Replacement: Adult/Pediatric"," Single Tube"," 3.0m	Welch Allyn NIBP Air Hose"," Adult/Pediatric"," Single Tube"," 3.0m	1	6				Ultrasound Foetal Transducer - comp w/ Bionet - Uterine Contractions		Ultrasound Foetal Transducer - comp w/ Bionet - UC	Bionet "
"6014049	BPH-AS35-03M-02M		BPH-AS35-03M-02M	https://www.medten.com/product/6002	Replacement	Reusable	Datascope	NIBP Air Hoses	Accessories	Datascope/Mindray NIBP Air Hose 0683-04-0002	Reusable Datascope/Mindray NIBP Air Hose 0683-04-0002	Replacement: Adult/Pediatric"," Single Tube"," 3.5m	Datascope/Mindray NIBP Air Hose 0683-04-0002"," Adult/Pediatric"," Single Tube"," 3.5m	1	6				Ultrasound Foetal Transducer - comp w/ Bionet - Uterine Contractions		Ultrasound Foetal Transducer - comp w/ Bionet - UC	Bionet "
"6014029	BPH-AS35-19-20		BPH-AS35-19-20	https://www.medten.com/product/6003	Replacement	Reusable	Colin	NIBP Air Hoses	Accessories	Colin NIBP Air Hose A015ZZ	Reusable Colin NIBP Air Hose A015ZZ	Replacement: Adult/Pediatric"," Single Tube"," 3.5m"," Reusable	Colin NIBP Air Hose A015ZZ"," Adult/Pediatric"," Single Tube"," 3.5m"," Reusable	1	6				Ultrasound Foetal Transducer - comp w/ Bionet - Uterine Contractions		Ultrasound Foetal Transducer - comp w/ Bionet - UC	Bionet "
"6014027	BPH-AS37-18-43		BPH-AS37-18-43	https://www.medten.com/product/6004	Replacement	Reusable	Draeger	NIBP Air Hoses	Accessories	Draeger NIBP Air Hose MP00953	Reusable Draeger NIBP Air Hose MP00953	Replacement: Adult/Pediatric"," Single Tube"," 3.7m	Draeger NIBP Air Hose MP00953"," Adult/Pediatric"," Single Tube"," 3.7m	1	6				Ultrasound Foetal Transducer - comp w/ Bionet - Uterine Contractions		Ultrasound Foetal Transducer - comp w/ Bionet - UC	Bionet "
"6014151	BPH-ND12-14N-17		BPH-ND12-14N-17	https://www.medten.com/product/6005	Replacement	Reusable	GE Healthcare	NIBP Air Hoses	Accessories	GE Healthcare NIBP Air Hose 2017009-002	Reusable GE Healthcare NIBP Air Hose 2017009-002	Replacement: Neonate "," Double Tube	GE Healthcare NIBP Air Hose 2017009-002"," Neonate "," Double Tube	1	6				Ultrasound Foetal Transducer - comp w/ Bionet - Uterine Contractions		Ultrasound Foetal Transducer - comp w/ Bionet - UC	Bionet "
"6014154	BPH-ND15-15N-S06		BPH-ND15-15N-S06	https://www.medten.com/product/6006	Replacement	Reusable	Nihon Kohden	NIBP Air Hoses	Accessories	NIBP Air Hose	Reusable NIBP Air Hose	Replacement: Neonate "," Double Tube"," 1.5m	NIBP Air Hose"," Neonate "," Double Tube"," 1.5m	1	6				Ultrasound Foetal Transducer - comp w/ Bionet - Uterine Contractions		Ultrasound Foetal Transducer - comp w/ Bionet - UC	Bionet "
"6014155	BPH-ND15-23-S06		BPH-ND15-23-S06	https://www.medten.com/product/6007	Replacement	Reusable	Nihon Kohden	NIBP Air Hoses	Accessories	Nihon Kohden NIBP Air Hose YN-120T	Reusable Nihon Kohden NIBP Air Hose YN-120T	Replacement: Neonate "," Double Tube"," 1.5m	Nihon Kohden NIBP Air Hose YN-120T"," Neonate "," Double Tube"," 1.5m	1	6				Ultrasound Foetal Transducer - comp w/ Bionet - Uterine Contractions		Ultrasound Foetal Transducer - comp w/ Bionet - UC	Bionet "
"6014146	BPH-ND25-14N-S06		BPH-ND25-14N-S06	https://www.medten.com/product/6011	Replacement	Reusable	GE Healthcare	NIBP Air Hoses	Accessories	Datex Ohmeda NIBP Air Hose	Reusable Datex Ohmeda NIBP Air Hose	Replacement: Neonate "," Double Tube"," 2.5m	Datex Ohmeda NIBP Air Hose"," Neonate "," Double Tube"," 2.5m	1	6				Ultrasound Foetal Transducer - comp w/ Bionet - Uterine Contractions		Ultrasound Foetal Transducer - comp w/ Bionet - UC	Bionet "
"6014142	BPH-ND35-23-S06		BPH-ND35-23-S06	https://www.medten.com/product/6012	Replacement	Reusable	Nihon Kohden	NIBP Air Hoses	Accessories	Nihon Kohden NIBP Air Hose YN-121T	Reusable Nihon Kohden NIBP Air Hose YN-121T	Replacement: Neonate "," Double Tube"," 3.5m	Nihon Kohden NIBP Air Hose YN-121T"," Neonate "," Double Tube"," 3.5m	1	6				Ultrasound Foetal Transducer - comp w/ Bionet - Uterine Contractions		Ultrasound Foetal Transducer - comp w/ Bionet - UC	Bionet "
"6014152	BPH-ND60-14N-17		BPH-ND60-14N-17	https://www.medten.com/product/6013	Replacement	Reusable	GE Healthcare	NIBP Air Hoses	Accessories	GE Healthcare NIBP Air Hose 2017009-004	Reusable GE Healthcare NIBP Air Hose 2017009-004	Replacement: Neonate "," Double Tube"," 6.0m	GE Healthcare NIBP Air Hose 2017009-004"," Neonate "," Double Tube"," 6.0m	1	6				Ultrasound Foetal Transducer - comp w/ Bionet - Uterine Contractions		Ultrasound Foetal Transducer - comp w/ Bionet - UC	Bionet "
"6014153	BPH-ND60-14N-33		BPH-ND60-14N-33	https://www.medten.com/product/6014	Replacement	Reusable	GE Healthcare	NIBP Air Hoses	Accessories	GE Healthcare NIBP Air Hose 2058204-004	Reusable GE Healthcare NIBP Air Hose 2058204-004	Replacement: Neonate "," Double Tube"," 6.0m	GE Healthcare NIBP Air Hose 2058204-004"," Neonate "," Double Tube"," 6.0m	1	6				Ultrasound Foetal Transducer - comp w/ Bionet - Uterine Contractions		Ultrasound Foetal Transducer - comp w/ Bionet - UC	Bionet "
"	BPH-NS15-07Z-35		BPH-NS15-07Z-35	https://www.medten.com/product/6016	Replacement	Reusable	Philips	NIBP Air Hoses	Accessories	Philips NIBP Air Hose M1596C	Reusable Philips NIBP Air Hose M1596C	Replacement: Neonate "," Single Tube"," 1.5m	Philips NIBP Air Hose M1596C"," Neonate "," Single Tube"," 1.5m	1	6				Ultrasound Foetal Transducer - comp w/ Bionet - Uterine Contractions		Ultrasound Foetal Transducer - comp w/ Bionet - UC	Bionet "
"6014072	BPH-NS30-02M-06		BPH-NS30-02M-06	https://www.medten.com/product/6017	Replacement	Reusable	Mindray	NIBP Air Hoses	Accessories	Mindray NIBP Air Hose 509B-30-06260	Reusable Mindray NIBP Air Hose 509B-30-06260	Replacement: Neonate "," Single Tube"," 3.0m	Mindray NIBP Air Hose 509B-30-06260"," Neonate "," Single Tube"," 3.0m	1	6				Ultrasound Foetal Transducer - comp w/ Bionet - Uterine Contractions		Ultrasound Foetal Transducer - comp w/ Bionet - UC	Bionet "
"	BPH-NS30-07Z-35		BPH-NS30-07Z-35	https://www.medten.com/product/6019	Replacement	Reusable	Philips	NIBP Air Hoses	Accessories	Philips NIBP Air Hose M1597C	Reusable Philips NIBP Air Hose M1597C	Replacement: Neonate "," Single Tube"," 3.0m	Philips NIBP Air Hose M1597C"," Neonate "," Single Tube"," 3.0m	1	6				Ultrasound Foetal Transducer - comp w/ Bionet - Uterine Contractions		Ultrasound Foetal Transducer - comp w/ Bionet - UC	Bionet "
"6014073	BPH-NS30-39-06		BPH-NS30-39-06	https://www.medten.com/product/6020	Replacement	Reusable	Welch Allyn	NIBP Air Hoses	Accessories	Welch Allyn/Stryker NIBP Air Hose 6000-33	Reusable Welch Allyn/Stryker NIBP Air Hose 6000-33	Replacement: Neonate "," Single Tube"," 3.0m	Welch Allyn/Stryker NIBP Air Hose 6000-33"," Neonate "," Single Tube"," 3.0m	1	6				Ultrasound Foetal Transducer - comp w/ Bionet - Uterine Contractions		Ultrasound Foetal Transducer - comp w/ Bionet - UC	Bionet "
"6014069	BPH-NS35-03M-06		BPH-NS35-03M-06	https://www.medten.com/product/6021	Replacement	Reusable	Datascope	NIBP Air Hoses	Accessories	Datascope NIBP Air Hose	Reusable Datascope NIBP Air Hose	Replacement: Neonate "," Single Tube"," 3.5m"," Reusable	Datascope NIBP Air Hose"," Neonate "," Single Tube"," 3.5m"," Reusable	1	6				Ultrasound Foetal Transducer - comp w/ Bionet - Uterine Contractions		Ultrasound Foetal Transducer - comp w/ Bionet - UC	Bionet "
"6014078	BPH-NS35-19-06		BPH-NS35-19-06	https://www.medten.com/product/6022	Replacement	Reusable	Colin	NIBP Air Hoses	Accessories	Colin NIBP Air Hose AL012Z	Reusable Colin NIBP Air Hose AL012Z	Replacement: Neonate "," Single Tube"," 3.5m"," Reusable	Colin NIBP Air Hose AL012Z"," Neonate "," Single Tube"," 3.5m"," Reusable	1	6				Ultrasound Foetal Transducer - comp w/ Bionet - Uterine Contractions		Ultrasound Foetal Transducer - comp w/ Bionet - UC	Bionet "
"6016197	EC-3045G-I		EC-3045G-I	https://www.medten.com/product/6025	Replacement	Reusable	Bionet	One-Piece ECG Cables	Accessories	Bionet One-Piece ECG Cable	Reusable Bionet One-Piece ECG Cable	Replacement: 3 lead"," Grabber"," 2.5m+mixed 0.9m/1.3m"," IEC"," Reusable	Bionet One-Piece ECG Cable"," 3 lead"," Grabber"," 2.5m+mixed 0.9m/1.3m"," IEC"," Reusable	1	12				Ultrasound Foetal Transducer - comp w/ Bionet - Uterine Contractions		Ultrasound Foetal Transducer - comp w/ Bionet - UC	Bionet "
"6016199	EC-3045S-I		EC-3045S-I	https://www.medten.com/product/6027	Replacement	Reusable	Bionet	One-Piece ECG Cables	Accessories	Bionet One-Piece ECG Cable	Reusable Bionet One-Piece ECG Cable	Replacement: 3 lead"," Snap"," 2.5m+mixed 0.9m/1.3m"," IEC"," Reusable	Bionet One-Piece ECG Cable"," 3 lead"," Snap"," 2.5m+mixed 0.9m/1.3m"," IEC"," Reusable	1	12				Ultrasound Foetal Transducer - comp w/ Bionet - Uterine Contractions		Ultrasound Foetal Transducer - comp w/ Bionet - UC	Bionet "
"6016277	EC-3076G-I		EC-3076G-I	https://www.medten.com/product/6029	Replacement	Reusable	Fukuda Denshi	One-Piece ECG Cables	Accessories	Fukuda Denshi One-Piece ECG Cable	Reusable Fukuda Denshi One-Piece ECG Cable	Replacement: 3 lead"," Grabber"," 2.5m+mixed 0.9m/1.3m"," IEC"," Reusable	Fukuda Denshi One-Piece ECG Cable"," 3 lead"," Grabber"," 2.5m+mixed 0.9m/1.3m"," IEC"," Reusable	1	12				Ultrasound Foetal Transducer - comp w/ Bionet - Uterine Contractions		Ultrasound Foetal Transducer - comp w/ Bionet - UC	Bionet "
"6016279	EC-3076S-I		EC-3076S-I	https://www.medten.com/product/6031	Replacement	Reusable	Fukuda Denshi	One-Piece ECG Cables	Accessories	Fukuda Denshi One-Piece ECG Cable	Reusable Fukuda Denshi One-Piece ECG Cable	Replacement: 3 lead"," Snap"," 2.5m+mixed 0.9m/1.3m"," IEC"," Reusable	Fukuda Denshi One-Piece ECG Cable"," 3 lead"," Snap"," 2.5m+mixed 0.9m/1.3m"," IEC"," Reusable	1	12				Ultrasound Foetal Transducer - comp w/ Bionet - Uterine Contractions		Ultrasound Foetal Transducer - comp w/ Bionet - UC	Bionet "
"6016307	EC-4039RS-I		EC-4039RS-I	https://www.medten.com/product/6032	Replacement	Reusable	Physio-Control	One-Piece ECG Cables	Accessories	Physio-Control One-Piece ECG Cable 11111-000021	Reusable Physio-Control One-Piece ECG Cable 11111-000021	Replacement: 4 lead"," Snap"," 2.5m+mixed 0.9m/1.3m"," With Resistance"," IEC"," Reusable	Physio-Control One-Piece ECG Cable 11111-000021"," 4 lead"," Snap"," 2.5m+mixed 0.9m/1.3m"," With Resistance"," IEC"," Reusable	1	12				Ultrasound Foetal Transducer - comp w/ Bionet - Uterine Contractions		Ultrasound Foetal Transducer - comp w/ Bionet - UC	Bionet "
"6016469	EC-5045G-I		EC-5045G-I	https://www.medten.com/product/6034	Replacement	Reusable	Bionet	One-Piece ECG Cables	Accessories	Bionet One-Piece ECG Cable	Reusable Bionet One-Piece ECG Cable	Replacement: 5 lead"," Grabber"," 2.5m+mixed 0.9m/1.3m"," IEC"," Reusable	Bionet One-Piece ECG Cable"," 5 lead"," Grabber"," 2.5m+mixed 0.9m/1.3m"," IEC"," Reusable	1	12				Ultrasound Foetal Transducer - comp w/ Bionet - Uterine Contractions		Ultrasound Foetal Transducer - comp w/ Bionet - UC	Bionet "
"6016471	EC-5045S-I		EC-5045S-I	https://www.medten.com/product/6036	Replacement	Reusable	Bionet	One-Piece ECG Cables	Accessories	Bionet One-Piece ECG Cable	Reusable Bionet One-Piece ECG Cable	Replacement: 5 lead"," Snap"," 2.5m+mixed 0.9m/1.3m"," IEC"," Reusable	Bionet One-Piece ECG Cable"," 5 lead"," Snap"," 2.5m+mixed 0.9m/1.3m"," IEC"," Reusable	1	12				Ultrasound Foetal Transducer - comp w/ Bionet - Uterine Contractions		Ultrasound Foetal Transducer - comp w/ Bionet - UC	Bionet "
"6016521	EC-5065RG-I		EC-5065RG-I	https://www.medten.com/product/6038	Replacement	Reusable	ECAFIX	One-Piece ECG Cables	Accessories	ECAFIX One-Piece ECG Cable	Reusable ECAFIX One-Piece ECG Cable	Replacement: 5 lead"," Grabber"," 2.5m+mixed 0.9m/1.3m"," With Resistance"," IEC"," Reusable	ECAFIX One-Piece ECG Cable"," 5 lead"," Grabber"," 2.5m+mixed 0.9m/1.3m"," With Resistance"," IEC"," Reusable	1	12				Ultrasound Foetal Transducer - comp w/ Bionet - Uterine Contractions		Ultrasound Foetal Transducer - comp w/ Bionet - UC	Bionet "
"6016523	EC-5065RS-I		EC-5065RS-I	https://www.medten.com/product/6040	Replacement	Reusable	ECAFIX	One-Piece ECG Cables	Accessories	ECAFIX One-Piece ECG Cable	Reusable ECAFIX One-Piece ECG Cable	Replacement: 5 lead"," Snap"," 2.5m+mixed 0.9m/1.3m"," With Resistance"," IEC"," Reusable	ECAFIX One-Piece ECG Cable"," 5 lead"," Snap"," 2.5m+mixed 0.9m/1.3m"," With Resistance"," IEC"," Reusable	1	12				Ultrasound Foetal Transducer - comp w/ Bionet - Uterine Contractions		Ultrasound Foetal Transducer - comp w/ Bionet - UC	Bionet "
"6016525	EC-5075RG-I		EC-5075RG-I	https://www.medten.com/product/6042	Replacement	Reusable	Schiller	One-Piece ECG Cables	Accessories	Schiller One-Piece ECG Cable	Reusable Schiller One-Piece ECG Cable	Replacement: 5 lead"," Grabber"," 2.5m+mixed 0.9m/1.3m"," With Resistance"," IEC"," Reusable	Schiller One-Piece ECG Cable"," 5 lead"," Grabber"," 2.5m+mixed 0.9m/1.3m"," With Resistance"," IEC"," Reusable	1	12				Ultrasound Foetal Transducer - comp w/ Bionet - Uterine Contractions		Ultrasound Foetal Transducer - comp w/ Bionet - UC	Bionet "
"6016527	EC-5075RS-I		EC-5075RS-I	https://www.medten.com/product/6044	Replacement	Reusable	Schiller	One-Piece ECG Cables	Accessories	Schiller One-Piece ECG Cable	Reusable Schiller One-Piece ECG Cable	Replacement: 5 lead"," Snap"," 2.5m+mixed 0.9m/1.3m"," With Resistance"," IEC"," Reusable	Schiller One-Piece ECG Cable"," 5 lead"," Snap"," 2.5m+mixed 0.9m/1.3m"," With Resistance"," IEC"," Reusable	1	12				Ultrasound Foetal Transducer - comp w/ Bionet - Uterine Contractions		Ultrasound Foetal Transducer - comp w/ Bionet - UC	Bionet "
"6016529	EC-5076G-I		EC-5076G-I	https://www.medten.com/product/6046	Replacement	Reusable	Fukuda Denshi	One-Piece ECG Cables	Accessories	Fukuda Denshi One-Piece ECG Cable	Reusable Fukuda Denshi One-Piece ECG Cable	Replacement: 5 lead"," Grabber"," 2.5m+mixed 0.9m/1.3m"," IEC"," Reusable	Fukuda Denshi One-Piece ECG Cable"," 5 lead"," Grabber"," 2.5m+mixed 0.9m/1.3m"," IEC"," Reusable	1	12				Ultrasound Foetal Transducer - comp w/ Bionet - Uterine Contractions		Ultrasound Foetal Transducer - comp w/ Bionet - UC	Bionet "
"6016531	EC-5076S-I		EC-5076S-I	https://www.medten.com/product/6048	Replacement	Reusable	Fukuda Denshi	One-Piece ECG Cables	Accessories	Fukuda Denshi One-Piece ECG Cable	Reusable Fukuda Denshi One-Piece ECG Cable	Replacement: 5 lead"," Snap"," 2.5m+mixed 0.9m/1.3m"," IEC"," Reusable	Fukuda Denshi One-Piece ECG Cable"," 5 lead"," Snap"," 2.5m+mixed 0.9m/1.3m"," IEC"," Reusable	1	12				Ultrasound Foetal Transducer - comp w/ Bionet - Uterine Contractions		Ultrasound Foetal Transducer - comp w/ Bionet - UC	Bionet "
"6017690	ECD-3004G-I		ECD-3004G-I	https://www.medten.com/product/6050	Replacement	Disposable	AAMI	One-Piece ECG Cables	Accessories	GE Healthcare One-Piece ECG Cable	Disposable GE Healthcare One-Piece ECG Cable	Replacement: Disposable (Box of 10)	GE Healthcare One-Piece ECG Cable"," Disposable (Box of 10)	10	0				Ultrasound Foetal Transducer - comp w/ Bionet - Uterine Contractions		Ultrasound Foetal Transducer - comp w/ Bionet - UC	Bionet "
"6017691	ECD-3004S-A		ECD-3004S-A	https://www.medten.com/product/6051	Replacement	Disposable	Marquette	One-Piece ECG Cables	Accessories	GE Healthcare One-Piece ECG Cable	Disposable GE Healthcare One-Piece ECG Cable	Replacement: Disposable (Box of 10)	GE Healthcare One-Piece ECG Cable"," Disposable (Box of 10)	10	0				Ultrasound Foetal Transducer - comp w/ Bionet - Uterine Contractions		Ultrasound Foetal Transducer - comp w/ Bionet - UC	Bionet "
"6017692	ECD-3004S-I		ECD-3004S-I	https://www.medten.com/product/6052	Replacement	Disposable	Marquette	One-Piece ECG Cables	Accessories	GE Healthcare One-Piece ECG Cable	Disposable GE Healthcare One-Piece ECG Cable	Replacement: Disposable (Box of 10)	GE Healthcare One-Piece ECG Cable"," Disposable (Box of 10)	10	0				Ultrasound Foetal Transducer - comp w/ Bionet - Uterine Contractions		Ultrasound Foetal Transducer - comp w/ Bionet - UC	Bionet "
"6017693	ECD-5004G-A		ECD-5004G-A	https://www.medten.com/product/6053	Replacement	Disposable	AAMI	One-Piece ECG Cables	Accessories	GE Healthcare One-Piece ECG Cable	Disposable GE Healthcare One-Piece ECG Cable	Replacement: Disposable (Box of 10)	GE Healthcare One-Piece ECG Cable"," Disposable (Box of 10)	10	0				Ultrasound Foetal Transducer - comp w/ Bionet - Uterine Contractions		Ultrasound Foetal Transducer - comp w/ Bionet - UC	Bionet "
"6017694	ECD-5004G-I		ECD-5004G-I	https://www.medten.com/product/6054	Replacement	Disposable	Marquette	One-Piece ECG Cables	Accessories	GE Healthcare One-Piece ECG Cable	Disposable GE Healthcare One-Piece ECG Cable	Replacement: Disposable (Box of 10)	GE Healthcare One-Piece ECG Cable"," Disposable (Box of 10)	10	0				Ultrasound Foetal Transducer - comp w/ Bionet - Uterine Contractions		Ultrasound Foetal Transducer - comp w/ Bionet - UC	Bionet "
"6017695	ECD-5004S-A		ECD-5004S-A	https://www.medten.com/product/6055	Replacement	Disposable	Marquette	One-Piece ECG Cables	Accessories	GE Healthcare One-Piece ECG Cable	Disposable GE Healthcare One-Piece ECG Cable	Replacement: Disposable (Box of 10)	GE Healthcare One-Piece ECG Cable"," Disposable (Box of 10)	10	0				Ultrasound Foetal Transducer - comp w/ Bionet - Uterine Contractions		Ultrasound Foetal Transducer - comp w/ Bionet - UC	Bionet "
"6017696	ECD-5004S-I		ECD-5004S-I	https://www.medten.com/product/6056	Replacement	Disposable	Marquette	One-Piece ECG Cables	Accessories	GE Healthcare One-Piece ECG Cable	Disposable GE Healthcare One-Piece ECG Cable	Replacement: Disposable (Box of 10)	GE Healthcare One-Piece ECG Cable"," Disposable (Box of 10)	10	0				Ultrasound Foetal Transducer - comp w/ Bionet - Uterine Contractions		Ultrasound Foetal Transducer - comp w/ Bionet - UC	Bionet "
"6017697	ECD-5005RG-A		ECD-5005RG-A	https://www.medten.com/product/6057	Replacement	Disposable	Philips	One-Piece ECG Cables	Accessories	Philips One-Piece ECG Cable	Disposable Philips One-Piece ECG Cable	Replacement: (Box of 10)	Philips One-Piece ECG Cable"," (Box of 10)	10	0				Ultrasound Foetal Transducer - comp w/ Bionet - Uterine Contractions		Ultrasound Foetal Transducer - comp w/ Bionet - UC	Bionet "
"6017698	ECD-5005RG-I		ECD-5005RG-I	https://www.medten.com/product/6058	Replacement	Disposable	Philips	One-Piece ECG Cables	Accessories	Philips One-Piece ECG Cable	Disposable Philips One-Piece ECG Cable	Replacement: Disposable (Box of 10)	Philips One-Piece ECG Cable"," Disposable (Box of 10)	10	0				Ultrasound Foetal Transducer - comp w/ Bionet - Uterine Contractions		Ultrasound Foetal Transducer - comp w/ Bionet - UC	Bionet "
"6017699	ECD-5005RS-A		ECD-5005RS-A	https://www.medten.com/product/6059	Replacement	Disposable	Philips	One-Piece ECG Cables	Accessories	Philips One-Piece ECG Cable	Disposable Philips One-Piece ECG Cable	Replacement: (Box of 10)	Philips One-Piece ECG Cable"," (Box of 10)	10	0				Ultrasound Foetal Transducer - comp w/ Bionet - Uterine Contractions		Ultrasound Foetal Transducer - comp w/ Bionet - UC	Bionet "
"6017700	ECD-5005RS-I		ECD-5005RS-I	https://www.medten.com/product/6060	Replacement	Disposable	Philips	One-Piece ECG Cables	Accessories	Philips One-Piece ECG Cable	Disposable Philips One-Piece ECG Cable	Replacement: Disposable (Box of 10)	Philips One-Piece ECG Cable"," Disposable (Box of 10)	10	0				Ultrasound Foetal Transducer - comp w/ Bionet - Uterine Contractions		Ultrasound Foetal Transducer - comp w/ Bionet - UC	Bionet "
"6018223	EKA-UB-10-I		EKA-UB-10-I	https://www.medten.com/product/6062	Replacement	Reusable	GE Healthcare	EKG Adapters	Accessories	GE Universal Electrode Adapter	Reusable GE Universal Electrode Adapter	Universal to Banana"," 4mm","IEC	GE Universal Electrode AdapterUniversal to Banana"," 4mm","IEC	10	6				Ultrasound Foetal Transducer - comp w/ Bionet - Uterine Contractions		Ultrasound Foetal Transducer - comp w/ Bionet - UC	Bionet "
"6018234	EKA-UB-14-I		EKA-UB-14-I	https://www.medten.com/product/6066	Replacement	Reusable	GE Healthcare	EKG Adapters	Accessories	GE Universal Electrode Adapter	Reusable GE Universal Electrode Adapter	Universal to Banana"," 4mm","IEC	GE Universal Electrode AdapterUniversal to Banana"," 4mm","IEC	14	6				Ultrasound Foetal Transducer - comp w/ Bionet - Uterine Contractions		Ultrasound Foetal Transducer - comp w/ Bionet - UC	Bionet "
"6018221	EKA-UG-10-I		EKA-UG-10-I	https://www.medten.com/product/6068	Replacement	Reusable	GE Healthcare	EKG Adapters	Accessories	GE Universal Electrode Adapter	Reusable GE Universal Electrode Adapter	Universal to Grabber","IEC	GE Universal Electrode AdapterUniversal to Grabber","IEC	10	6				Ultrasound Foetal Transducer - comp w/ Bionet - Uterine Contractions		Ultrasound Foetal Transducer - comp w/ Bionet - UC	Bionet "
"6018225	EKA-UG-14-I		EKA-UG-14-I	https://www.medten.com/product/6072	Replacement	Reusable	GE Healthcare	EKG Adapters	Accessories	GE Universal Electrode Adapter	Reusable GE Universal Electrode Adapter	Universal to Grabber end","IEC	GE Universal Electrode AdapterUniversal to Grabber end","IEC	14	6				Ultrasound Foetal Transducer - comp w/ Bionet - Uterine Contractions		Ultrasound Foetal Transducer - comp w/ Bionet - UC	Bionet "
"6018227	EKA-US-10-I		EKA-US-10-I	https://www.medten.com/product/6074	Replacement	Reusable	GE Healthcare	EKG Adapters	Accessories	GE Universal Electrode Adapter	Reusable GE Universal Electrode Adapter	Universal to Snap end","IEC	GE Universal Electrode AdapterUniversal to Snap end","IEC	10	6				Ultrasound Foetal Transducer - comp w/ Bionet - Uterine Contractions		Ultrasound Foetal Transducer - comp w/ Bionet - UC	Bionet "
"6018242	EKA-US-14-I		EKA-US-14-I	https://www.medten.com/product/6078	Replacement	Reusable	GE Healthcare	EKG Adapters	Accessories	GE Universal Electrode Adapter	Reusable GE Universal Electrode Adapter	Universal to snap end","IEC	GE Universal Electrode AdapterUniversal to snap end","IEC	14	6				Ultrasound Foetal Transducer - comp w/ Bionet - Uterine Contractions		Ultrasound Foetal Transducer - comp w/ Bionet - UC	Bionet "
"6018160	EKC10R(06)-WA-N-I		EKC10R(06)-WA-N-I	https://www.medten.com/product/6085	Replacement	Reusable	Welch Allyn	One-Piece ECG Cables	Accessories	Welch Allyn One-Piece ECG Cable	Reusable Welch Allyn One-Piece ECG Cable	Replacement: 10 lead"," 3mm needle"," 2.5m+mixed 0.9m/1.3m"," With Resistance"," IEC"," Reusable	Welch Allyn One-Piece ECG Cable"," 10 lead"," 3mm needle"," 2.5m+mixed 0.9m/1.3m"," With Resistance"," IEC"," Reusable	1	12				Ultrasound Foetal Transducer - comp w/ Bionet - Uterine Contractions		Ultrasound Foetal Transducer - comp w/ Bionet - UC	Bionet "
"6018097	EKC10R-SHC-B-I		EKC10R-SHC-B-I	https://www.medten.com/product/6096	Replacement	Reusable	Schiller	One-Piece ECG Cables	Accessories	Schiller One-Piece ECG Cable	Reusable Schiller One-Piece ECG Cable	Replacement: 10 lead"," 4mm banana"," 2.2m+mixed 0.9m/1.3m"," With Resistance"," IEC"," Reusable	Schiller One-Piece ECG Cable"," 10 lead"," 4mm banana"," 2.2m+mixed 0.9m/1.3m"," With Resistance"," IEC"," Reusable	1	12				Ultrasound Foetal Transducer - comp w/ Bionet - Uterine Contractions		Ultrasound Foetal Transducer - comp w/ Bionet - UC	Bionet "
"6017966	EKC10R-SHC-G-I		EKC10R-SHC-G-I	https://www.medten.com/product/6098	Replacement	Reusable	Schiller	One-Piece ECG Cables	Accessories	Schiller One-Piece ECG Cable	Reusable Schiller One-Piece ECG Cable	Replacement: 10 lead"," Grabber"," 2.2m+mixed 0.9m/1.3m"," With Resistance"," IEC"," Reusable	Schiller One-Piece ECG Cable"," 10 lead"," Grabber"," 2.2m+mixed 0.9m/1.3m"," With Resistance"," IEC"," Reusable	1	12				Ultrasound Foetal Transducer - comp w/ Bionet - Uterine Contractions		Ultrasound Foetal Transducer - comp w/ Bionet - UC	Bionet "
"6018032	EKC10R-SHC-S-I		EKC10R-SHC-S-I	https://www.medten.com/product/6100	Replacement	Reusable	Schiller	One-Piece ECG Cables	Accessories	Schiller One-Piece ECG Cable	Reusable Schiller One-Piece ECG Cable	Replacement: 10 lead"," Snap"," 2.2m+mixed 0.9m/1.3m"," With Resistance"," IEC"," Reusable	Schiller One-Piece ECG Cable"," 10 lead"," Snap"," 2.2m+mixed 0.9m/1.3m"," With Resistance"," IEC"," Reusable	1	12				Ultrasound Foetal Transducer - comp w/ Bionet - Uterine Contractions		Ultrasound Foetal Transducer - comp w/ Bionet - UC	Bionet "
"6018162	EKT10R-MQ-GE-I		EKT10R-MQ-GE-I	https://www.medten.com/product/6102	Replacement	Reusable	Marquette	ECG Trunk Cables	Accessories	GE Healthcare ECG Trunk Cable 2104722-001	Reusable GE Healthcare ECG Trunk Cable 2104722-001	Replacement: 10 lead"," 2.5m"," Multi-Link"," With Resistance"," IEC"," Reusable	GE Healthcare ECG Trunk Cable 2104722-001"," 10 lead"," 2.5m"," Multi-Link"," With Resistance"," IEC"," Reusable	1	12				Ultrasound Foetal Transducer - comp w/ Bionet - Uterine Contractions		Ultrasound Foetal Transducer - comp w/ Bionet - UC	Bionet "
"6018169	EKT-GE-AM4		EKT-GE-AM4	https://www.medten.com/product/6103	Replacement	Reusable	Marquette	EKG Patient Interface Cables	Accessories	Marquette EKG Patient Interface Cable 700044-202	Reusable Marquette EKG Patient Interface Cable 700044-202	Replacement: 4.6m"," for AM4 module	Marquette EKG Patient Interface Cable 700044-202"," 4.6m"," for AM4 module	1	12				Ultrasound Foetal Transducer - comp w/ Bionet - Uterine Contractions		Ultrasound Foetal Transducer - comp w/ Bionet - UC	Bionet "
"6018170	EKT-GE-AM4-S		EKT-GE-AM4-S	https://www.medten.com/product/6104	Replacement	Reusable	Marquette	EKG Patient Interface Cables	Accessories	Marquette EKG Patient Interface Cable 700044-203	Reusable Marquette EKG Patient Interface Cable 700044-203	Replacement: 1.3m"," for AM4 module	Marquette EKG Patient Interface Cable 700044-203"," 1.3m"," for AM4 module	1	12				Ultrasound Foetal Transducer - comp w/ Bionet - Uterine Contractions		Ultrasound Foetal Transducer - comp w/ Bionet - UC	Bionet "
"6018167	EKT-GE-CAM14		EKT-GE-CAM14	https://www.medten.com/product/6105	Replacement	Reusable	GE Healthcare	EKG Patient Interface Cables	Accessories	GE Healthcare EKG Patient Interface Cable 2016560-003	Reusable GE Healthcare EKG Patient Interface Cable 2016560-003	Replacement: 4.6m"," for CAM14 module	GE Healthcare EKG Patient Interface Cable 2016560-003"," 4.6m"," for CAM14 module	1	12				Ultrasound Foetal Transducer - comp w/ Bionet - Uterine Contractions		Ultrasound Foetal Transducer - comp w/ Bionet - UC	Bionet "
"6018168	EKT-GE-CAM14-S		EKT-GE-CAM14-S	https://www.medten.com/product/6106	Replacement	Reusable	GE Healthcare	EKG Patient Interface Cables	Accessories	GE Healthcare EKG Patient Interface Cable 2016560-001	Reusable GE Healthcare EKG Patient Interface Cable 2016560-001	Replacement: 1.3m"," for CAM14 module	GE Healthcare EKG Patient Interface Cable 2016560-001"," 1.3m"," for CAM14 module	1	12				Ultrasound Foetal Transducer - comp w/ Bionet - Uterine Contractions		Ultrasound Foetal Transducer - comp w/ Bionet - UC	Bionet "
"6018173	EKT-GE-MAX1		EKT-GE-MAX1	https://www.medten.com/product/6107	Replacement	Reusable	Marquette	EKG Patient Interface Cables	Accessories	Marquette EKG Patient Interface Cable 700044-201	Reusable Marquette EKG Patient Interface Cable 700044-201	Replacement: 4.6m"," for MAX1 module	Marquette EKG Patient Interface Cable 700044-201"," 4.6m"," for MAX1 module	1	12				Ultrasound Foetal Transducer - comp w/ Bionet - Uterine Contractions		Ultrasound Foetal Transducer - comp w/ Bionet - UC	Bionet "
"6018171	EKT-GE-MAXP		EKT-GE-MAXP	https://www.medten.com/product/6108	Replacement	Reusable	Marquette	EKG Patient Interface Cables	Accessories	Marquette EKG Patient Interface Cable 700044-204	Reusable Marquette EKG Patient Interface Cable 700044-204	Replacement: 4.6m"," for MAXP module	Marquette EKG Patient Interface Cable 700044-204"," 4.6m"," for MAXP module	1	12				Ultrasound Foetal Transducer - comp w/ Bionet - Uterine Contractions		Ultrasound Foetal Transducer - comp w/ Bionet - UC	Bionet "
"6018172	EKT-GE-MAXP-S		EKT-GE-MAXP-S	https://www.medten.com/product/6109	Replacement	Reusable	Marquette	EKG Patient Interface Cables	Accessories	Marquette EKG Patient Interface Cable 700044-205	Reusable Marquette EKG Patient Interface Cable 700044-205	Replacement: 1.3m"," for MAXP module	Marquette EKG Patient Interface Cable 700044-205"," 1.3m"," for MAXP module	1	12				Ultrasound Foetal Transducer - comp w/ Bionet - Uterine Contractions		Ultrasound Foetal Transducer - comp w/ Bionet - UC	Bionet "
"6018178	ELA-TPH5-CV5		ELA-TPH5-CV5	https://www.medten.com/product/6119	Replacement	Reusable	Philips	ECG Adapter/Extension Cables	Accessories	Philips M2601B/M4841A TRx+ ECG Adapter 33526T	Reusable Philips M2601B/M4841A TRx+ ECG Adapter 33526T	Philips Intellivue conversion adapter for being used with Kendall lead wire set	Philips M2601B/M4841A TRx+ ECG Adapter 33526TPhilips Intellivue conversion adapter for being used with Kendall lead wire set	1	6				Ultrasound Foetal Transducer - comp w/ Bionet - Uterine Contractions		Ultrasound Foetal Transducer - comp w/ Bionet - UC	Bionet "
"6017682	EL-D10-60G-I		EL-D10-60G-I	https://www.medten.com/product/6121	Replacement	Reusable	AAMI	ECG Leadwires	Accessories	Safety Din ECG Leadwire	Reusable Safety Din ECG Leadwire	Replacement: 10 lead"," Safety Din"," Grabber"," IEC"," Reusable	Safety Din ECG Leadwire"," 10 lead"," Safety Din"," Grabber"," IEC"," Reusable	1	6				Ultrasound Foetal Transducer - comp w/ Bionet - Uterine Contractions		Ultrasound Foetal Transducer - comp w/ Bionet - UC	Bionet "
"6017684	EL-D10-60S-I		EL-D10-60S-I	https://www.medten.com/product/6123	Replacement	Reusable	AAMI	ECG Leadwires	Accessories	Safety Din ECG Leadwire	Reusable Safety Din ECG Leadwire	Replacement: 10 lead"," Safety Din"," Snap"," IEC"," Reusable	Safety Din ECG Leadwire"," 10 lead"," Safety Din"," Snap"," IEC"," Reusable	1	6				Ultrasound Foetal Transducer - comp w/ Bionet - Uterine Contractions		Ultrasound Foetal Transducer - comp w/ Bionet - UC	Bionet "
"6017332	EL-D3-60MG-I		EL-D3-60MG-I	https://www.medten.com/product/6127	Replacement	Reusable		ECG Leadwires	Accessories	Safety Din ECG Leadwire	Reusable Safety Din ECG Leadwire	Replacement: 3 lead"," Safety Din"," Mini grabber"," IEC	Safety Din ECG Leadwire"," 3 lead"," Safety Din"," Mini grabber"," IEC	1	6				Ultrasound Foetal Transducer - comp w/ Bionet - Uterine Contractions		Ultrasound Foetal Transducer - comp w/ Bionet - UC	Bionet "
"6017330	EL-D3-60S-I		EL-D3-60S-I	https://www.medten.com/product/6129	Replacement	Reusable		ECG Leadwires	Accessories	Safety Din ECG Leadwire	Reusable Safety Din ECG Leadwire	Replacement: 3 lead"," Safety Din"," Snap"," IEC	Safety Din ECG Leadwire"," 3 lead"," Safety Din"," Snap"," IEC	1	6				Ultrasound Foetal Transducer - comp w/ Bionet - Uterine Contractions		Ultrasound Foetal Transducer - comp w/ Bionet - UC	Bionet "
"6017362	EL-D4-60G-I		EL-D4-60G-I	https://www.medten.com/product/6131	Replacement	Reusable	AAMI	ECG Leadwires	Accessories	Safety Din ECG Leadwire	Reusable Safety Din ECG Leadwire	Replacement: 4 lead"," Safety Din"," Grabber"," IEC"," Reusable	Safety Din ECG Leadwire"," 4 lead"," Safety Din"," Grabber"," IEC"," Reusable	1	6				Ultrasound Foetal Transducer - comp w/ Bionet - Uterine Contractions		Ultrasound Foetal Transducer - comp w/ Bionet - UC	Bionet "
"6017364	EL-D4-60S-I		EL-D4-60S-I	https://www.medten.com/product/6133	Replacement	Reusable	AAMI	ECG Leadwires	Accessories	Safety Din ECG Leadwire	Reusable Safety Din ECG Leadwire	Replacement: 4 lead"," Safety Din"," Snap"," IEC"," Reusable	Safety Din ECG Leadwire"," 4 lead"," Safety Din"," Snap"," IEC"," Reusable	1	6				Ultrasound Foetal Transducer - comp w/ Bionet - Uterine Contractions		Ultrasound Foetal Transducer - comp w/ Bionet - UC	Bionet "
"6017604	EL-D5-60G-I		EL-D5-60G-I	https://www.medten.com/product/6135	Replacement	Reusable	Spacelabs	ECG Leadwires	Accessories	Spacelabs ECG Leadwire 012-0327-00	Reusable Spacelabs ECG Leadwire 012-0327-00	Replacement: 5 lead"," Safety Din"," Grabber"," IEC"," Reusable	Spacelabs ECG Leadwire 012-0327-00"," 5 lead"," Safety Din"," Grabber"," IEC"," Reusable	1	6				Ultrasound Foetal Transducer - comp w/ Bionet - Uterine Contractions		Ultrasound Foetal Transducer - comp w/ Bionet - UC	Bionet "
"6017608	EL-D5-60MG-I		EL-D5-60MG-I	https://www.medten.com/product/6137	Replacement	Reusable	Spacelabs	ECG Leadwires	Accessories	Spacelabs ECG Leadwire 012-0360-03	Reusable Spacelabs ECG Leadwire 012-0360-03	Replacement: 5 lead"," Safety Din"," Mini grabber"," IEC"," Reusable	Spacelabs ECG Leadwire 012-0360-03"," 5 lead"," Safety Din"," Mini grabber"," IEC"," Reusable	1	6				Ultrasound Foetal Transducer - comp w/ Bionet - Uterine Contractions		Ultrasound Foetal Transducer - comp w/ Bionet - UC	Bionet "
"6017606	EL-D5-60S-I		EL-D5-60S-I	https://www.medten.com/product/6139	Replacement	Reusable	Spacelabs	ECG Leadwires	Accessories	Spacelabs ECG Leadwire 012-0328-00	Reusable Spacelabs ECG Leadwire 012-0328-00	Replacement: 5 lead"," Safety Din"," Snap"," IEC"," Reusable	Spacelabs ECG Leadwire 012-0328-00"," 5 lead"," Safety Din"," Snap"," IEC"," Reusable	1	6				Ultrasound Foetal Transducer - comp w/ Bionet - Uterine Contractions		Ultrasound Foetal Transducer - comp w/ Bionet - UC	Bionet "
"6017662	EL-D6-60G-I		EL-D6-60G-I	https://www.medten.com/product/6141	Replacement	Reusable	AAMI	ECG Leadwires	Accessories	Safety Din ECG Leadwire	Reusable Safety Din ECG Leadwire	Replacement: 6 lead"," Safety Din"," Grabber"," IEC"," Reusable	Safety Din ECG Leadwire"," 6 lead"," Safety Din"," Grabber"," IEC"," Reusable	1	6				Ultrasound Foetal Transducer - comp w/ Bionet - Uterine Contractions		Ultrasound Foetal Transducer - comp w/ Bionet - UC	Bionet "
"6017664	EL-D6-60S-I		EL-D6-60S-I	https://www.medten.com/product/6143	Replacement	Reusable	AAMI	ECG Leadwires	Accessories	Safety Din ECG Leadwire	Reusable Safety Din ECG Leadwire	Replacement: 6 lead"," Safety Din"," Snap"," IEC"," Reusable	Safety Din ECG Leadwire"," 6 lead"," Safety Din"," Snap"," IEC"," Reusable	1	6				Ultrasound Foetal Transducer - comp w/ Bionet - Uterine Contractions		Ultrasound Foetal Transducer - comp w/ Bionet - UC	Bionet "
"6017674	EL-D7-60G-I		EL-D7-60G-I	https://www.medten.com/product/6145	Replacement	Reusable	AAMI	ECG Leadwires	Accessories	Safety Din ECG Leadwire	Reusable Safety Din ECG Leadwire	Replacement: 7 lead"," Safety Din"," Grabber"," IEC"," Reusable	Safety Din ECG Leadwire"," 7 lead"," Safety Din"," Grabber"," IEC"," Reusable	1	6				Ultrasound Foetal Transducer - comp w/ Bionet - Uterine Contractions		Ultrasound Foetal Transducer - comp w/ Bionet - UC	Bionet "
"6017676	EL-D7-60S-I		EL-D7-60S-I	https://www.medten.com/product/6147	Replacement	Reusable	AAMI	ECG Leadwires	Accessories	Safety Din ECG Leadwire	Reusable Safety Din ECG Leadwire	Replacement: 7 lead"," Safety Din"," Snap"," IEC"," Reusable	Safety Din ECG Leadwire"," 7 lead"," Safety Din"," Snap"," IEC"," Reusable	1	6				Ultrasound Foetal Transducer - comp w/ Bionet - Uterine Contractions		Ultrasound Foetal Transducer - comp w/ Bionet - UC	Bionet "
"6017718	ELD-CV3-300G-I		ELD-CV3-300G-I	https://www.medten.com/product/6149	Replacement	Disposable	Kendall	ECG Leadwires	Accessories	ECG Leadwire	Disposable ECG Leadwire	Replacement: 3 lead"," Covidien/Kendall"," Grabber"," 1.3m"," IEC (Box of 10)	ECG Leadwire"," 3 lead"," Covidien/Kendall"," Grabber"," 1.3m"," IEC (Box of 10)	10	0				Ultrasound Foetal Transducer - comp w/ Bionet - Uterine Contractions		Ultrasound Foetal Transducer - comp w/ Bionet - UC	Bionet "
"6017720	ELD-CV3-300S-I		ELD-CV3-300S-I	https://www.medten.com/product/6151	Replacement	Disposable	Covidien	ECG Leadwires	Accessories	Covidien ECG Leadwire 33103E	Disposable Covidien ECG Leadwire 33103E	Replacement: 3 lead"," Covidien/Kendall"," Snap"," 1.3m"," IEC"," Disposable (Box of 10)	Covidien ECG Leadwire 33103E"," 3 lead"," Covidien/Kendall"," Snap"," 1.3m"," IEC"," Disposable (Box of 10)	10	0				Ultrasound Foetal Transducer - comp w/ Bionet - Uterine Contractions		Ultrasound Foetal Transducer - comp w/ Bionet - UC	Bionet "
"6017786	ELD-CV5-300G-I		ELD-CV5-300G-I	https://www.medten.com/product/6152	Replacement	Disposable	Kendall	ECG Leadwires	Accessories	ECG Leadwire	Disposable ECG Leadwire	Replacement: 5 lead"," Covidien/Kendall"," Grabber"," 1.3m"," IEC (Box of 10)	ECG Leadwire"," 5 lead"," Covidien/Kendall"," Grabber"," 1.3m"," IEC (Box of 10)	10	0				Ultrasound Foetal Transducer - comp w/ Bionet - Uterine Contractions		Ultrasound Foetal Transducer - comp w/ Bionet - UC	Bionet "
"6017788	ELD-CV5-300S-I		ELD-CV5-300S-I	https://www.medten.com/product/6154	Replacement	Disposable	Covidien	ECG Leadwires	Accessories	Covidien ECG Leadwire 33105E	Disposable Covidien ECG Leadwire 33105E	Replacement: 5 lead"," Covidien/Kendall"," Snap"," 1.3m"," IEC (Box of 10)	Covidien ECG Leadwire 33105E"," 5 lead"," Covidien/Kendall"," Snap"," 1.3m"," IEC (Box of 10)	10	0				Ultrasound Foetal Transducer - comp w/ Bionet - Uterine Contractions		Ultrasound Foetal Transducer - comp w/ Bionet - UC	Bionet "
"6017814	ELD-CVV5-300S-I		ELD-CVV5-300S-I	https://www.medten.com/product/6156	Replacement	Disposable	Covidien	ECG Leadwires	Accessories	Covidien ECG Leadwire 33111E	Disposable Covidien ECG Leadwire 33111E	Replacement: 5 lead"," Covidien/Kendall"," Snap"," 1.3m"," IEC"," Chest lead"," Disposable (Box of 10)	Covidien ECG Leadwire 33111E"," 5 lead"," Covidien/Kendall"," Snap"," 1.3m"," IEC"," Chest lead"," Disposable (Box of 10)	10	0				Ultrasound Foetal Transducer - comp w/ Bionet - Uterine Contractions		Ultrasound Foetal Transducer - comp w/ Bionet - UC	Bionet "
"6017810	ELD-CVV5-90S-I		ELD-CVV5-90S-I	https://www.medten.com/product/6158	Replacement	Disposable	Covidien	ECG Leadwires	Accessories	Covidien ECG Leadwire	Disposable Covidien ECG Leadwire	Replacement: 5 lead"," Covidien/Kendall"," Snap"," 0.9m "," IEC"," Chest lead"," Disposable (Box of 10)	Covidien ECG Leadwire"," 5 lead"," Covidien/Kendall"," Snap"," 0.9m "," IEC"," Chest lead"," Disposable (Box of 10)	10	0				Ultrasound Foetal Transducer - comp w/ Bionet - Uterine Contractions		Ultrasound Foetal Transducer - comp w/ Bionet - UC	Bionet "
"6017733	ELD-D3-60G-A		ELD-D3-60G-A	https://www.medten.com/product/6159	Replacement	Disposable	AAMI	ECG Leadwires	Accessories	ECG Leadwire	Disposable ECG Leadwire	Replacement: (Box of 10)	ECG Leadwire"," (Box of 10)	10	0				Ultrasound Foetal Transducer - comp w/ Bionet - Uterine Contractions		Ultrasound Foetal Transducer - comp w/ Bionet - UC	Bionet "
"6017734	ELD-D3-60G-I		ELD-D3-60G-I	https://www.medten.com/product/6160	Replacement	Disposable	AAMI	ECG Leadwires	Accessories	ECG Leadwire	Disposable ECG Leadwire	Replacement: (Box of 10)	ECG Leadwire"," (Box of 10)	10	0				Ultrasound Foetal Transducer - comp w/ Bionet - Uterine Contractions		Ultrasound Foetal Transducer - comp w/ Bionet - UC	Bionet "
"6017735	ELD-D3-60S-A		ELD-D3-60S-A	https://www.medten.com/product/6161	Replacement	Disposable	AAMI	ECG Leadwires	Accessories	ECG Leadwire	Disposable ECG Leadwire	Replacement: (Box of 10)	ECG Leadwire"," (Box of 10)	10	0				Ultrasound Foetal Transducer - comp w/ Bionet - Uterine Contractions		Ultrasound Foetal Transducer - comp w/ Bionet - UC	Bionet "
"6017736	ELD-D3-60S-I		ELD-D3-60S-I	https://www.medten.com/product/6162	Replacement	Disposable	AAMI	ECG Leadwires	Accessories	ECG Leadwire	Disposable ECG Leadwire	Replacement: (Box of 10)	ECG Leadwire"," (Box of 10)	10	0				Ultrasound Foetal Transducer - comp w/ Bionet - Uterine Contractions		Ultrasound Foetal Transducer - comp w/ Bionet - UC	Bionet "
"6017815	ELD-D5-60G-A		ELD-D5-60G-A	https://www.medten.com/product/6163	Replacement	Disposable	AAMI	ECG Leadwires	Accessories	ECG Leadwire	Disposable ECG Leadwire	Replacement: (Box of 10)	ECG Leadwire"," (Box of 10)	10	0				Ultrasound Foetal Transducer - comp w/ Bionet - Uterine Contractions		Ultrasound Foetal Transducer - comp w/ Bionet - UC	Bionet "
"6017816	ELD-D5-60G-I		ELD-D5-60G-I	https://www.medten.com/product/6164	Replacement	Disposable	AAMI	ECG Leadwires	Accessories	ECG Leadwire	Disposable ECG Leadwire	Replacement: (Box of 10)	ECG Leadwire"," (Box of 10)	10	0				Ultrasound Foetal Transducer - comp w/ Bionet - Uterine Contractions		Ultrasound Foetal Transducer - comp w/ Bionet - UC	Bionet "
"6017817	ELD-D5-60S-A		ELD-D5-60S-A	https://www.medten.com/product/6165	Replacement	Disposable	Kendall	ECG Leadwires	Accessories	Kendall/Covidien ECG Leadwire 33133	Disposable Kendall/Covidien ECG Leadwire 33133	Replacement: (Box of 10)	Kendall/Covidien ECG Leadwire 33133"," (Box of 10)	10	0				Ultrasound Foetal Transducer - comp w/ Bionet - Uterine Contractions		Ultrasound Foetal Transducer - comp w/ Bionet - UC	Bionet "
"6017818	ELD-D5-60S-I		ELD-D5-60S-I	https://www.medten.com/product/6166	Replacement	Disposable	AAMI	ECG Leadwires	Accessories	ECG Leadwire	Disposable ECG Leadwire	Replacement: (Box of 10)	ECG Leadwire"," (Box of 10)	10	0				Ultrasound Foetal Transducer - comp w/ Bionet - Uterine Contractions		Ultrasound Foetal Transducer - comp w/ Bionet - UC	Bionet "
"6017799	ELD-DG5-90G-A		ELD-DG5-90G-A	https://www.medten.com/product/6167	Replacement	Disposable	Draeger	ECG Leadwires	Accessories	Draeger ECG Leadwire MP00881	Disposable Draeger ECG Leadwire MP00881	Replacement: (Box of 10)	Draeger ECG Leadwire MP00881"," (Box of 10)	10	0				Ultrasound Foetal Transducer - comp w/ Bionet - Uterine Contractions		Ultrasound Foetal Transducer - comp w/ Bionet - UC	Bionet "
"6017800	ELD-DG5-90G-I		ELD-DG5-90G-I	https://www.medten.com/product/6168	Replacement	Disposable	Draeger	ECG Leadwires	Accessories	Draeger ECG Leadwire MP00879	Disposable Draeger ECG Leadwire MP00879	Replacement: (Box of 10)	Draeger ECG Leadwire MP00879"," (Box of 10)	10	0				Ultrasound Foetal Transducer - comp w/ Bionet - Uterine Contractions		Ultrasound Foetal Transducer - comp w/ Bionet - UC	Bionet "
"6017801	ELD-DG5-90S-A		ELD-DG5-90S-A	https://www.medten.com/product/6169	Replacement	Disposable	Draeger	ECG Leadwires	Accessories	Draeger ECG Leadwire	Disposable Draeger ECG Leadwire	Replacement: Disposable (Box of 10)	Draeger ECG Leadwire"," Disposable (Box of 10)	10	0				Ultrasound Foetal Transducer - comp w/ Bionet - Uterine Contractions		Ultrasound Foetal Transducer - comp w/ Bionet - UC	Bionet "
"6017802	ELD-DG5-90S-I		ELD-DG5-90S-I	https://www.medten.com/product/6170	Replacement	Disposable	Draeger	ECG Leadwires	Accessories	ECG Leadwire	Disposable ECG Leadwire	Replacement: (Box of 10)	ECG Leadwire"," (Box of 10)	10	0				Ultrasound Foetal Transducer - comp w/ Bionet - Uterine Contractions		Ultrasound Foetal Transducer - comp w/ Bionet - UC	Bionet "
"6017769	ELD-DT5-90S-A		ELD-DT5-90S-A	https://www.medten.com/product/6171	Replacement	Disposable	Mindray	ECG Leadwires	Accessories	Mindray ECG Leadwire 040-000746-01	Disposable Mindray ECG Leadwire 040-000746-01	Replacement: (Box of 10)	Mindray ECG Leadwire 040-000746-01"," (Box of 10)	10	0				Ultrasound Foetal Transducer - comp w/ Bionet - Uterine Contractions		Ultrasound Foetal Transducer - comp w/ Bionet - UC	Bionet "
"6017770	ELD-DT5-90S-I		ELD-DT5-90S-I	https://www.medten.com/product/6172	Replacement	Disposable	Datascope	ECG Leadwires	Accessories	ECG Leadwire	Disposable ECG Leadwire	Replacement: (Box of 10)	ECG Leadwire"," (Box of 10)	10	0				Ultrasound Foetal Transducer - comp w/ Bionet - Uterine Contractions		Ultrasound Foetal Transducer - comp w/ Bionet - UC	Bionet "
"6017845	ELDER-CV5-90S-I		ELDER-CV5-90S-I	https://www.medten.com/product/6174	Replacement	Disposable	Kendall	ECG Leadwires	Accessories	Kendall/Covidien ECG Leadwire	Disposable Kendall/Covidien ECG Leadwire	Replacement: Disposable"," 5 lead"," Covidien/Kendall"," Radiolucent lead wire with snap end"," 0.9m "," IEC"," Shielded (Box of 10)	Kendall/Covidien ECG Leadwire"," Disposable"," 5 lead"," Covidien/Kendall"," Radiolucent lead wire with snap end"," 0.9m "," IEC"," Shielded (Box of 10)	10	0				Ultrasound Foetal Transducer - comp w/ Bionet - Uterine Contractions		Ultrasound Foetal Transducer - comp w/ Bionet - UC	Bionet "
"	ELDE-D3-60-I		ELDE-D3-60-I	https://www.medten.com/product/6176	Replacement	Disposable	Philips	Monitoring Electrodes	Accessories	Safety Din ECG Leadwire	Disposable Safety Din ECG Leadwire	Replacement: 3 lead"," Safety Din"," 0.6m"," IEC"," Disposable"," Neonate with pre-attached electrodes (Box of 10)	Safety Din ECG Leadwire"," 3 lead"," Safety Din"," 0.6m"," IEC"," Disposable"," Neonate with pre-attached electrodes (Box of 10)	10	0				Ultrasound Foetal Transducer - comp w/ Bionet - Uterine Contractions		Ultrasound Foetal Transducer - comp w/ Bionet - UC	Bionet "
"	ELDE-D3-90-I		ELDE-D3-90-I	https://www.medten.com/product/6178	Replacement	Disposable	AAMI	Monitoring Electrodes	Accessories	Safety Din ECG Leadwire	Disposable Safety Din ECG Leadwire	Replacement: 3 lead"," Safety Din"," Neonate with pre-attached electrodes"," 0.9m "," IEC"," Disposable (Box of 10)	Safety Din ECG Leadwire"," 3 lead"," Safety Din"," Neonate with pre-attached electrodes"," 0.9m "," IEC"," Disposable (Box of 10)	10	0				Ultrasound Foetal Transducer - comp w/ Bionet - Uterine Contractions		Ultrasound Foetal Transducer - comp w/ Bionet - UC	Bionet "
"	ELDE-D5-60-I		ELDE-D5-60-I	https://www.medten.com/product/6180	Replacement	Disposable	AAMI	Monitoring Electrodes	Accessories	Safety Din ECG Leadwire	Disposable Safety Din ECG Leadwire	Replacement: 5 lead"," Safety Din"," 0.6m"," IEC"," Disposable"," Neonate with pre-attached electrodes (Box of 10)	Safety Din ECG Leadwire"," 5 lead"," Safety Din"," 0.6m"," IEC"," Disposable"," Neonate with pre-attached electrodes (Box of 10)	10	0				Ultrasound Foetal Transducer - comp w/ Bionet - Uterine Contractions		Ultrasound Foetal Transducer - comp w/ Bionet - UC	Bionet "
"	ELDE-D5-90-I		ELDE-D5-90-I	https://www.medten.com/product/6182	Replacement	Disposable	AAMI	Monitoring Electrodes	Accessories	Safety Din ECG Leadwire	Disposable Safety Din ECG Leadwire	Replacement: 5 lead"," Safety Din"," 0.9m "," IEC"," Disposable"," Neonate with pre-attached electrodes (Box of 10)	Safety Din ECG Leadwire"," 5 lead"," Safety Din"," 0.9m "," IEC"," Disposable"," Neonate with pre-attached electrodes (Box of 10)	10	0				Ultrasound Foetal Transducer - comp w/ Bionet - Uterine Contractions		Ultrasound Foetal Transducer - comp w/ Bionet - UC	Bionet "
"6017855	ELDER-DT5-90S-I		ELDER-DT5-90S-I	https://www.medten.com/product/6184	Replacement	Disposable	Mindray	ECG Leadwires	Accessories	Mindray ECG Leadwire	Disposable Mindray ECG Leadwire	Replacement: Disposable"," 5 lead"," Datascope"," Radiolucent lead wire with snap end"," 0.9m "," IEC"," Shielded (Box of 10)	Mindray ECG Leadwire"," Disposable"," 5 lead"," Datascope"," Radiolucent lead wire with snap end"," 0.9m "," IEC"," Shielded (Box of 10)	10	0				Ultrasound Foetal Transducer - comp w/ Bionet - Uterine Contractions		Ultrasound Foetal Transducer - comp w/ Bionet - UC	Bionet "
"6017853	ELDER-MQ5-90S-I		ELDER-MQ5-90S-I	https://www.medten.com/product/6186	Replacement	Disposable	GE Healthcare	ECG Leadwires	Accessories	GE Healthcare ECG Leadwire	Disposable GE Healthcare ECG Leadwire	Replacement: Disposable"," 5 lead"," Multi-Link"," Radiolucent lead wire with snap end"," 0.9m "," IEC"," Molded"," Shielded (Box of 10)	GE Healthcare ECG Leadwire"," Disposable"," 5 lead"," Multi-Link"," Radiolucent lead wire with snap end"," 0.9m "," IEC"," Molded"," Shielded (Box of 10)	10	0				Ultrasound Foetal Transducer - comp w/ Bionet - Uterine Contractions		Ultrasound Foetal Transducer - comp w/ Bionet - UC	Bionet "
"6017849	ELDER-PH5-90S-I		ELDER-PH5-90S-I	https://www.medten.com/product/6188	Replacement	Disposable	Philips	ECG Leadwires	Accessories	Philips ECG Leadwire	Disposable Philips ECG Leadwire	Replacement: Disposable"," 5 lead"," IntelliVue"," Radiolucent lead wire with snap end"," 0.9m "," IEC"," Shielded (Box of 10)	Philips ECG Leadwire"," Disposable"," 5 lead"," IntelliVue"," Radiolucent lead wire with snap end"," 0.9m "," IEC"," Shielded (Box of 10)	10	0				Ultrasound Foetal Transducer - comp w/ Bionet - Uterine Contractions		Ultrasound Foetal Transducer - comp w/ Bionet - UC	Bionet "
"	ELDER-TAA5-90S-I		ELDER-TAA5-90S-I	https://www.medten.com/product/6190	Replacement	Disposable	Philips	ECG Leadwires	Accessories	Philips ECG Leadwire	Disposable Philips ECG Leadwire	Replacement: Disposable"," 5 lead"," AA Twin-Pin"," Radiolucent lead wire with snap end"," 0.9m "," IEC"," Shielded (Box of 10)	Philips ECG Leadwire"," Disposable"," 5 lead"," AA Twin-Pin"," Radiolucent lead wire with snap end"," 0.9m "," IEC"," Shielded (Box of 10)	10	0				Ultrasound Foetal Transducer - comp w/ Bionet - Uterine Contractions		Ultrasound Foetal Transducer - comp w/ Bionet - UC	Bionet "
"6017859	ELDER-TMX5-90S-I		ELDER-TMX5-90S-I	https://www.medten.com/product/6192	Replacement	Disposable	Philips	ECG Leadwires	Accessories	Philips ECG Leadwire	Disposable Philips ECG Leadwire	Replacement: Disposable"," 5 lead"," IntelliVue"," Radiolucent lead wire with snap end"," 0.9m "," IEC"," Shielded (Box of 10)	Philips ECG Leadwire"," Disposable"," 5 lead"," IntelliVue"," Radiolucent lead wire with snap end"," 0.9m "," IEC"," Shielded (Box of 10)	10	0				Ultrasound Foetal Transducer - comp w/ Bionet - Uterine Contractions		Ultrasound Foetal Transducer - comp w/ Bionet - UC	Bionet "
"6017861	ELDER-TPH5-90S-I		ELDER-TPH5-90S-I	https://www.medten.com/product/6194	Replacement	Disposable	Philips	ECG Leadwires	Accessories	Philips ECG Leadwire	Disposable Philips ECG Leadwire	Replacement: Disposable"," 5 lead"," IntelliVue"," Radiolucent lead wire with snap end"," 0.9m "," IEC"," Shielded (Box of 10)	Philips ECG Leadwire"," Disposable"," 5 lead"," IntelliVue"," Radiolucent lead wire with snap end"," 0.9m "," IEC"," Shielded (Box of 10)	10	0				Ultrasound Foetal Transducer - comp w/ Bionet - Uterine Contractions		Ultrasound Foetal Transducer - comp w/ Bionet - UC	Bionet "
"6017686	ELDG-CV5-(22)90G-I		ELDG-CV5-(22)90G-I	https://www.medten.com/product/6196	Replacement	Disposable	Covidien	One-Piece ECG Cables	Accessories	Covidien One-Piece ECG Cable	Disposable Covidien One-Piece ECG Cable	Replacement: 5 lead"," Grabber"," 2.5m+1.5m"," IEC"," Disposable (Box of 10)	Covidien One-Piece ECG Cable"," 5 lead"," Grabber"," 2.5m+1.5m"," IEC"," Disposable (Box of 10)	10	0				Ultrasound Foetal Transducer - comp w/ Bionet - Uterine Contractions		Ultrasound Foetal Transducer - comp w/ Bionet - UC	Bionet "
"6017688	ELDG-CV5-(22)90S-I		ELDG-CV5-(22)90S-I	https://www.medten.com/product/6198	Replacement	Disposable	Covidien	One-Piece ECG Cables	Accessories	Covidien One-Piece ECG Cable 33135E	Disposable Covidien One-Piece ECG Cable 33135E	Replacement: 5 lead"," Snap"," 2.5m+1.5m"," IEC (Box of 10)	Covidien One-Piece ECG Cable 33135E"," 5 lead"," Snap"," 2.5m+1.5m"," IEC (Box of 10)	10	0				Ultrasound Foetal Transducer - comp w/ Bionet - Uterine Contractions		Ultrasound Foetal Transducer - comp w/ Bionet - UC	Bionet "
"6017803	ELD-MQV5-90G-A		ELD-MQV5-90G-A	https://www.medten.com/product/6199	Replacement	Disposable	Marquette	ECG Leadwires	Accessories	ECG Leadwire	Disposable ECG Leadwire	Replacement: (Box of 10)	ECG Leadwire"," (Box of 10)	10	0				Ultrasound Foetal Transducer - comp w/ Bionet - Uterine Contractions		Ultrasound Foetal Transducer - comp w/ Bionet - UC	Bionet "
"6017804	ELD-MQV5-90G-I		ELD-MQV5-90G-I	https://www.medten.com/product/6200	Replacement	Disposable	Marquette	ECG Leadwires	Accessories	Marquette/GE ECG Leadwire 2052133-004	Disposable Marquette/GE ECG Leadwire 2052133-004	Replacement: (Box of 10)	Marquette/GE ECG Leadwire 2052133-004"," (Box of 10)	10	0				Ultrasound Foetal Transducer - comp w/ Bionet - Uterine Contractions		Ultrasound Foetal Transducer - comp w/ Bionet - UC	Bionet "
"6017805	ELD-MQV5-90S-A		ELD-MQV5-90S-A	https://www.medten.com/product/6201	Replacement	Disposable	Marquette	ECG Leadwires	Accessories	ECG Leadwire	Disposable ECG Leadwire	Replacement: (Box of 10)	ECG Leadwire"," (Box of 10)	10	0				Ultrasound Foetal Transducer - comp w/ Bionet - Uterine Contractions		Ultrasound Foetal Transducer - comp w/ Bionet - UC	Bionet "
"6017806	ELD-MQV5-90S-I		ELD-MQV5-90S-I	https://www.medten.com/product/6202	Replacement	Disposable	Marquette	ECG Leadwires	Accessories	Marquette/GE ECG Leadwire 2052104-004	Disposable Marquette/GE ECG Leadwire 2052104-004	Replacement: (Box of 10)	Marquette/GE ECG Leadwire 2052104-004"," (Box of 10)	10	0				Ultrasound Foetal Transducer - comp w/ Bionet - Uterine Contractions		Ultrasound Foetal Transducer - comp w/ Bionet - UC	Bionet "
"6017819	ELD-PHV5-90G-A		ELD-PHV5-90G-A	https://www.medten.com/product/6203	Replacement	Disposable	Philips	ECG Leadwires	Accessories	Philips ECG Leadwire 989803192141	Disposable Philips ECG Leadwire 989803192141	Replacement: Disposable (Box of 10)	Philips ECG Leadwire 989803192141"," Disposable (Box of 10)	10	0				Ultrasound Foetal Transducer - comp w/ Bionet - Uterine Contractions		Ultrasound Foetal Transducer - comp w/ Bionet - UC	Bionet "
"6017820	ELD-PHV5-90G-I		ELD-PHV5-90G-I	https://www.medten.com/product/6204	Replacement	Disposable	Philips	ECG Leadwires	Accessories	Philips ECG Leadwire 989803192151	Disposable Philips ECG Leadwire 989803192151	Replacement: Disposable (Box of 10)	Philips ECG Leadwire 989803192151"," Disposable (Box of 10)	10	0				Ultrasound Foetal Transducer - comp w/ Bionet - Uterine Contractions		Ultrasound Foetal Transducer - comp w/ Bionet - UC	Bionet "
"6017821	ELD-PHV5-90S-A		ELD-PHV5-90S-A	https://www.medten.com/product/6205	Replacement	Disposable	Philips	ECG Leadwires	Accessories	Philips ECG Leadwire	Disposable Philips ECG Leadwire	Replacement: Disposable (Box of 10)	Philips ECG Leadwire"," Disposable (Box of 10)	10	0				Ultrasound Foetal Transducer - comp w/ Bionet - Uterine Contractions		Ultrasound Foetal Transducer - comp w/ Bionet - UC	Bionet "
"6017822	ELD-PHV5-90S-I		ELD-PHV5-90S-I	https://www.medten.com/product/6206	Replacement	Disposable	Philips	ECG Leadwires	Accessories	Philips ECG Leadwire	Disposable Philips ECG Leadwire	Replacement: Disposable (Box of 10)	Philips ECG Leadwire"," Disposable (Box of 10)	10	0				Ultrasound Foetal Transducer - comp w/ Bionet - Uterine Contractions		Ultrasound Foetal Transducer - comp w/ Bionet - UC	Bionet "
"6017826	ELD-SMA5-90S-I		ELD-SMA5-90S-I	https://www.medten.com/product/6208	Replacement	Disposable	Draeger	ECG Leadwires	Accessories	Draeger ECG Leadwire 33132E	Disposable Draeger ECG Leadwire 33132E	Replacement: 5 lead"," Siemens Dual-Pin"," Snap"," 0.9m "," IEC"," Disposable (Box of 10)	Draeger ECG Leadwire 33132E"," 5 lead"," Siemens Dual-Pin"," Snap"," 0.9m "," IEC"," Disposable (Box of 10)	10	0				Ultrasound Foetal Transducer - comp w/ Bionet - Uterine Contractions		Ultrasound Foetal Transducer - comp w/ Bionet - UC	Bionet "
"	ELD-TAA3-90G-A		ELD-TAA3-90G-A	https://www.medten.com/product/6209	Replacement	Disposable	Philips	ECG Leadwires	Accessories	Philips ECG Leadwire	Disposable Philips ECG Leadwire	Replacement: Disposable (Box of 10)	Philips ECG Leadwire"," Disposable (Box of 10)	10	0				Ultrasound Foetal Transducer - comp w/ Bionet - Uterine Contractions		Ultrasound Foetal Transducer - comp w/ Bionet - UC	Bionet "
"	ELD-TAA3-90G-I		ELD-TAA3-90G-I	https://www.medten.com/product/6210	Replacement	Disposable	Philips	ECG Leadwires	Accessories	Philips ECG Leadwire	Disposable Philips ECG Leadwire	Replacement: Disposable (Box of 10)	Philips ECG Leadwire"," Disposable (Box of 10)	10	0				Ultrasound Foetal Transducer - comp w/ Bionet - Uterine Contractions		Ultrasound Foetal Transducer - comp w/ Bionet - UC	Bionet "
"	ELD-TAA3-90S-A		ELD-TAA3-90S-A	https://www.medten.com/product/6211	Replacement	Disposable	Philips	ECG Leadwires	Accessories	Philips ECG Leadwire	Disposable Philips ECG Leadwire	Replacement: Disposable (Box of 10)	Philips ECG Leadwire"," Disposable (Box of 10)	10	0				Ultrasound Foetal Transducer - comp w/ Bionet - Uterine Contractions		Ultrasound Foetal Transducer - comp w/ Bionet - UC	Bionet "
"	ELD-TAA3-90S-I		ELD-TAA3-90S-I	https://www.medten.com/product/6212	Replacement	Disposable	Philips	ECG Leadwires	Accessories	Philips ECG Leadwire	Disposable Philips ECG Leadwire	Replacement: Disposable (Box of 10)	Philips ECG Leadwire"," Disposable (Box of 10)	10	0				Ultrasound Foetal Transducer - comp w/ Bionet - Uterine Contractions		Ultrasound Foetal Transducer - comp w/ Bionet - UC	Bionet "
"	ELD-TAA5-90G-A		ELD-TAA5-90G-A	https://www.medten.com/product/6213	Replacement	Disposable	Philips	ECG Leadwires	Accessories	Philips ECG Leadwire	Disposable Philips ECG Leadwire	Replacement: Disposable (Box of 10)	Philips ECG Leadwire"," Disposable (Box of 10)	10	0				Ultrasound Foetal Transducer - comp w/ Bionet - Uterine Contractions		Ultrasound Foetal Transducer - comp w/ Bionet - UC	Bionet "
"	ELD-TAA5-90G-I		ELD-TAA5-90G-I	https://www.medten.com/product/6214	Replacement	Disposable	Philips	ECG Leadwires	Accessories	Philips ECG Leadwire	Disposable Philips ECG Leadwire	Replacement: Disposable (Box of 10)	Philips ECG Leadwire"," Disposable (Box of 10)	10	0				Ultrasound Foetal Transducer - comp w/ Bionet - Uterine Contractions		Ultrasound Foetal Transducer - comp w/ Bionet - UC	Bionet "
"	ELD-TAA5-90S-A		ELD-TAA5-90S-A	https://www.medten.com/product/6215	Replacement	Disposable	Philips	ECG Leadwires	Accessories	Philips ECG Leadwire 33113	Disposable Philips ECG Leadwire 33113	Replacement: Disposable (Box of 10)	Philips ECG Leadwire 33113"," Disposable (Box of 10)	10	0				Ultrasound Foetal Transducer - comp w/ Bionet - Uterine Contractions		Ultrasound Foetal Transducer - comp w/ Bionet - UC	Bionet "
"	ELD-TAA5-90S-I		ELD-TAA5-90S-I	https://www.medten.com/product/6216	Replacement	Disposable	Philips	ECG Leadwires	Accessories	Philips ECG Leadwire 33113E	Disposable Philips ECG Leadwire 33113E	Replacement: Disposable (Box of 10)	Philips ECG Leadwire 33113E"," Disposable (Box of 10)	10	0				Ultrasound Foetal Transducer - comp w/ Bionet - Uterine Contractions		Ultrasound Foetal Transducer - comp w/ Bionet - UC	Bionet "
"6017741	ELD-TAF3-90G-A		ELD-TAF3-90G-A	https://www.medten.com/product/6217	Replacement	Disposable	GE Healthcare	ECG Leadwires	Accessories	GE Healthcare ECG Leadwire	Disposable GE Healthcare ECG Leadwire	Replacement: Disposable (Box of 10)	GE Healthcare ECG Leadwire"," Disposable (Box of 10)	10	0				Ultrasound Foetal Transducer - comp w/ Bionet - Uterine Contractions		Ultrasound Foetal Transducer - comp w/ Bionet - UC	Bionet "
"6017742	ELD-TAF3-90G-I		ELD-TAF3-90G-I	https://www.medten.com/product/6218	Replacement	Disposable	GE Healthcare	ECG Leadwires	Accessories	GE Healthcare ECG Leadwire	Disposable GE Healthcare ECG Leadwire	Replacement: Disposable (Box of 10)	GE Healthcare ECG Leadwire"," Disposable (Box of 10)	10	0				Ultrasound Foetal Transducer - comp w/ Bionet - Uterine Contractions		Ultrasound Foetal Transducer - comp w/ Bionet - UC	Bionet "
"6017795	ELD-TAF5-90G-A		ELD-TAF5-90G-A	https://www.medten.com/product/6219	Replacement	Disposable	GE Healthcare	ECG Leadwires	Accessories	GE Healthcare ECG Leadwire	Disposable GE Healthcare ECG Leadwire	Replacement: Disposable (Box of 10)	GE Healthcare ECG Leadwire"," Disposable (Box of 10)	10	0				Ultrasound Foetal Transducer - comp w/ Bionet - Uterine Contractions		Ultrasound Foetal Transducer - comp w/ Bionet - UC	Bionet "
"6017796	ELD-TAF5-90G-I		ELD-TAF5-90G-I	https://www.medten.com/product/6220	Replacement	Disposable	GE Healthcare	ECG Leadwires	Accessories	GE Healthcare ECG Leadwire	Disposable GE Healthcare ECG Leadwire	Replacement: Disposable (Box of 10)	GE Healthcare ECG Leadwire"," Disposable (Box of 10)	10	0				Ultrasound Foetal Transducer - comp w/ Bionet - Uterine Contractions		Ultrasound Foetal Transducer - comp w/ Bionet - UC	Bionet "
"6017797	ELD-TAF5-90S-A		ELD-TAF5-90S-A	https://www.medten.com/product/6221	Replacement	Disposable	GE Healthcare	ECG Leadwires	Accessories	GE Healthcare ECG Leadwire	Disposable GE Healthcare ECG Leadwire	Replacement: Disposable (Box of 10)	GE Healthcare ECG Leadwire"," Disposable (Box of 10)	10	0				Ultrasound Foetal Transducer - comp w/ Bionet - Uterine Contractions		Ultrasound Foetal Transducer - comp w/ Bionet - UC	Bionet "
"6017798	ELD-TAF5-90S-I		ELD-TAF5-90S-I	https://www.medten.com/product/6222	Replacement	Disposable	GE Healthcare	ECG Leadwires	Accessories	GE Healthcare ECG Leadwire	Disposable GE Healthcare ECG Leadwire	Replacement: Disposable (Box of 10)	GE Healthcare ECG Leadwire"," Disposable (Box of 10)	10	0				Ultrasound Foetal Transducer - comp w/ Bionet - Uterine Contractions		Ultrasound Foetal Transducer - comp w/ Bionet - UC	Bionet "
"6017837	ELD-TAF6-90G-A		ELD-TAF6-90G-A	https://www.medten.com/product/6223	Replacement	Disposable	GE Healthcare	ECG Leadwires	Accessories	GE Healthcare ECG Leadwire	Disposable GE Healthcare ECG Leadwire	Replacement: Disposable (Box of 10)	GE Healthcare ECG Leadwire"," Disposable (Box of 10)	10	0				Ultrasound Foetal Transducer - comp w/ Bionet - Uterine Contractions		Ultrasound Foetal Transducer - comp w/ Bionet - UC	Bionet "
"6017838	ELD-TAF6-90G-I		ELD-TAF6-90G-I	https://www.medten.com/product/6224	Replacement	Disposable	GE Healthcare	ECG Leadwires	Accessories	GE Healthcare ECG Leadwire	Disposable GE Healthcare ECG Leadwire	Replacement: Disposable (Box of 10)	GE Healthcare ECG Leadwire"," Disposable (Box of 10)	10	0				Ultrasound Foetal Transducer - comp w/ Bionet - Uterine Contractions		Ultrasound Foetal Transducer - comp w/ Bionet - UC	Bionet "
"6017839	ELD-TAF6-90S-A		ELD-TAF6-90S-A	https://www.medten.com/product/6225	Replacement	Disposable	GE Healthcare	ECG Leadwires	Accessories	GE Healthcare ECG Leadwire 33126	Disposable GE Healthcare ECG Leadwire 33126	Replacement: Disposable (Box of 10)	GE Healthcare ECG Leadwire 33126"," Disposable (Box of 10)	10	0				Ultrasound Foetal Transducer - comp w/ Bionet - Uterine Contractions		Ultrasound Foetal Transducer - comp w/ Bionet - UC	Bionet "
"6017840	ELD-TAF6-90S-I		ELD-TAF6-90S-I	https://www.medten.com/product/6226	Replacement	Disposable	GE Healthcare	ECG Leadwires	Accessories	GE Healthcare ECG Leadwire 33126E	Disposable GE Healthcare ECG Leadwire 33126E	Replacement: Disposable (Box of 10)	GE Healthcare ECG Leadwire 33126E"," Disposable (Box of 10)	10	0				Ultrasound Foetal Transducer - comp w/ Bionet - Uterine Contractions		Ultrasound Foetal Transducer - comp w/ Bionet - UC	Bionet "
"6017746	ELD-TMX3-90G-I		ELD-TMX3-90G-I	https://www.medten.com/product/6228	Replacement	Disposable	Philips	ECG Leadwires	Accessories	ECG Leadwire	Disposable ECG Leadwire	Replacement: 3 lead"," IntelliVue MX40"," Grabber"," 0.9m "," IEC (Box of 10)	ECG Leadwire"," 3 lead"," IntelliVue MX40"," Grabber"," 0.9m "," IEC (Box of 10)	10	0				Ultrasound Foetal Transducer - comp w/ Bionet - Uterine Contractions		Ultrasound Foetal Transducer - comp w/ Bionet - UC	Bionet "
"6017748	ELD-TMX3-90S-I		ELD-TMX3-90S-I	https://www.medten.com/product/6230	Replacement	Disposable	Philips	ECG Leadwires	Accessories	Philips ECG Leadwire	Disposable Philips ECG Leadwire	Replacement: 3 lead"," IntelliVue MX40"," Snap"," 0.9m "," IEC"," Disposable (Box of 10)	Philips ECG Leadwire"," 3 lead"," IntelliVue MX40"," Snap"," 0.9m "," IEC"," Disposable (Box of 10)	10	0				Ultrasound Foetal Transducer - comp w/ Bionet - Uterine Contractions		Ultrasound Foetal Transducer - comp w/ Bionet - UC	Bionet "
"6017790	ELD-TMX5-90G-I		ELD-TMX5-90G-I	https://www.medten.com/product/6232	Replacement	Disposable	Philips	ECG Leadwires	Accessories	Philips ECG Leadwire 989803172131	Disposable Philips ECG Leadwire 989803172131	Replacement: 5 lead"," IntelliVue MX40"," Grabber"," 0.9m "," IEC (Box of 10)	Philips ECG Leadwire 989803172131"," 5 lead"," IntelliVue MX40"," Grabber"," 0.9m "," IEC (Box of 10)	10	0				Ultrasound Foetal Transducer - comp w/ Bionet - Uterine Contractions		Ultrasound Foetal Transducer - comp w/ Bionet - UC	Bionet "
"6017792	ELD-TMX5-90S-I		ELD-TMX5-90S-I	https://www.medten.com/product/6234	Replacement	Disposable	Philips	ECG Leadwires	Accessories	ECG Leadwire	Disposable ECG Leadwire	Replacement: 5 lead"," IntelliVue MX40"," Snap"," 0.9m "," IEC (Box of 10)	ECG Leadwire"," 5 lead"," IntelliVue MX40"," Snap"," 0.9m "," IEC (Box of 10)	10	0				Ultrasound Foetal Transducer - comp w/ Bionet - Uterine Contractions		Ultrasound Foetal Transducer - comp w/ Bionet - UC	Bionet "
"6017794	ELD-TMX5S09AN-90G-I		ELD-TMX5S09AN-90G-I	https://www.medten.com/product/6236	Replacement	Disposable	Philips	ECG Leadwires	Accessories	Philips ECG Leadwire 989803172151	Disposable Philips ECG Leadwire 989803172151	Replacement: 5 lead"," IntelliVue MX40"," With Philips SpO2"," Grabber"," 0.9m "," IEC (Box of 10)	Philips ECG Leadwire 989803172151"," 5 lead"," IntelliVue MX40"," With Philips SpO2"," Grabber"," 0.9m "," IEC (Box of 10)	10	0				Ultrasound Foetal Transducer - comp w/ Bionet - Uterine Contractions		Ultrasound Foetal Transducer - comp w/ Bionet - UC	Bionet "
"6017832	ELD-TMX5S09AN-90S-I		ELD-TMX5S09AN-90S-I	https://www.medten.com/product/6238	Replacement	Disposable	Philips	ECG Leadwires	Accessories	ECG Leadwire	Disposable ECG Leadwire	Replacement: 5 lead"," IntelliVue MX40"," With Philips SpO2"," Snap"," 0.9m "," IEC (Box of 10)	ECG Leadwire"," 5 lead"," IntelliVue MX40"," With Philips SpO2"," Snap"," 0.9m "," IEC (Box of 10)	10	0				Ultrasound Foetal Transducer - comp w/ Bionet - Uterine Contractions		Ultrasound Foetal Transducer - comp w/ Bionet - UC	Bionet "
"	ELD-TPH3-90G-A		ELD-TPH3-90G-A	https://www.medten.com/product/6239	Replacement	Disposable	Philips	ECG Leadwires	Accessories	Philips ECG Leadwire 989803173141	Disposable Philips ECG Leadwire 989803173141	Replacement: (Box of 10)	Philips ECG Leadwire 989803173141"," (Box of 10)	10	0				Ultrasound Foetal Transducer - comp w/ Bionet - Uterine Contractions		Ultrasound Foetal Transducer - comp w/ Bionet - UC	Bionet "
"	ELD-TPH3-90G-I		ELD-TPH3-90G-I	https://www.medten.com/product/6240	Replacement	Disposable	Philips	ECG Leadwires	Accessories	ECG Leadwire	Disposable ECG Leadwire	Replacement: (Box of 10)	ECG Leadwire"," (Box of 10)	10	0				Ultrasound Foetal Transducer - comp w/ Bionet - Uterine Contractions		Ultrasound Foetal Transducer - comp w/ Bionet - UC	Bionet "
"	ELD-TPH3-90S-A		ELD-TPH3-90S-A	https://www.medten.com/product/6241	Replacement	Disposable	Philips	ECG Leadwires	Accessories	ECG Leadwire	Disposable ECG Leadwire	Replacement: (Box of 10)	ECG Leadwire"," (Box of 10)	10	0				Ultrasound Foetal Transducer - comp w/ Bionet - Uterine Contractions		Ultrasound Foetal Transducer - comp w/ Bionet - UC	Bionet "
"	ELD-TPH3-90S-I		ELD-TPH3-90S-I	https://www.medten.com/product/6242	Replacement	Disposable	Philips	ECG Leadwires	Accessories	ECG Leadwire	Disposable ECG Leadwire	Replacement: (Box of 10)	ECG Leadwire"," (Box of 10)	10	0				Ultrasound Foetal Transducer - comp w/ Bionet - Uterine Contractions		Ultrasound Foetal Transducer - comp w/ Bionet - UC	Bionet "
"6017773	ELD-TPH5-90S-A		ELD-TPH5-90S-A	https://www.medten.com/product/6243	Replacement	Disposable	Philips	ECG Leadwires	Accessories	Philips ECG Leadwire 33114	Disposable Philips ECG Leadwire 33114	Replacement: (Box of 10)	Philips ECG Leadwire 33114"," (Box of 10)	10	0				Ultrasound Foetal Transducer - comp w/ Bionet - Uterine Contractions		Ultrasound Foetal Transducer - comp w/ Bionet - UC	Bionet "
"6017774	ELD-TPH5-90S-I		ELD-TPH5-90S-I	https://www.medten.com/product/6244	Replacement	Disposable	Philips	ECG Leadwires	Accessories	Philips ECG Leadwire 33114E	Disposable Philips ECG Leadwire 33114E	Replacement: (Box of 10)	Philips ECG Leadwire 33114E"," (Box of 10)	10	0				Ultrasound Foetal Transducer - comp w/ Bionet - Uterine Contractions		Ultrasound Foetal Transducer - comp w/ Bionet - UC	Bionet "
"6017634	EL-MDV6-90G-I		EL-MDV6-90G-I	https://www.medten.com/product/6246	Replacement	Reusable	Physio-Control	ECG Leadwires	Accessories	Physio-Control ECG Leadwire	Reusable Physio-Control ECG Leadwire	Replacement: 6 lead"," Medtronic"," Grabber"," 0.9m "," IEC"," Chest lead"," Reusable	Physio-Control ECG Leadwire"," 6 lead"," Medtronic"," Grabber"," 0.9m "," IEC"," Chest lead"," Reusable	1	6				Ultrasound Foetal Transducer - comp w/ Bionet - Uterine Contractions		Ultrasound Foetal Transducer - comp w/ Bionet - UC	Bionet "
"6017636	EL-MDV6-90S-I		EL-MDV6-90S-I	https://www.medten.com/product/6247	Replacement	Reusable	Physio-Control	ECG Leadwires	Accessories	Physio-Control ECG Leadwire 11111-000023	Reusable Physio-Control ECG Leadwire 11111-000023	Replacement: 6 lead"," Medtronic"," Snap"," 0.9m "," IEC"," Chest lead"," Reusable	Physio-Control ECG Leadwire 11111-000023"," 6 lead"," Medtronic"," Snap"," 0.9m "," IEC"," Chest lead"," Reusable	1	6				Ultrasound Foetal Transducer - comp w/ Bionet - Uterine Contractions		Ultrasound Foetal Transducer - comp w/ Bionet - UC	Bionet "
"6017326	EL-MR3-90MG-I		EL-MR3-90MG-I	https://www.medten.com/product/6249	Replacement	Reusable	Mindray	ECG Leadwires	Accessories	Mindray ECG Leadwire	Reusable Mindray ECG Leadwire	Replacement: 3 lead"," Mindray"," Mini grabber"," 0.9m "," IEC"," Reusable	Mindray ECG Leadwire"," 3 lead"," Mindray"," Mini grabber"," 0.9m "," IEC"," Reusable	1	6				Ultrasound Foetal Transducer - comp w/ Bionet - Uterine Contractions		Ultrasound Foetal Transducer - comp w/ Bionet - UC	Bionet "
"6017308	EL-TFD3-90G-I		EL-TFD3-90G-I	https://www.medten.com/product/6255	Replacement	Reusable	Fukuda Denshi	ECG Leadwires	Accessories	Fukuda Denshi ECG Leadwire	Reusable Fukuda Denshi ECG Leadwire	Replacement: 3 lead"," Grabber"," 0.9m "," IEC"," Reusable	Fukuda Denshi ECG Leadwire"," 3 lead"," Grabber"," 0.9m "," IEC"," Reusable	1	6				Ultrasound Foetal Transducer - comp w/ Bionet - Uterine Contractions		Ultrasound Foetal Transducer - comp w/ Bionet - UC	Bionet "
"6017310	EL-TFD3-90S-I		EL-TFD3-90S-I	https://www.medten.com/product/6257	Replacement	Reusable	Fukuda Denshi	ECG Leadwires	Accessories	Fukuda Denshi ECG Leadwire	Reusable Fukuda Denshi ECG Leadwire	Replacement: 3 lead"," Snap"," 0.9m "," IEC"," Reusable	Fukuda Denshi ECG Leadwire"," 3 lead"," Snap"," 0.9m "," IEC"," Reusable	1	6				Ultrasound Foetal Transducer - comp w/ Bionet - Uterine Contractions		Ultrasound Foetal Transducer - comp w/ Bionet - UC	Bionet "
"6017354	EL-TFD4-90G-I		EL-TFD4-90G-I	https://www.medten.com/product/6259	Replacement	Reusable	Fukuda Denshi	ECG Leadwires	Accessories	Fukuda Denshi ECG Leadwire	Reusable Fukuda Denshi ECG Leadwire	Replacement: 4 lead"," Grabber"," 0.9m "," IEC"," Reusable	Fukuda Denshi ECG Leadwire"," 4 lead"," Grabber"," 0.9m "," IEC"," Reusable	1	6				Ultrasound Foetal Transducer - comp w/ Bionet - Uterine Contractions		Ultrasound Foetal Transducer - comp w/ Bionet - UC	Bionet "
"6017356	EL-TFD4-90S-I		EL-TFD4-90S-I	https://www.medten.com/product/6261	Replacement	Reusable	Fukuda Denshi	ECG Leadwires	Accessories	Fukuda Denshi ECG Leadwire	Reusable Fukuda Denshi ECG Leadwire	Replacement: 4 lead"," Snap"," 0.9m "," IEC"," Reusable	Fukuda Denshi ECG Leadwire"," 4 lead"," Snap"," 0.9m "," IEC"," Reusable	1	6				Ultrasound Foetal Transducer - comp w/ Bionet - Uterine Contractions		Ultrasound Foetal Transducer - comp w/ Bionet - UC	Bionet "
"6017522	EL-TFD5-90G-I		EL-TFD5-90G-I	https://www.medten.com/product/6263	Replacement	Reusable	Fukuda Denshi	ECG Leadwires	Accessories	Fukuda Denshi ECG Leadwire	Reusable Fukuda Denshi ECG Leadwire	Replacement: 5 lead"," Grabber"," 0.9m "," IEC"," Reusable	Fukuda Denshi ECG Leadwire"," 5 lead"," Grabber"," 0.9m "," IEC"," Reusable	1	6				Ultrasound Foetal Transducer - comp w/ Bionet - Uterine Contractions		Ultrasound Foetal Transducer - comp w/ Bionet - UC	Bionet "
"6017524	EL-TFD5-90S-I		EL-TFD5-90S-I	https://www.medten.com/product/6265	Replacement	Reusable	Fukuda Denshi	ECG Leadwires	Accessories	Fukuda Denshi ECG Leadwire	Reusable Fukuda Denshi ECG Leadwire	Replacement: 5 lead"," Snap"," 0.9m "," IEC"," Reusable	Fukuda Denshi ECG Leadwire"," 5 lead"," Snap"," 0.9m "," IEC"," Reusable	1	6				Ultrasound Foetal Transducer - comp w/ Bionet - Uterine Contractions		Ultrasound Foetal Transducer - comp w/ Bionet - UC	Bionet "
"6017322	EL-TM3-90G-I		EL-TM3-90G-I	https://www.medten.com/product/6267	Replacement	Reusable	Mindray	ECG Leadwires	Accessories	Mindray ECG Leadwire	Reusable Mindray ECG Leadwire	Replacement: 3 lead"," Mindray"," Grabber"," 0.9m "," IEC"," Reusable	Mindray ECG Leadwire"," 3 lead"," Mindray"," Grabber"," 0.9m "," IEC"," Reusable	1	6				Ultrasound Foetal Transducer - comp w/ Bionet - Uterine Contractions		Ultrasound Foetal Transducer - comp w/ Bionet - UC	Bionet "
"6017324	EL-TM3-90S-I		EL-TM3-90S-I	https://www.medten.com/product/6269	Replacement	Reusable	Mindray	ECG Leadwires	Accessories	Mindray ECG Leadwire	Reusable Mindray ECG Leadwire	Replacement: 3 lead"," Mindray"," Snap"," 0.9m "," IEC	Mindray ECG Leadwire"," 3 lead"," Mindray"," Snap"," 0.9m "," IEC	1	6				Ultrasound Foetal Transducer - comp w/ Bionet - Uterine Contractions		Ultrasound Foetal Transducer - comp w/ Bionet - UC	Bionet "
"6017562	EL-TM5-90G-I		EL-TM5-90G-I	https://www.medten.com/product/6271	Replacement	Reusable	Philips	ECG Leadwires	Accessories	Philips ECG Leadwire	Reusable Philips ECG Leadwire	Replacement: 5 lead"," Mindray"," Grabber"," 0.9m "," IEC	Philips ECG Leadwire"," 5 lead"," Mindray"," Grabber"," 0.9m "," IEC	1	6				Ultrasound Foetal Transducer - comp w/ Bionet - Uterine Contractions		Ultrasound Foetal Transducer - comp w/ Bionet - UC	Bionet "
"6017564	EL-TM5-90S-I		EL-TM5-90S-I	https://www.medten.com/product/6273	Replacement	Reusable	Philips	ECG Leadwires	Accessories	Philips ECG Leadwire	Reusable Philips ECG Leadwire	Replacement: 5 lead"," Mindray"," Snap"," 0.9m "," IEC	Philips ECG Leadwire"," 5 lead"," Mindray"," Snap"," 0.9m "," IEC	1	6				Ultrasound Foetal Transducer - comp w/ Bionet - Uterine Contractions		Ultrasound Foetal Transducer - comp w/ Bionet - UC	Bionet "
"6017284	EL-TMX3NE-90G-I		EL-TMX3NE-90G-I	https://www.medten.com/product/6275	Replacement	Reusable	Philips	ECG Leadwires	Accessories	Philips ECG Leadwire	Reusable Philips ECG Leadwire	Replacement: 3 lead"," With Nellcor SpO2"," Grabber"," 0.9m "," IEC"," Reusable	Philips ECG Leadwire"," 3 lead"," With Nellcor SpO2"," Grabber"," 0.9m "," IEC"," Reusable	1	6				Ultrasound Foetal Transducer - comp w/ Bionet - Uterine Contractions		Ultrasound Foetal Transducer - comp w/ Bionet - UC	Bionet "
"6017286	EL-TMX3NE-90S-I		EL-TMX3NE-90S-I	https://www.medten.com/product/6277	Replacement	Reusable	Philips	ECG Leadwires	Accessories	Philips ECG Leadwire	Reusable Philips ECG Leadwire	Replacement: 3 lead"," With Nellcor SpO2"," Snap"," 0.9m "," IEC"," Reusable	Philips ECG Leadwire"," 3 lead"," With Nellcor SpO2"," Snap"," 0.9m "," IEC"," Reusable	1	6				Ultrasound Foetal Transducer - comp w/ Bionet - Uterine Contractions		Ultrasound Foetal Transducer - comp w/ Bionet - UC	Bionet "
"6017498	EL-TMX5NE-90G-I		EL-TMX5NE-90G-I	https://www.medten.com/product/6279	Replacement	Reusable	Philips	ECG Leadwires	Accessories	Philips ECG Leadwire	Reusable Philips ECG Leadwire	Replacement: 5 lead"," With Nellcor SpO2"," Grabber"," 0.9m "," IEC"," Reusable	Philips ECG Leadwire"," 5 lead"," With Nellcor SpO2"," Grabber"," 0.9m "," IEC"," Reusable	1	6				Ultrasound Foetal Transducer - comp w/ Bionet - Uterine Contractions		Ultrasound Foetal Transducer - comp w/ Bionet - UC	Bionet "
"6017500	EL-TMX5NE-90S-I		EL-TMX5NE-90S-I	https://www.medten.com/product/6281	Replacement	Reusable	Philips	ECG Leadwires	Accessories	Philips ECG Leadwire	Reusable Philips ECG Leadwire	Replacement: 5 lead"," With Nellcor SpO2"," Snap"," 0.9m "," IEC"," Reusable	Philips ECG Leadwire"," 5 lead"," With Nellcor SpO2"," Snap"," 0.9m "," IEC"," Reusable	1	6				Ultrasound Foetal Transducer - comp w/ Bionet - Uterine Contractions		Ultrasound Foetal Transducer - comp w/ Bionet - UC	Bionet "
"6017288	EL-TZDP3-90G-I		EL-TZDP3-90G-I	https://www.medten.com/product/6283	Replacement	Reusable	Philips	ECG Leadwires	Accessories	Philips ECG Leadwire	Reusable Philips ECG Leadwire	Replacement: 3 lead"," Grabber"," 0.9m "," IEC"," Reusable	Philips ECG Leadwire"," 3 lead"," Grabber"," 0.9m "," IEC"," Reusable	1	6				Ultrasound Foetal Transducer - comp w/ Bionet - Uterine Contractions		Ultrasound Foetal Transducer - comp w/ Bionet - UC	Bionet "
"6016661	ET-3016-MR-I		ET-3016-MR-I	https://www.medten.com/product/6284	Replacement	Reusable	Mindray	ECG Trunk Cables	Accessories	Mindray ECG Trunk Cable 0010-30-43128	Reusable Mindray ECG Trunk Cable 0010-30-43128	Replacement: 3 lead"," 2.5m"," Mindray"," IEC"," Reusable	Mindray ECG Trunk Cable 0010-30-43128"," 3 lead"," 2.5m"," Mindray"," IEC"," Reusable	1	12				Ultrasound Foetal Transducer - comp w/ Bionet - Uterine Contractions		Ultrasound Foetal Transducer - comp w/ Bionet - UC	Bionet "
"6016803	ET-3045-BN-I		ET-3045-BN-I	https://www.medten.com/product/6286	Replacement	Reusable	Bionet	ECG Trunk Cables	Accessories	Bionet ECG Trunk Cable	Reusable Bionet ECG Trunk Cable	Replacement: 3 lead"," 2.5m"," Bionet"," IEC"," Reusable	Bionet ECG Trunk Cable"," 3 lead"," 2.5m"," Bionet"," IEC"," Reusable	1	12				Ultrasound Foetal Transducer - comp w/ Bionet - Uterine Contractions		Ultrasound Foetal Transducer - comp w/ Bionet - UC	Bionet "
"6017101	ET-5004(025)-CV-I		ET-5004(025)-CV-I	https://www.medten.com/product/6287	Replacement	Reusable	Marquette	ECG Adapter/Extension Cables	Accessories	GE Healthcare ECG Adapter/Extension Cable	Reusable GE Healthcare ECG Adapter/Extension Cable	Replacement: 5 lead"," 2.5m"," Covidien/Kendall"," IEC"," Reusable	GE Healthcare ECG Adapter/Extension Cable"," 5 lead"," 2.5m"," Covidien/Kendall"," IEC"," Reusable	1	12				Ultrasound Foetal Transducer - comp w/ Bionet - Uterine Contractions		Ultrasound Foetal Transducer - comp w/ Bionet - UC	Bionet "
"6016999	ET-5005R(025)-CV-I		ET-5005R(025)-CV-I	https://www.medten.com/product/6288	Replacement	Reusable	Philips	ECG Adapter/Extension Cables	Accessories	Philips ECG Adapter/Extension Cable	Reusable Philips ECG Adapter/Extension Cable	Replacement: 5 lead"," 2.5m"," Covidien/Kendall"," With Resistance"," IEC"," Reusable	Philips ECG Adapter/Extension Cable"," 5 lead"," 2.5m"," Covidien/Kendall"," With Resistance"," IEC"," Reusable	1	12				Ultrasound Foetal Transducer - comp w/ Bionet - Uterine Contractions		Ultrasound Foetal Transducer - comp w/ Bionet - UC	Bionet "
"6017127	ET-5007R(025)-CV-I		ET-5007R(025)-CV-I	https://www.medten.com/product/6290	Replacement	Reusable	Spacelabs	ECG Adapter/Extension Cables	Accessories	Spacelabs ECG Adapter/Extension Cable	Reusable Spacelabs ECG Adapter/Extension Cable	Replacement: 5 lead"," 2.5m"," Covidien/Kendall"," With Resistance"," IEC"," Reusable	Spacelabs ECG Adapter/Extension Cable"," 5 lead"," 2.5m"," Covidien/Kendall"," With Resistance"," IEC"," Reusable	1	12				Ultrasound Foetal Transducer - comp w/ Bionet - Uterine Contractions		Ultrasound Foetal Transducer - comp w/ Bionet - UC	Bionet "
"6017129	ET-5012R-NKA-I		ET-5012R-NKA-I	https://www.medten.com/product/6293	Replacement	Reusable	Nihon Kohden	ECG Trunk Cables	Accessories	Nihon Kohden ECG Trunk Cable	Reusable Nihon Kohden ECG Trunk Cable	Replacement: 5 lead"," 2.5m"," Nihon Kohden"," With Resistance"," IEC"," Reusable	Nihon Kohden ECG Trunk Cable"," 5 lead"," 2.5m"," Nihon Kohden"," With Resistance"," IEC"," Reusable	1	12				Ultrasound Foetal Transducer - comp w/ Bionet - Uterine Contractions		Ultrasound Foetal Transducer - comp w/ Bionet - UC	Bionet "
"6017103	ET-5016(025)-CV-I		ET-5016(025)-CV-I	https://www.medten.com/product/6295	Replacement	Reusable	Mindray	ECG Adapter/Extension Cables	Accessories	Mindray ECG Adapter/Extension Cable	Reusable Mindray ECG Adapter/Extension Cable	Replacement: 5 lead"," 2.5m"," Covidien/Kendall"," IEC"," Reusable	Mindray ECG Adapter/Extension Cable"," 5 lead"," 2.5m"," Covidien/Kendall"," IEC"," Reusable	1	12				Ultrasound Foetal Transducer - comp w/ Bionet - Uterine Contractions		Ultrasound Foetal Transducer - comp w/ Bionet - UC	Bionet "
"6017111	ET-5038R(025)-CV-I		ET-5038R(025)-CV-I	https://www.medten.com/product/6301	Replacement	Reusable	Zoll	ECG Adapter/Extension Cables	Accessories	Zoll ECG Adapter/Extension Cable	Reusable Zoll ECG Adapter/Extension Cable	Replacement: 5 lead"," 2.5m"," Covidien/Kendall"," With Resistance"," IEC"," Reusable	Zoll ECG Adapter/Extension Cable"," 5 lead"," 2.5m"," Covidien/Kendall"," With Resistance"," IEC"," Reusable	1	12				Ultrasound Foetal Transducer - comp w/ Bionet - Uterine Contractions		Ultrasound Foetal Transducer - comp w/ Bionet - UC	Bionet "
"6017133	ET-5045-BN-I		ET-5045-BN-I	https://www.medten.com/product/6303	Replacement	Reusable	Bionet	ECG Trunk Cables	Accessories	Bionet ECG Trunk Cable	Reusable Bionet ECG Trunk Cable	Replacement: 5 lead"," 2.5m"," Bionet"," IEC"," Reusable	Bionet ECG Trunk Cable"," 5 lead"," 2.5m"," Bionet"," IEC"," Reusable	1	12				Ultrasound Foetal Transducer - comp w/ Bionet - Uterine Contractions		Ultrasound Foetal Transducer - comp w/ Bionet - UC	Bionet "
"6017143	ET-DG6-DG-I		ET-DG6-DG-I	https://www.medten.com/product/6305	Replacement	Reusable	Draeger	ECG Adapter/Extension Cables	Accessories	Draeger ECG Adapter/Extension Cable	Reusable Draeger ECG Adapter/Extension Cable	Replacement: 6 lead"," 2.5m"," Molded Din-Style"," IEC	Draeger ECG Adapter/Extension Cable"," 6 lead"," 2.5m"," Molded Din-Style"," IEC	1	12				Ultrasound Foetal Transducer - comp w/ Bionet - Uterine Contractions		Ultrasound Foetal Transducer - comp w/ Bionet - UC	Bionet "
"6018306	FDELA-GE01-SKE		FDELA-GE01-SKE	https://www.medten.com/product/6307	Replacement	Reusable	GE Healthcare	Fetal Leg Plate (DECG) Cables	Accessories	GE Healthcare Fetal Leg Plate (DECG) Cable 2109005-001	Reusable GE Healthcare Fetal Leg Plate (DECG) Cable 2109005-001	Replacement: 2.5m"," use with Kendall spiral electrode 31479549/2109002-001	GE Healthcare Fetal Leg Plate (DECG) Cable 2109005-001"," 2.5m"," use with Kendall spiral electrode 31479549/2109002-001	1	12				Ultrasound Foetal Transducer - comp w/ Bionet - Uterine Contractions		Ultrasound Foetal Transducer - comp w/ Bionet - UC	Bionet "
"6018301	FDELA-GE01-SPE		FDELA-GE01-SPE	https://www.medten.com/product/6308	Replacement	Reusable	Corometrics	Fetal Leg Plate (DECG) Cables	Accessories	GE Healthcare Fetal Leg Plate (DECG) Cable 989803137801	Reusable GE Healthcare Fetal Leg Plate (DECG) Cable 989803137801	Replacement: 2.5m"," use with Philips spiral electrode	GE Healthcare Fetal Leg Plate (DECG) Cable 989803137801"," 2.5m"," use with Philips spiral electrode	1	12				Ultrasound Foetal Transducer - comp w/ Bionet - Uterine Contractions		Ultrasound Foetal Transducer - comp w/ Bionet - UC	Bionet "
"6018307	FDELA-GE02-SKE		FDELA-GE02-SKE	https://www.medten.com/product/6309	Replacement	Reusable	GE Healthcare	Fetal Leg Plate (DECG) Cables	Accessories	GE Healthcare Fetal Leg Plate (DECG) Cable 2109004-001	Reusable GE Healthcare Fetal Leg Plate (DECG) Cable 2109004-001	Replacement: 2.5m"," use with Kendall Spiral Electrode 31479549/2109002-001"," Reusable	GE Healthcare Fetal Leg Plate (DECG) Cable 2109004-001"," 2.5m"," use with Kendall Spiral Electrode 31479549/2109002-001"," Reusable	1	12				Ultrasound Foetal Transducer - comp w/ Bionet - Uterine Contractions		Ultrasound Foetal Transducer - comp w/ Bionet - UC	Bionet "
"6018302	FDELA-GE02-SPE		FDELA-GE02-SPE	https://www.medten.com/product/6310	Replacement	Reusable	Corometrics	Fetal Leg Plate (DECG) Cables	Accessories	Fetal Leg Plate (DECG) Cable	Reusable Fetal Leg Plate (DECG) Cable	Replacement: 2.5m"," use with Philips spiral electrode	Fetal Leg Plate (DECG) Cable"," 2.5m"," use with Philips spiral electrode	1	12				Ultrasound Foetal Transducer - comp w/ Bionet - Uterine Contractions		Ultrasound Foetal Transducer - comp w/ Bionet - UC	Bionet "
"6018312	FDELA-HL02-SKE		FDELA-HL02-SKE	https://www.medten.com/product/6311	Replacement	Reusable	Sonicaid	Fetal Leg Plate (DECG) Cables	Accessories	Sonicaid/Huntleigh Fetal Leg Plate (DECG) Cable ACC-OBS-022	Reusable Sonicaid/Huntleigh Fetal Leg Plate (DECG) Cable ACC-OBS-022	Replacement: 2.5m"," use with Kendall spiral electrode	Sonicaid/Huntleigh Fetal Leg Plate (DECG) Cable ACC-OBS-022"," 2.5m"," use with Kendall spiral electrode	1	12				Ultrasound Foetal Transducer - comp w/ Bionet - Uterine Contractions		Ultrasound Foetal Transducer - comp w/ Bionet - UC	Bionet "
"6018308	FDELA-PH01-SKE		FDELA-PH01-SKE	https://www.medten.com/product/6313	Replacement	Reusable	Philips	Fetal Leg Plate (DECG) Cables	Accessories	Philips Fetal Leg Plate (DECG) Cable FCB308	Reusable Philips Fetal Leg Plate (DECG) Cable FCB308	Replacement: 2.5m"," use with Kendall spiral electrode	Philips Fetal Leg Plate (DECG) Cable FCB308"," 2.5m"," use with Kendall spiral electrode	1	12				Ultrasound Foetal Transducer - comp w/ Bionet - Uterine Contractions		Ultrasound Foetal Transducer - comp w/ Bionet - UC	Bionet "
"6018309	FDELA-PH01-SKE06		FDELA-PH01-SKE06	https://www.medten.com/product/6314	Replacement	Reusable	Philips	Fetal Leg Plate (DECG) Cables	Accessories	Philips Fetal Leg Plate (DECG) Cable FCB300	Reusable Philips Fetal Leg Plate (DECG) Cable FCB300	Replacement: 0.6m"," use with Kendall spiral electrode	Philips Fetal Leg Plate (DECG) Cable FCB300"," 0.6m"," use with Kendall spiral electrode	1	12				Ultrasound Foetal Transducer - comp w/ Bionet - Uterine Contractions		Ultrasound Foetal Transducer - comp w/ Bionet - UC	Bionet "
"6018310	FDELA-PH03-SKE		FDELA-PH03-SKE	https://www.medten.com/product/6315	Replacement	Reusable	Philips	Fetal Leg Plate (DECG) Cables	Accessories	Philips Fetal Leg Plate (DECG) Cable FCB100	Reusable Philips Fetal Leg Plate (DECG) Cable FCB100	Replacement: 2.5m"," use with Kendall spiral electrode	Philips Fetal Leg Plate (DECG) Cable FCB100"," 2.5m"," use with Kendall spiral electrode	1	12				Ultrasound Foetal Transducer - comp w/ Bionet - Uterine Contractions		Ultrasound Foetal Transducer - comp w/ Bionet - UC	Bionet "
"6018407	FM-003		FM-003	https://www.medten.com/product/6316	Replacement	Reusable	Sonicaid	Fetal Event Marker Cables	Accessories	Sonicaid/Huntleigh Fetal Event Marker Cable 7775-6901	Reusable Sonicaid/Huntleigh Fetal Event Marker Cable 7775-6901	Replacement: 3.0m	Sonicaid/Huntleigh Fetal Event Marker Cable 7775-6901"," 3.0m	1	12				Ultrasound Foetal Transducer - comp w/ Bionet - Uterine Contractions		Ultrasound Foetal Transducer - comp w/ Bionet - UC	Bionet "
"6018931	FTC-BN01		FTC-BN01	https://www.medten.com/product/6317	Replacement	Reusable	Bionet	Fetal Transducers	Accessories	Bionet Fetal Transducer FC-TC07	Reusable Bionet Fetal Transducer FC-TC07	Replacement: 3.0m"," TOCO	Bionet Fetal Transducer FC-TC07"," 3.0m"," TOCO	1	12				Ultrasound Foetal Transducer - comp w/ Bionet - Uterine Contractions		Ultrasound Foetal Transducer - comp w/ Bionet - UC	Bionet "
"6018932	FTC-BN02		FTC-BN02	https://www.medten.com/product/6318	Replacement	Reusable	Bionet	Fetal Transducers	Accessories	Bionet Fetal Transducer FC-TC14	Reusable Bionet Fetal Transducer FC-TC14	Replacement: 3.0m"," TOCO	Bionet Fetal Transducer FC-TC14"," 3.0m"," TOCO	1	12				Ultrasound Foetal Transducer - comp w/ Bionet - Uterine Contractions		Ultrasound Foetal Transducer - comp w/ Bionet - UC	Bionet "
"6018925	FTC-ED01		FTC-ED01	https://www.medten.com/product/6319	Replacement	Reusable	Edan	Fetal Transducers	Accessories	Edan Fetal Transducer 02.01.210259/ MS3-31527(B)	Reusable Edan Fetal Transducer 02.01.210259/ MS3-31527(B)	Replacement: 3.0m"," TOCO	Edan Fetal Transducer 02.01.210259/ MS3-31527(B)"," 3.0m"," TOCO	1	12				Ultrasound Foetal Transducer - comp w/ Bionet - Uterine Contractions		Ultrasound Foetal Transducer - comp w/ Bionet - UC	Bionet "
"6018913	FUS-AL03		FUS-AL03	https://www.medten.com/product/6320	Replacement	Reusable	Analogic	Fetal Transducers	Accessories	Analogic Fetal Transducer U/S1&2	Reusable Analogic Fetal Transducer U/S1&2	'Replacement: 3.0m"," Ultrasound	Ultrasound Foetal Transducer - comp w/ Bionet - Uterine Contractions		Ultrasound Foetal Transducer - comp w/ Bionet - UC	Bionet "
"	'Analogic Fetal Transducer U/S1&2"," 3.0m"," Ultrasound	Models AP1T and HCT;'	'Analogic Fetal Transducer U/S1&2"," 3.0m"," Ultrasound	Ultrasound Foetal Transducer - comp w/ Bionet - Uterine Contractions		Ultrasound Foetal Transducer - comp w/ Bionet - UC	Bionet "
"	1	Models AP1T and HCT;'	1	12				Ultrasound Foetal Transducer - comp w/ Bionet - Uterine Contractions		Ultrasound Foetal Transducer - comp w/ Bionet - UC	Bionet "
"6018917	FUS-BN01		FUS-BN01	https://www.medten.com/product/6321	Replacement	Reusable	Bionet	Fetal Transducers	Accessories	Bionet Fetal Transducer FC-US07	Reusable Bionet Fetal Transducer FC-US07	Replacement: 3.0m"," Ultrasound	Bionet Fetal Transducer FC-US07"," 3.0m"," Ultrasound	1	12				Ultrasound Foetal Transducer - comp w/ Bionet - Uterine Contractions		Ultrasound Foetal Transducer - comp w/ Bionet - UC	Bionet "
"6018918	FUS-BN02		FUS-BN02	https://www.medten.com/product/6322	Replacement	Reusable	Bionet	Fetal Transducers	Accessories	Bionet Fetal Transducer FC-US14-B	Reusable Bionet Fetal Transducer FC-US14-B	Replacement: 3.0m"," Ultrasound	Bionet Fetal Transducer FC-US14-B"," 3.0m"," Ultrasound	1	12				Ultrasound Foetal Transducer - comp w/ Bionet - Uterine Contractions		Ultrasound Foetal Transducer - comp w/ Bionet - UC	Bionet "
"6018919	FUS-BT01		FUS-BT01	https://www.medten.com/product/6323	Replacement	Reusable	Bistos	Fetal Transducers	Accessories	Fetal Transducer	Reusable Fetal Transducer	Replacement: 3.0m"," Ultrasound	Fetal Transducer"," 3.0m"," Ultrasound	1	12				Ultrasound Foetal Transducer - comp w/ Bionet - Uterine Contractions		Ultrasound Foetal Transducer - comp w/ Bionet - UC	Bionet "
"6015955	IBP-3MQ-3EW40		IBP-3MQ-3EW40	https://www.medten.com/product/6325	Replacement	Reusable	Marquette	IBP Adapter Cables	Accessories	GE Healthcare IBP Adapter Cable 896637003	Reusable GE Healthcare IBP Adapter Cable 896637003	Replacement: 3 channels"," 4.0m"," use with Edwards disposable transducer"," Reusable	GE Healthcare IBP Adapter Cable 896637003"," 3 channels"," 4.0m"," use with Edwards disposable transducer"," Reusable	1	12				Ultrasound Foetal Transducer - comp w/ Bionet - Uterine Contractions		Ultrasound Foetal Transducer - comp w/ Bionet - UC	Bionet "
"6015034	IBP-BR-MXT40		IBP-BR-MXT40	https://www.medten.com/product/6327	Replacement	Reusable	Bard	IBP Adapter Cables	Accessories	Bard IBP Adapter Cable	Reusable Bard IBP Adapter Cable	Replacement: 4.0m"," Abbott/Medex disposable transducer"," Reusable	Bard IBP Adapter Cable"," 4.0m"," Abbott/Medex disposable transducer"," Reusable	1	12				Ultrasound Foetal Transducer - comp w/ Bionet - Uterine Contractions		Ultrasound Foetal Transducer - comp w/ Bionet - UC	Bionet "
"6015124	IBP-BR-UT40		IBP-BR-UT40	https://www.medten.com/product/6328	Replacement	Reusable	Bard	IBP Adapter Cables	Accessories	Bard IBP Adapter Cable	Reusable Bard IBP Adapter Cable	Replacement: 4.0m"," use with Utah disposable transducer"," Reusable	Bard IBP Adapter Cable"," 4.0m"," use with Utah disposable transducer"," Reusable	1	12				Ultrasound Foetal Transducer - comp w/ Bionet - Uterine Contractions		Ultrasound Foetal Transducer - comp w/ Bionet - UC	Bionet "
"6015664	IBP-DGB-2EW40		IBP-DGB-2EW40	https://www.medten.com/product/6329	Replacement	Reusable	Siemens	IBP Adapter Cables	Accessories	Draeger IBP Adapter Cable 5206607	Reusable Draeger IBP Adapter Cable 5206607	Replacement: 2 channels"," 4.0m"," use with Edwards disposable transducer"," Reusable	Draeger IBP Adapter Cable 5206607"," 2 channels"," 4.0m"," use with Edwards disposable transducer"," Reusable	1	12				Ultrasound Foetal Transducer - comp w/ Bionet - Uterine Contractions		Ultrasound Foetal Transducer - comp w/ Bionet - UC	Bionet "
"6015028	IBP-ET-MXT40		IBP-ET-MXT40	https://www.medten.com/product/6330	Replacement	Reusable	Emtel	IBP Adapter Cables	Accessories	Emtel IBP Adapter Cable	Reusable Emtel IBP Adapter Cable	Replacement: 4.0m"," Abbott/Medex disposable transducer"," Reusable	Emtel IBP Adapter Cable"," 4.0m"," Abbott/Medex disposable transducer"," Reusable	1	12				Ultrasound Foetal Transducer - comp w/ Bionet - Uterine Contractions		Ultrasound Foetal Transducer - comp w/ Bionet - UC	Bionet "
"6015118	IBP-ET-UT40		IBP-ET-UT40	https://www.medten.com/product/6331	Replacement	Reusable	Emtel	IBP Adapter Cables	Accessories	Emtel IBP Adapter Cable	Reusable Emtel IBP Adapter Cable	Replacement: 4.0m"," use with Utah disposable transducer"," Reusable	Emtel IBP Adapter Cable"," 4.0m"," use with Utah disposable transducer"," Reusable	1	12				Ultrasound Foetal Transducer - comp w/ Bionet - Uterine Contractions		Ultrasound Foetal Transducer - comp w/ Bionet - UC	Bionet "
"6015133	IBP-FDC-UT40		IBP-FDC-UT40	https://www.medten.com/product/6333	Replacement	Reusable	Fukuda Denshi	IBP Adapter Cables	Accessories	Fukuda Denshi IBP Adapter Cable CJ0-P01B-SA3.6	Reusable Fukuda Denshi IBP Adapter Cable CJ0-P01B-SA3.6	Replacement: 4.0m"," use with Utah disposable transducer"," Reusable	Fukuda Denshi IBP Adapter Cable CJ0-P01B-SA3.6"," 4.0m"," use with Utah disposable transducer"," Reusable	1	12				Ultrasound Foetal Transducer - comp w/ Bionet - Uterine Contractions		Ultrasound Foetal Transducer - comp w/ Bionet - UC	Bionet "
"6015039	IBP-FS-MXT40		IBP-FS-MXT40	https://www.medten.com/product/6334	Replacement	Reusable		IBP Adapter Cables	Accessories	IBP Adapter Cable	Reusable IBP Adapter Cable	Replacement: 4.0m"," use with Abbott/Medex disposable transducer	IBP Adapter Cable"," 4.0m"," use with Abbott/Medex disposable transducer	1	12				Ultrasound Foetal Transducer - comp w/ Bionet - Uterine Contractions		Ultrasound Foetal Transducer - comp w/ Bionet - UC	Bionet "
"6015129	IBP-FS-UT40		IBP-FS-UT40	https://www.medten.com/product/6335	Replacement	Reusable		IBP Adapter Cables	Accessories	IBP Adapter Cable	Reusable IBP Adapter Cable	Replacement: 4.0m"," use with Utah disposable transducer"," Reusable	IBP Adapter Cable"," 4.0m"," use with Utah disposable transducer"," Reusable	1	12				Ultrasound Foetal Transducer - comp w/ Bionet - Uterine Contractions		Ultrasound Foetal Transducer - comp w/ Bionet - UC	Bionet "
"6015037	IBP-GT-MXT40		IBP-GT-MXT40	https://www.medten.com/product/6336	Replacement	Reusable	Guoteng	IBP Adapter Cables	Accessories	Guoteng IBP Adapter Cable	Reusable Guoteng IBP Adapter Cable	Replacement: 4.0m"," Abbott/Medex disposable transducer"," Reusable	Guoteng IBP Adapter Cable"," 4.0m"," Abbott/Medex disposable transducer"," Reusable	1	12				Ultrasound Foetal Transducer - comp w/ Bionet - Uterine Contractions		Ultrasound Foetal Transducer - comp w/ Bionet - UC	Bionet "
"6015127	IBP-GT-UT40		IBP-GT-UT40	https://www.medten.com/product/6337	Replacement	Reusable	Guoteng	IBP Adapter Cables	Accessories	Guoteng IBP Adapter Cable	Reusable Guoteng IBP Adapter Cable	Replacement: 4.0m"," use with Utah disposable transducer"," Reusable	Guoteng IBP Adapter Cable"," 4.0m"," use with Utah disposable transducer"," Reusable	1	12				Ultrasound Foetal Transducer - comp w/ Bionet - Uterine Contractions		Ultrasound Foetal Transducer - comp w/ Bionet - UC	Bionet "
"6015042	IBP-HY-MXT40		IBP-HY-MXT40	https://www.medten.com/product/6338	Replacement	Reusable		IBP Adapter Cables	Accessories	IBP Adapter Cable	Reusable IBP Adapter Cable	Replacement: 4.0m"," Abbott/Medex disposable transducer"," Reusable	IBP Adapter Cable"," 4.0m"," Abbott/Medex disposable transducer"," Reusable	1	12				Ultrasound Foetal Transducer - comp w/ Bionet - Uterine Contractions		Ultrasound Foetal Transducer - comp w/ Bionet - UC	Bionet "
"6015132	IBP-HY-UT40		IBP-HY-UT40	https://www.medten.com/product/6339	Replacement	Reusable		IBP Adapter Cables	Accessories	IBP Adapter Cable	Reusable IBP Adapter Cable	Replacement: 4.0m"," use with Utah disposable transducer"," Reusable	IBP Adapter Cable"," 4.0m"," use with Utah disposable transducer"," Reusable	1	12				Ultrasound Foetal Transducer - comp w/ Bionet - Uterine Contractions		Ultrasound Foetal Transducer - comp w/ Bionet - UC	Bionet "
"6015036	IBP-IG-MXT40		IBP-IG-MXT40	https://www.medten.com/product/6340	Replacement	Reusable		IBP Adapter Cables	Accessories	IBP Adapter Cable	Reusable IBP Adapter Cable	Replacement: 4.0m"," Abbott/Medex disposable transducer"," Reusable	IBP Adapter Cable"," 4.0m"," Abbott/Medex disposable transducer"," Reusable	1	12				Ultrasound Foetal Transducer - comp w/ Bionet - Uterine Contractions		Ultrasound Foetal Transducer - comp w/ Bionet - UC	Bionet "
"6015126	IBP-IG-UT40		IBP-IG-UT40	https://www.medten.com/product/6341	Replacement	Reusable		IBP Adapter Cables	Accessories	IBP Adapter Cable	Reusable IBP Adapter Cable	Replacement: 4.0m"," use with Utah disposable transducer"," Reusable	IBP Adapter Cable"," 4.0m"," use with Utah disposable transducer"," Reusable	1	12				Ultrasound Foetal Transducer - comp w/ Bionet - Uterine Contractions		Ultrasound Foetal Transducer - comp w/ Bionet - UC	Bionet "
"6015040	IBP-JJA-MXT40		IBP-JJA-MXT40	https://www.medten.com/product/6342	Replacement	Reusable		IBP Adapter Cables	Accessories	IBP Adapter Cable	Reusable IBP Adapter Cable	Replacement: 4.0m"," Abbott/Medex disposable transducer"," Reusable	IBP Adapter Cable"," 4.0m"," Abbott/Medex disposable transducer"," Reusable	1	12				Ultrasound Foetal Transducer - comp w/ Bionet - Uterine Contractions		Ultrasound Foetal Transducer - comp w/ Bionet - UC	Bionet "
"6015131	IBP-JJB-UT40		IBP-JJB-UT40	https://www.medten.com/product/6343	Replacement	Reusable		IBP Adapter Cables	Accessories	IBP Adapter Cable	Reusable IBP Adapter Cable	Replacement: 4.0m"," use with Utah disposable transducer"," Reusable	IBP Adapter Cable"," 4.0m"," use with Utah disposable transducer"," Reusable	1	12				Ultrasound Foetal Transducer - comp w/ Bionet - Uterine Contractions		Ultrasound Foetal Transducer - comp w/ Bionet - UC	Bionet "
"6015032	IBP-KR-MXT40		IBP-KR-MXT40	https://www.medten.com/product/6344	Replacement	Reusable		IBP Adapter Cables	Accessories	IBP Adapter Cable	Reusable IBP Adapter Cable	Replacement: 4.0m"," Abbott/Medex disposable transducer"," Reusable	IBP Adapter Cable"," 4.0m"," Abbott/Medex disposable transducer"," Reusable	1	12				Ultrasound Foetal Transducer - comp w/ Bionet - Uterine Contractions		Ultrasound Foetal Transducer - comp w/ Bionet - UC	Bionet "
"6015122	IBP-KR-UT40		IBP-KR-UT40	https://www.medten.com/product/6345	Replacement	Reusable		IBP Adapter Cables	Accessories	IBP Adapter Cable	Reusable IBP Adapter Cable	Replacement: 4.0m"," use with Utah disposable transducer"," Reusable	IBP Adapter Cable"," 4.0m"," use with Utah disposable transducer"," Reusable	1	12				Ultrasound Foetal Transducer - comp w/ Bionet - Uterine Contractions		Ultrasound Foetal Transducer - comp w/ Bionet - UC	Bionet "
"6015029	IBP-LT-MXT40		IBP-LT-MXT40	https://www.medten.com/product/6346	Replacement	Reusable	Larsen & Toubro	IBP Adapter Cables	Accessories	Larsen & Toubro IBP Adapter Cable	Reusable Larsen & Toubro IBP Adapter Cable	Replacement: 4.0m"," Abbott/Medex disposable transducer"," Reusable	Larsen & Toubro IBP Adapter Cable"," 4.0m"," Abbott/Medex disposable transducer"," Reusable	1	12				Ultrasound Foetal Transducer - comp w/ Bionet - Uterine Contractions		Ultrasound Foetal Transducer - comp w/ Bionet - UC	Bionet "
"6015119	IBP-LT-UT40		IBP-LT-UT40	https://www.medten.com/product/6347	Replacement	Reusable	Larsen & Toubro	IBP Adapter Cables	Accessories	Larsen & Toubro IBP Adapter Cable	Reusable Larsen & Toubro IBP Adapter Cable	Replacement: 4.0m"," use with Utah disposable transducer"," Reusable	Larsen & Toubro IBP Adapter Cable"," 4.0m"," use with Utah disposable transducer"," Reusable	1	12				Ultrasound Foetal Transducer - comp w/ Bionet - Uterine Contractions		Ultrasound Foetal Transducer - comp w/ Bionet - UC	Bionet "
"6015134	IBP-MD-MXT40		IBP-MD-MXT40	https://www.medten.com/product/6348	Replacement	Reusable		IBP Adapter Cables	Accessories	IBP Adapter Cable	Reusable IBP Adapter Cable	Replacement: 4.0m"," use with Utah disposable transducer"," Reusable	IBP Adapter Cable"," 4.0m"," use with Utah disposable transducer"," Reusable	1	12				Ultrasound Foetal Transducer - comp w/ Bionet - Uterine Contractions		Ultrasound Foetal Transducer - comp w/ Bionet - UC	Bionet "
"	IBP-MD-UT40		IBP-MD-UT40	https://www.medten.com/product/6349	Replacement	Reusable		IBP Adapter Cables	Accessories	IBP Adapter Cable	Reusable IBP Adapter Cable	Replacement: 4.0m"," use with Utah disposable transducer"," Reusable	IBP Adapter Cable"," 4.0m"," use with Utah disposable transducer"," Reusable	1	12				Ultrasound Foetal Transducer - comp w/ Bionet - Uterine Contractions		Ultrasound Foetal Transducer - comp w/ Bionet - UC	Bionet "
"6015613	IBP-MQ-2BB40		IBP-MQ-2BB40	https://www.medten.com/product/6350	Replacement	Reusable	Marquette	IBP Adapter Cables	Accessories	Marquette IBP Adapter Cable	Reusable Marquette IBP Adapter Cable	Replacement: 2 channels"," 4.0m"," use with B.Braun disposable transducer"," Reusable	Marquette IBP Adapter Cable"," 2 channels"," 4.0m"," use with B.Braun disposable transducer"," Reusable	1	12				Ultrasound Foetal Transducer - comp w/ Bionet - Uterine Contractions		Ultrasound Foetal Transducer - comp w/ Bionet - UC	Bionet "
"6015038	IBP-SA-MXT40		IBP-SA-MXT40	https://www.medten.com/product/6351	Replacement	Reusable		IBP Adapter Cables	Accessories	SanWa IBP Adapter Cable	Reusable SanWa IBP Adapter Cable	Replacement: 4.0m"," use with Abbott/Medex disposable transducer	SanWa IBP Adapter Cable"," 4.0m"," use with Abbott/Medex disposable transducer	1	12				Ultrasound Foetal Transducer - comp w/ Bionet - Uterine Contractions		Ultrasound Foetal Transducer - comp w/ Bionet - UC	Bionet "
"6015128	IBP-SA-UT40		IBP-SA-UT40	https://www.medten.com/product/6352	Replacement	Reusable		IBP Adapter Cables	Accessories	SanWa IBP Adapter Cable	Reusable SanWa IBP Adapter Cable	Replacement: 4.0m"," use with Utah disposable transducer	SanWa IBP Adapter Cable"," 4.0m"," use with Utah disposable transducer	1	12				Ultrasound Foetal Transducer - comp w/ Bionet - Uterine Contractions		Ultrasound Foetal Transducer - comp w/ Bionet - UC	Bionet "
"6015030	IBP-SK-MXT40		IBP-SK-MXT40	https://www.medten.com/product/6353	Replacement	Reusable		IBP Adapter Cables	Accessories	IBP Adapter Cable	Reusable IBP Adapter Cable	Replacement: 4.0m"," use with Medex-Logical transducer"," Reusable	IBP Adapter Cable"," 4.0m"," use with Medex-Logical transducer"," Reusable	1	12				Ultrasound Foetal Transducer - comp w/ Bionet - Uterine Contractions		Ultrasound Foetal Transducer - comp w/ Bionet - UC	Bionet "
"6015120	IBP-SK-UT40		IBP-SK-UT40	https://www.medten.com/product/6354	Replacement	Reusable		IBP Adapter Cables	Accessories	IBP Adapter Cable	Reusable IBP Adapter Cable	Replacement: 4.0m"," use with Utah disposable transducer"," Reusable	IBP Adapter Cable"," 4.0m"," use with Utah disposable transducer"," Reusable	1	12				Ultrasound Foetal Transducer - comp w/ Bionet - Uterine Contractions		Ultrasound Foetal Transducer - comp w/ Bionet - UC	Bionet "
"6015031	IBP-SR-MXT40		IBP-SR-MXT40	https://www.medten.com/product/6355	Replacement	Reusable		IBP Adapter Cables	Accessories	IBP Adapter Cable	Reusable IBP Adapter Cable	Replacement: 4.0m"," Abbott/Medex disposable transducer"," Reusable	IBP Adapter Cable"," 4.0m"," Abbott/Medex disposable transducer"," Reusable	1	12				Ultrasound Foetal Transducer - comp w/ Bionet - Uterine Contractions		Ultrasound Foetal Transducer - comp w/ Bionet - UC	Bionet "
"6015121	IBP-SR-UT40		IBP-SR-UT40	https://www.medten.com/product/6356	Replacement	Reusable		IBP Adapter Cables	Accessories	IBP Adapter Cable	Reusable IBP Adapter Cable	Replacement: 4.0m"," use with Utah disposable transducer"," Reusable	IBP Adapter Cable"," 4.0m"," use with Utah disposable transducer"," Reusable	1	12				Ultrasound Foetal Transducer - comp w/ Bionet - Uterine Contractions		Ultrasound Foetal Transducer - comp w/ Bionet - UC	Bionet "
"	SA-006RB-03LS		SA-006RB-03LS	https://www.medten.com/product/6359	Replacement	Reusable	Masimo	SpO2 Adapter Cables	Accessories	Masimo SpO2 Adapter Cable 1816	Reusable Masimo SpO2 Adapter Cable 1816	Replacement: 0.3m"," use with Masimo-LNCS sensor"," Reusable	Masimo SpO2 Adapter Cable 1816"," 0.3m"," use with Masimo-LNCS sensor"," Reusable	1	12				Ultrasound Foetal Transducer - comp w/ Bionet - Uterine Contractions		Ultrasound Foetal Transducer - comp w/ Bionet - UC	Bionet "
"	SA-006RB-03ML		SA-006RB-03ML	https://www.medten.com/product/6360	Replacement	Reusable	Masimo	SpO2 Adapter Cables	Accessories	Masimo SpO2 Adapter Cable 2858	Reusable Masimo SpO2 Adapter Cable 2858	Replacement: 0.3m"," use with Masimo M LNCS sensor"," Reusable	Masimo SpO2 Adapter Cable 2858"," 0.3m"," use with Masimo M LNCS sensor"," Reusable	1	12				Ultrasound Foetal Transducer - comp w/ Bionet - Uterine Contractions		Ultrasound Foetal Transducer - comp w/ Bionet - UC	Bionet "
"	SA-006RB-12LP		SA-006RB-12LP	https://www.medten.com/product/6361	Replacement	Reusable	Masimo	SpO2 Adapter Cables	Accessories	Masimo SpO2 Adapter Cable 1619	Reusable Masimo SpO2 Adapter Cable 1619	Replacement: 1.2m"," use with Masimo-LNOP sensor"," Reusable	Masimo SpO2 Adapter Cable 1619"," 1.2m"," use with Masimo-LNOP sensor"," Reusable	1	12				Ultrasound Foetal Transducer - comp w/ Bionet - Uterine Contractions		Ultrasound Foetal Transducer - comp w/ Bionet - UC	Bionet "
"6010825	SA-008RB-03LS		SA-008RB-03LS	https://www.medten.com/product/6362	Replacement	Reusable	Masimo	SpO2 Adapter Cables	Accessories	Masimo SpO2 Adapter Cable 2364(LNC-1)	Reusable Masimo SpO2 Adapter Cable 2364(LNC-1)	Replacement: 0.3m"," use with Masimo-LNCS sensor"," Reusable	Masimo SpO2 Adapter Cable 2364(LNC-1)"," 0.3m"," use with Masimo-LNCS sensor"," Reusable	1	12				Ultrasound Foetal Transducer - comp w/ Bionet - Uterine Contractions		Ultrasound Foetal Transducer - comp w/ Bionet - UC	Bionet "
"6010852	SA-008RB-03ML		SA-008RB-03ML	https://www.medten.com/product/6363	Replacement	Reusable	Masimo	SpO2 Adapter Cables	Accessories	Masimo SpO2 Adapter Cable 2523	Reusable Masimo SpO2 Adapter Cable 2523	Replacement: 0.3m"," use with Masimo M LNCS sensor	Masimo SpO2 Adapter Cable 2523"," 0.3m"," use with Masimo M LNCS sensor	1	12				Ultrasound Foetal Transducer - comp w/ Bionet - Uterine Contractions		Ultrasound Foetal Transducer - comp w/ Bionet - UC	Bionet "
"6010855	SA-008RB-12LP		SA-008RB-12LP	https://www.medten.com/product/6364	Replacement	Reusable	Masimo	SpO2 Adapter Cables	Accessories	Masimo SpO2 Adapter Cable PC04	Reusable Masimo SpO2 Adapter Cable PC04	Replacement: 1.2m"," use with Masimo-LNOP sensor"," Reusable	Masimo SpO2 Adapter Cable PC04"," 1.2m"," use with Masimo-LNOP sensor"," Reusable	1	12				Ultrasound Foetal Transducer - comp w/ Bionet - Uterine Contractions		Ultrasound Foetal Transducer - comp w/ Bionet - UC	Bionet "
"6010830	SA-008RB-12LS		SA-008RB-12LS	https://www.medten.com/product/6365	Replacement	Reusable	Masimo	SpO2 Adapter Cables	Accessories	Masimo SpO2 Adapter Cable 2017(LNC-4)	Reusable Masimo SpO2 Adapter Cable 2017(LNC-4)	Replacement: 1.2m"," use with Masimo-LNCS sensor"," Reusable	Masimo SpO2 Adapter Cable 2017(LNC-4)"," 1.2m"," use with Masimo-LNCS sensor"," Reusable	1	12				Ultrasound Foetal Transducer - comp w/ Bionet - Uterine Contractions		Ultrasound Foetal Transducer - comp w/ Bionet - UC	Bionet "
"6010853	SA-008RB-12ML		SA-008RB-12ML	https://www.medten.com/product/6366	Replacement	Reusable	Masimo	SpO2 Adapter Cables	Accessories	Masimo SpO2 Adapter Cable 2524(M-LNC-4)	Reusable Masimo SpO2 Adapter Cable 2524(M-LNC-4)	Replacement: 1.2m"," use with Masimo M LNCS sensor"," Reusable	Masimo SpO2 Adapter Cable 2524(M-LNC-4)"," 1.2m"," use with Masimo M LNCS sensor"," Reusable	1	12				Ultrasound Foetal Transducer - comp w/ Bionet - Uterine Contractions		Ultrasound Foetal Transducer - comp w/ Bionet - UC	Bionet "
"6010826	SA-008RB-30LS		SA-008RB-30LS	https://www.medten.com/product/6367	Replacement	Reusable	Masimo	SpO2 Adapter Cables	Accessories	Masimo SpO2 Adapter Cable 1814 (LNC-10)	Reusable Masimo SpO2 Adapter Cable 1814 (LNC-10)	Replacement: 3.0m"," use with Masimo-LNCS sensor	Masimo SpO2 Adapter Cable 1814 (LNC-10)"," 3.0m"," use with Masimo-LNCS sensor	1	12				Ultrasound Foetal Transducer - comp w/ Bionet - Uterine Contractions		Ultrasound Foetal Transducer - comp w/ Bionet - UC	Bionet "
"6010854	SA-008RB-40ML		SA-008RB-40ML	https://www.medten.com/product/6369	Replacement	Reusable	Masimo	SpO2 Adapter Cables	Accessories	Masimo SpO2 Adapter Cable 2526	Reusable Masimo SpO2 Adapter Cable 2526	Replacement: 4.0m"," use with Masimo M LNCS sensor	Masimo SpO2 Adapter Cable 2526"," 4.0m"," use with Masimo M LNCS sensor	1	12				Ultrasound Foetal Transducer - comp w/ Bionet - Uterine Contractions		Ultrasound Foetal Transducer - comp w/ Bionet - UC	Bionet "
"6010856	SA-009RB-12LP		SA-009RB-12LP	https://www.medten.com/product/6370	Replacement	Reusable	Masimo	SpO2 Adapter Cables	Accessories	Masimo SpO2 Adapter Cable Red PC04	Reusable Masimo SpO2 Adapter Cable Red PC04	Replacement: 1.2m"," use with Masimo-LNOP sensor"," Reusable	Masimo SpO2 Adapter Cable Red PC04"," 1.2m"," use with Masimo-LNOP sensor"," Reusable	1	12				Ultrasound Foetal Transducer - comp w/ Bionet - Uterine Contractions		Ultrasound Foetal Transducer - comp w/ Bionet - UC	Bionet "
"6010857	SA-009RB-36LP		SA-009RB-36LP	https://www.medten.com/product/6371	Replacement	Reusable	Masimo	SpO2 Adapter Cables	Accessories	Masimo SpO2 Adapter Cable 2060	Reusable Masimo SpO2 Adapter Cable 2060	Replacement: 3.6m"," use with Masimo-LNOP sensor	Masimo SpO2 Adapter Cable 2060"," 3.6m"," use with Masimo-LNOP sensor	1	12				Ultrasound Foetal Transducer - comp w/ Bionet - Uterine Contractions		Ultrasound Foetal Transducer - comp w/ Bionet - UC	Bionet "
"6010845	SA-015RB-36LP		SA-015RB-36LP	https://www.medten.com/product/6372	Replacement	Reusable	GE Healthcare	SpO2 Adapter Cables	Accessories	GE Healthcare SpO2 Adapter Cable 2017002-001	Reusable GE Healthcare SpO2 Adapter Cable 2017002-001	Replacement: 3.6m"," use with Masimo-LNOP sensor	GE Healthcare SpO2 Adapter Cable 2017002-001"," 3.6m"," use with Masimo-LNOP sensor	1	12				Ultrasound Foetal Transducer - comp w/ Bionet - Uterine Contractions		Ultrasound Foetal Transducer - comp w/ Bionet - UC	Bionet "
"6010858	SA-023-24LS		SA-023-24LS	https://www.medten.com/product/6373	Replacement	Reusable	Philips	SpO2 Adapter Cables	Accessories	Philips SpO2 Adapter Cable LNC CMS	Reusable Philips SpO2 Adapter Cable LNC CMS	Replacement: 2.4m"," use with Masimo-LNCS sensor"," Reusable	Philips SpO2 Adapter Cable LNC CMS"," 2.4m"," use with Masimo-LNCS sensor"," Reusable	1	12				Ultrasound Foetal Transducer - comp w/ Bionet - Uterine Contractions		Ultrasound Foetal Transducer - comp w/ Bionet - UC	Bionet "
"6010859	SA-023-24ML		SA-023-24ML	https://www.medten.com/product/6374	Replacement	Reusable	Philips	SpO2 Adapter Cables	Accessories	Philips SpO2 Adapter Cable M-LNC MAC CMS	Reusable Philips SpO2 Adapter Cable M-LNC MAC CMS	Replacement: 2.4m"," use with Masimo M LNCS sensor	Philips SpO2 Adapter Cable M-LNC MAC CMS"," 2.4m"," use with Masimo M LNCS sensor	1	12				Ultrasound Foetal Transducer - comp w/ Bionet - Uterine Contractions		Ultrasound Foetal Transducer - comp w/ Bionet - UC	Bionet "
"6010844	SA-036-45		SA-036-45	https://www.medten.com/product/6376	Replacement	Reusable	BCI	SpO2 Adapter Cables	Accessories	BCI SpO2 Adapter Cable 3311L	Reusable BCI SpO2 Adapter Cable 3311L	Replacement: 4.5m"," use with BCI sensor"," Reusable	BCI SpO2 Adapter Cable 3311L"," 4.5m"," use with BCI sensor"," Reusable	1	12				Ultrasound Foetal Transducer - comp w/ Bionet - Uterine Contractions		Ultrasound Foetal Transducer - comp w/ Bionet - UC	Bionet "
"6010732	SA-109X-30		SA-109X-30	https://www.medten.com/product/6377	Replacement	Reusable	Larsen & Toubro	SpO2 Adapter Cables	Accessories	Larsen & Toubro SpO2 Adapter Cable	Reusable Larsen & Toubro SpO2 Adapter Cable	Replacement: 3.0m"," use with Nellcor-Oximax sensor"," Reusable	Larsen & Toubro SpO2 Adapter Cable"," 3.0m"," use with Nellcor-Oximax sensor"," Reusable	1	12				Ultrasound Foetal Transducer - comp w/ Bionet - Uterine Contractions		Ultrasound Foetal Transducer - comp w/ Bionet - UC	Bionet "
"6010734	SA-110X-30		SA-110X-30	https://www.medten.com/product/6378	Replacement	Reusable	Larsen & Toubro	SpO2 Adapter Cables	Accessories	Larsen & Toubro SpO2 Adapter Cable	Reusable Larsen & Toubro SpO2 Adapter Cable	Replacement: 3.0m"," use with Nellcor-Oximax sensor"," Reusable	Larsen & Toubro SpO2 Adapter Cable"," 3.0m"," use with Nellcor-Oximax sensor"," Reusable	1	12				Ultrasound Foetal Transducer - comp w/ Bionet - Uterine Contractions		Ultrasound Foetal Transducer - comp w/ Bionet - UC	Bionet "
"6010827	SA-159-24		SA-159-24	https://www.medten.com/product/6379	Replacement	Reusable	Huntleigh	SpO2 Adapter Cables	Accessories	Huntleigh SpO2 Adapter Cable ACC-739088	Reusable Huntleigh SpO2 Adapter Cable ACC-739088	Replacement: 2.4m"," use with BCI sensor"," Reusable	Huntleigh SpO2 Adapter Cable ACC-739088"," 2.4m"," use with BCI sensor"," Reusable	1	12				Ultrasound Foetal Transducer - comp w/ Bionet - Uterine Contractions		Ultrasound Foetal Transducer - comp w/ Bionet - UC	Bionet "
"6011670	SS-009RB-PF10		SS-009RB-PF10	https://www.medten.com/product/6381	Replacement	Reusable	Masimo	SpO2 Sensors	Accessories	Masimo SpO2 Sensor 2256(Red DCIP-dc3)	Reusable Masimo SpO2 Sensor 2256(Red DCIP-dc3)	Replacement: Pediatric"," Finger clip"," 1.0m"," Masimo "," Reusable	Masimo SpO2 Sensor 2256(Red DCIP-dc3)"," Pediatric"," Finger clip"," 1.0m"," Masimo "," Reusable	1	12				Ultrasound Foetal Transducer - comp w/ Bionet - Uterine Contractions		Ultrasound Foetal Transducer - comp w/ Bionet - UC	Bionet "
"6011039	SS-024XC-AF30		SS-024XC-AF30	https://www.medten.com/product/6382	Replacement	Reusable	Philips	SpO2 Sensors	Accessories	Philips SpO2 Sensor	Reusable Philips SpO2 Sensor	Replacement: Adult"," Finger clip"," 3.0m"," Nellcor - OxiMax	Philips SpO2 Sensor"," Adult"," Finger clip"," 3.0m"," Nellcor - OxiMax	1	12				Ultrasound Foetal Transducer - comp w/ Bionet - Uterine Contractions		Ultrasound Foetal Transducer - comp w/ Bionet - UC	Bionet "
"6011274	SS-024XC-AS30		SS-024XC-AS30	https://www.medten.com/product/6383	Replacement	Reusable	Philips	SpO2 Sensors	Accessories	Philips SpO2 Sensor	Reusable Philips SpO2 Sensor	Replacement: Adult"," Soft rubber"," 3.0m"," Nellcor-Oximax"," Reusable	Philips SpO2 Sensor"," Adult"," Soft rubber"," 3.0m"," Nellcor-Oximax"," Reusable	1	12				Ultrasound Foetal Transducer - comp w/ Bionet - Uterine Contractions		Ultrasound Foetal Transducer - comp w/ Bionet - UC	Bionet "
"6011231	SS-036-AF05		SS-036-AF05	https://www.medten.com/product/6384	Replacement	Reusable	BCI	SpO2 Sensors	Accessories	BCI SpO2 Sensor 3044S	Reusable BCI SpO2 Sensor 3044S	Replacement: Adult"," Finger clip"," BCI"," Reusable	BCI SpO2 Sensor 3044S"," Adult"," Finger clip"," BCI"," Reusable	1	12				Ultrasound Foetal Transducer - comp w/ Bionet - Uterine Contractions		Ultrasound Foetal Transducer - comp w/ Bionet - UC	Bionet "
"6011669	SS-036-PF05		SS-036-PF05	https://www.medten.com/product/6385	Replacement	Reusable	BCI	SpO2 Sensors	Accessories	BCI SpO2 Sensor 3178S	Reusable BCI SpO2 Sensor 3178S	Replacement: Pediatric"," Finger clip"," BCI"," Reusable	BCI SpO2 Sensor 3178S"," Pediatric"," Finger clip"," BCI"," Reusable	1	12				Ultrasound Foetal Transducer - comp w/ Bionet - Uterine Contractions		Ultrasound Foetal Transducer - comp w/ Bionet - UC	Bionet "
"6011102	SS-062XC-AF30		SS-062XC-AF30	https://www.medten.com/product/6388	Replacement	Reusable	Goldway	SpO2 Sensors	Accessories	Goldway SpO2 Sensor	Reusable Goldway SpO2 Sensor	Replacement: Adult"," Finger clip"," 3.0m"," Nellcor-Oximax"," Reusable	Goldway SpO2 Sensor"," Adult"," Finger clip"," 3.0m"," Nellcor-Oximax"," Reusable	1	12				Ultrasound Foetal Transducer - comp w/ Bionet - Uterine Contractions		Ultrasound Foetal Transducer - comp w/ Bionet - UC	Bionet "
"6011109	SS-069XC-AF30		SS-069XC-AF30	https://www.medten.com/product/6389	Replacement	Reusable	Biolight	SpO2 Sensors	Accessories	Biolight SpO2 Sensor	Reusable Biolight SpO2 Sensor	Replacement: Adult"," Finger clip"," 3.0m"," Nellcor-Oximax"," Reusable	Biolight SpO2 Sensor"," Adult"," Finger clip"," 3.0m"," Nellcor-Oximax"," Reusable	1	12				Ultrasound Foetal Transducer - comp w/ Bionet - Uterine Contractions		Ultrasound Foetal Transducer - comp w/ Bionet - UC	Bionet "
"6011110	SS-070XC-AF30		SS-070XC-AF30	https://www.medten.com/product/6390	Replacement	Reusable	Biolight	SpO2 Sensors	Accessories	Biolight SpO2 Sensor	Reusable Biolight SpO2 Sensor	Replacement: Adult"," Finger clip"," 3.0m"," Nellcor-Oximax"," Reusable	Biolight SpO2 Sensor"," Adult"," Finger clip"," 3.0m"," Nellcor-Oximax"," Reusable	1	12				Ultrasound Foetal Transducer - comp w/ Bionet - Uterine Contractions		Ultrasound Foetal Transducer - comp w/ Bionet - UC	Bionet "
"6011120	SS-078M-AF30		SS-078M-AF30	https://www.medten.com/product/6391	Replacement	Reusable	Invivo	SpO2 Sensors	Accessories	Invivo SpO2 Sensor	Reusable Invivo SpO2 Sensor	Replacement: Adult"," Finger clip"," 3.0m"," Masimo "," Reusable	Invivo SpO2 Sensor"," Adult"," Finger clip"," 3.0m"," Masimo "," Reusable	1	12				Ultrasound Foetal Transducer - comp w/ Bionet - Uterine Contractions		Ultrasound Foetal Transducer - comp w/ Bionet - UC	Bionet "
"6011354	SS-078M-AS30		SS-078M-AS30	https://www.medten.com/product/6392	Replacement	Reusable	Invivo	SpO2 Sensors	Accessories	Invivo SpO2 Sensor	Reusable Invivo SpO2 Sensor	Replacement: Adult"," Soft rubber"," 3.0m"," Masimo "," Reusable	Invivo SpO2 Sensor"," Adult"," Soft rubber"," 3.0m"," Masimo "," Reusable	1	12				Ultrasound Foetal Transducer - comp w/ Bionet - Uterine Contractions		Ultrasound Foetal Transducer - comp w/ Bionet - UC	Bionet "
"6011134	SS-089D-AF30		SS-089D-AF30	https://www.medten.com/product/6393	Replacement	Reusable	Emtel	SpO2 Sensors	Accessories	Emtel SpO2 Sensor	Reusable Emtel SpO2 Sensor	Replacement: Adult"," Finger clip"," 3.0m"," Digital "," Reusable	Emtel SpO2 Sensor"," Adult"," Finger clip"," 3.0m"," Digital "," Reusable	1	12				Ultrasound Foetal Transducer - comp w/ Bionet - Uterine Contractions		Ultrasound Foetal Transducer - comp w/ Bionet - UC	Bionet "
"6011368	SS-089D-AS30		SS-089D-AS30	https://www.medten.com/product/6394	Replacement	Reusable	Emtel	SpO2 Sensors	Accessories	Emtel SpO2 Sensor	Reusable Emtel SpO2 Sensor	Replacement: Adult"," Soft rubber"," 3.0m"," Digital "," Reusable	Emtel SpO2 Sensor"," Adult"," Soft rubber"," 3.0m"," Digital "," Reusable	1	12				Ultrasound Foetal Transducer - comp w/ Bionet - Uterine Contractions		Ultrasound Foetal Transducer - comp w/ Bionet - UC	Bionet "
"6011232	SS-090-AF10		SS-090-AF10	https://www.medten.com/product/6395	Replacement	Reusable	Mediaid	SpO2 Sensors	Accessories	Mediaid SpO2 Sensor POX020-100	Reusable Mediaid SpO2 Sensor POX020-100	Replacement: Adult"," Finger clip"," 1.0m	Mediaid SpO2 Sensor POX020-100"," Adult"," Finger clip"," 1.0m	1	12				Ultrasound Foetal Transducer - comp w/ Bionet - Uterine Contractions		Ultrasound Foetal Transducer - comp w/ Bionet - UC	Bionet "
"6011141	SS-094M-AF30		SS-094M-AF30	https://www.medten.com/product/6396	Replacement	Reusable	Mennen Medical	SpO2 Sensors	Accessories	Mennen Medical SpO2 Sensor	Reusable Mennen Medical SpO2 Sensor	Replacement: Adult"," Finger clip"," 3.0m"," Masimo "," Reusable	Mennen Medical SpO2 Sensor"," Adult"," Finger clip"," 3.0m"," Masimo "," Reusable	1	12				Ultrasound Foetal Transducer - comp w/ Bionet - Uterine Contractions		Ultrasound Foetal Transducer - comp w/ Bionet - UC	Bionet "
"6011375	SS-094M-AS30		SS-094M-AS30	https://www.medten.com/product/6397	Replacement	Reusable	Mennen Medical	SpO2 Sensors	Accessories	Mennen Medical SpO2 Sensor	Reusable Mennen Medical SpO2 Sensor	Replacement: Adult"," Soft rubber"," 3.0m"," Masimo "," Reusable	Mennen Medical SpO2 Sensor"," Adult"," Soft rubber"," 3.0m"," Masimo "," Reusable	1	12				Ultrasound Foetal Transducer - comp w/ Bionet - Uterine Contractions		Ultrasound Foetal Transducer - comp w/ Bionet - UC	Bionet "
"6011140	SS-094XC-AF30		SS-094XC-AF30	https://www.medten.com/product/6398	Replacement	Reusable	Mennen Medical	SpO2 Sensors	Accessories	Mennen Medical SpO2 Sensor	Reusable Mennen Medical SpO2 Sensor	Replacement: Adult"," Finger clip"," 3.0m"," Nellcor-Oximax"," Reusable	Mennen Medical SpO2 Sensor"," Adult"," Finger clip"," 3.0m"," Nellcor-Oximax"," Reusable	1	12				Ultrasound Foetal Transducer - comp w/ Bionet - Uterine Contractions		Ultrasound Foetal Transducer - comp w/ Bionet - UC	Bionet "
"6011154	SS-106XC-AF30		SS-106XC-AF30	https://www.medten.com/product/6399	Replacement	Reusable	Welch Allyn	SpO2 Sensors	Accessories	Welch Allyn SpO2 Sensor	Reusable Welch Allyn SpO2 Sensor	Replacement: Adult"," Finger clip"," 3.0m"," Nellcor-Oximax"," Reusable	Welch Allyn SpO2 Sensor"," Adult"," Finger clip"," 3.0m"," Nellcor-Oximax"," Reusable	1	12				Ultrasound Foetal Transducer - comp w/ Bionet - Uterine Contractions		Ultrasound Foetal Transducer - comp w/ Bionet - UC	Bionet "
"6011388	SS-106XC-AS30		SS-106XC-AS30	https://www.medten.com/product/6400	Replacement	Reusable	Welch Allyn	SpO2 Sensors	Accessories	Welch Allyn SpO2 Sensor	Reusable Welch Allyn SpO2 Sensor	Replacement: Adult"," Soft rubber"," 3.0m"," Nellcor-Oximax"," Reusable	Welch Allyn SpO2 Sensor"," Adult"," Soft rubber"," 3.0m"," Nellcor-Oximax"," Reusable	1	12				Ultrasound Foetal Transducer - comp w/ Bionet - Uterine Contractions		Ultrasound Foetal Transducer - comp w/ Bionet - UC	Bionet "
"6011156	SS-108XC-AF30		SS-108XC-AF30	https://www.medten.com/product/6403	Replacement	Reusable	Larsen & Toubro	SpO2 Sensors	Accessories	Larsen & Toubro SpO2 Sensor	Reusable Larsen & Toubro SpO2 Sensor	Replacement: Adult"," Finger clip"," 3.0m"," Nellcor-Oximax"," Reusable	Larsen & Toubro SpO2 Sensor"," Adult"," Finger clip"," 3.0m"," Nellcor-Oximax"," Reusable	1	12				Ultrasound Foetal Transducer - comp w/ Bionet - Uterine Contractions		Ultrasound Foetal Transducer - comp w/ Bionet - UC	Bionet "
"6011157	SS-109XC-AF30		SS-109XC-AF30	https://www.medten.com/product/6404	Replacement	Reusable	Larsen & Toubro	SpO2 Sensors	Accessories	Larsen & Toubro SpO2 Sensor	Reusable Larsen & Toubro SpO2 Sensor	Replacement: Adult"," Finger clip"," 3.0m"," Nellcor-Oximax"," Reusable	Larsen & Toubro SpO2 Sensor"," Adult"," Finger clip"," 3.0m"," Nellcor-Oximax"," Reusable	1	12				Ultrasound Foetal Transducer - comp w/ Bionet - Uterine Contractions		Ultrasound Foetal Transducer - comp w/ Bionet - UC	Bionet "
"6011158	SS-110XC-AF30		SS-110XC-AF30	https://www.medten.com/product/6405	Replacement	Reusable	Larsen & Toubro	SpO2 Sensors	Accessories	Larsen & Toubro SpO2 Sensor	Reusable Larsen & Toubro SpO2 Sensor	Replacement: Adult"," Finger clip"," 3.0m"," Nellcor-Oximax"," Reusable	Larsen & Toubro SpO2 Sensor"," Adult"," Finger clip"," 3.0m"," Nellcor-Oximax"," Reusable	1	12				Ultrasound Foetal Transducer - comp w/ Bionet - Uterine Contractions		Ultrasound Foetal Transducer - comp w/ Bionet - UC	Bionet "
"6011173	SS-122RB-AF30		SS-122RB-AF30	https://www.medten.com/product/6406	Replacement	Reusable	Comen	SpO2 Sensors	Accessories	Comen SpO2 Sensor	Reusable Comen SpO2 Sensor	Replacement: Adult"," Finger clip"," 3.0m"," Masimo "," Reusable	Comen SpO2 Sensor"," Adult"," Finger clip"," 3.0m"," Masimo "," Reusable	1	12				Ultrasound Foetal Transducer - comp w/ Bionet - Uterine Contractions		Ultrasound Foetal Transducer - comp w/ Bionet - UC	Bionet "
"6011172	SS-122XC-AF30		SS-122XC-AF30	https://www.medten.com/product/6407	Replacement	Reusable	Comen	SpO2 Sensors	Accessories	Comen SpO2 Sensor	Reusable Comen SpO2 Sensor	Replacement: Adult"," Finger clip"," 3.0m"," Nellcor-Oximax"," Reusable	Comen SpO2 Sensor"," Adult"," Finger clip"," 3.0m"," Nellcor-Oximax"," Reusable	1	12				Ultrasound Foetal Transducer - comp w/ Bionet - Uterine Contractions		Ultrasound Foetal Transducer - comp w/ Bionet - UC	Bionet "
"6011174	SS-123RB-AF30		SS-123RB-AF30	https://www.medten.com/product/6408	Replacement	Reusable	Comen	SpO2 Sensors	Accessories	Comen SpO2 Sensor	Reusable Comen SpO2 Sensor	Replacement: Adult"," Finger clip"," 3.0m"," Masimo "," Reusable	Comen SpO2 Sensor"," Adult"," Finger clip"," 3.0m"," Masimo "," Reusable	1	12				Ultrasound Foetal Transducer - comp w/ Bionet - Uterine Contractions		Ultrasound Foetal Transducer - comp w/ Bionet - UC	Bionet "
"6011176	SS-125RB-AF30		SS-125RB-AF30	https://www.medten.com/product/6409	Replacement	Reusable	Comen	SpO2 Sensors	Accessories	Comen SpO2 Sensor	Reusable Comen SpO2 Sensor	Replacement: Adult"," Finger clip"," 3.0m"," Masimo "," Reusable	Comen SpO2 Sensor"," Adult"," Finger clip"," 3.0m"," Masimo "," Reusable	1	12				Ultrasound Foetal Transducer - comp w/ Bionet - Uterine Contractions		Ultrasound Foetal Transducer - comp w/ Bionet - UC	Bionet "
"6018668	TS-AS-PS15		TS-AS-PS15	https://www.medten.com/product/6411	Replacement	Reusable	Air Shields	Temperature Probes	Accessories	Air Shields/Draeger Temperature Probe MU06951	Reusable Air Shields/Draeger Temperature Probe MU06951	Replacement: Pediatric/Neonate"," Skin surface"," 1.5m	Air Shields/Draeger Temperature Probe MU06951"," Pediatric/Neonate"," Skin surface"," 1.5m	1	12				Ultrasound Foetal Transducer - comp w/ Bionet - Uterine Contractions		Ultrasound Foetal Transducer - comp w/ Bionet - UC	Bionet "
"6018652	TS-BLT-PS30		TS-BLT-PS30	https://www.medten.com/product/6412	Replacement	Reusable	Biolight	Temperature Probes	Accessories	Temperature Probe	Reusable Temperature Probe	Replacement: Pediatric/Neonate"," Skin surface"," 3.0m	Temperature Probe"," Pediatric/Neonate"," Skin surface"," 3.0m	1	12				Ultrasound Foetal Transducer - comp w/ Bionet - Uterine Contractions		Ultrasound Foetal Transducer - comp w/ Bionet - UC	Bionet "
"6018525	TSD-AS-GS15		TSD-AS-GS15	https://www.medten.com/product/6413	Replacement	Disposable	Air Shields	Temperature Probes	Accessories	Air Shields/Draeger Temperature Probe MU06933	Disposable Air Shields/Draeger Temperature Probe MU06933	Replacement: Pediatric/Neonate"," Skin surface"," 1.5m"," 0.9m (Box of 25)	Air Shields/Draeger Temperature Probe MU06933"," Pediatric/Neonate"," Skin surface"," 1.5m"," 0.9m (Box of 25)	25	0				Ultrasound Foetal Transducer - comp w/ Bionet - Uterine Contractions		Ultrasound Foetal Transducer - comp w/ Bionet - UC	Bionet "
"6018520	TSD-AT-GS15		TSD-AT-GS15	https://www.medten.com/product/6414	Replacement	Disposable	Atom	Temperature Probes	Accessories	Atom Temperature Probe NF-023	Disposable Atom Temperature Probe NF-023	Replacement: Pediatric/Neonate"," Skin surface"," 1.5m"," 0.9m (Box of 25)	Atom Temperature Probe NF-023"," Pediatric/Neonate"," Skin surface"," 1.5m"," 0.9m (Box of 25)	25	0				Ultrasound Foetal Transducer - comp w/ Bionet - Uterine Contractions		Ultrasound Foetal Transducer - comp w/ Bionet - UC	Bionet "
"6018518	TSD-DGA-GS15		TSD-DGA-GS15	https://www.medten.com/product/6415	Replacement	Disposable	Draeger	Temperature Probes	Accessories	Draeger Temperature Probe MU12551	Disposable Draeger Temperature Probe MU12551	Replacement: Pediatric/Neonate"," Skin surface"," 1.5m"," 0.9m (Box of 25)	Draeger Temperature Probe MU12551"," Pediatric/Neonate"," Skin surface"," 1.5m"," 0.9m (Box of 25)	25	0				Ultrasound Foetal Transducer - comp w/ Bionet - Uterine Contractions		Ultrasound Foetal Transducer - comp w/ Bionet - UC	Bionet "
"6018519	TSD-DGB-GS15		TSD-DGB-GS15	https://www.medten.com/product/6416	Replacement	Disposable	Babytherm	Temperature Probes	Accessories	Babytherm/Draeger Temperature Probe MX11000	Disposable Babytherm/Draeger Temperature Probe MX11000	Replacement: Pediatric/Neonate"," Skin surface"," 1.5m"," 0.9m (Box of 25)	Babytherm/Draeger Temperature Probe MX11000"," Pediatric/Neonate"," Skin surface"," 1.5m"," 0.9m (Box of 25)	25	0				Ultrasound Foetal Transducer - comp w/ Bionet - Uterine Contractions		Ultrasound Foetal Transducer - comp w/ Bionet - UC	Bionet "
"6018527	TSD-DGC-GS15		TSD-DGC-GS15	https://www.medten.com/product/6417	Replacement	Disposable	Draeger	Temperature Probes	Accessories	Draeger Temperature Probe MU11228	Disposable Draeger Temperature Probe MU11228	Replacement: Pediatric/Neonate"," Skin surface"," 1.5m"," 0.9m (Box of 25)	Draeger Temperature Probe MU11228"," Pediatric/Neonate"," Skin surface"," 1.5m"," 0.9m (Box of 25)	25	0				Ultrasound Foetal Transducer - comp w/ Bionet - Uterine Contractions		Ultrasound Foetal Transducer - comp w/ Bionet - UC	Bionet "
"6018640	TS-DG-AG15		TS-DG-AG15	https://www.medten.com/product/6418	Replacement	Reusable	Siemens	Temperature Probes	Accessories	Draeger Temperature Probe 4329889	Reusable Draeger Temperature Probe 4329889	Replacement: Adult"," General (Oral/Rectal)"," 1.5m"," Reusable	Draeger Temperature Probe 4329889"," Adult"," General (Oral/Rectal)"," 1.5m"," Reusable	1	12				Ultrasound Foetal Transducer - comp w/ Bionet - Uterine Contractions		Ultrasound Foetal Transducer - comp w/ Bionet - UC	Bionet "
"6018621	TS-DG-AS15		TS-DG-AS15	https://www.medten.com/product/6419	Replacement	Reusable	Siemens	Temperature Probes	Accessories	Siemens/Draeger Temperature Probe 4329822	Reusable Siemens/Draeger Temperature Probe 4329822	Replacement: Adult"," Skin surface"," 1.5m	Siemens/Draeger Temperature Probe 4329822"," Adult"," Skin surface"," 1.5m	1	12				Ultrasound Foetal Transducer - comp w/ Bionet - Uterine Contractions		Ultrasound Foetal Transducer - comp w/ Bionet - UC	Bionet "
"6018666	TS-DGB-PS15		TS-DGB-PS15	https://www.medten.com/product/6420	Replacement	Reusable	Babytherm	Temperature Probes	Accessories	Babytherm/Draeger Temperature Probe MX11000(Reusable)	Reusable Babytherm/Draeger Temperature Probe MX11000(Reusable)	Replacement: Pediatric/Neonate"," Skin surface"," 1.5m	Babytherm/Draeger Temperature Probe MX11000(Reusable)"," Pediatric/Neonate"," Skin surface"," 1.5m	1	12				Ultrasound Foetal Transducer - comp w/ Bionet - Uterine Contractions		Ultrasound Foetal Transducer - comp w/ Bionet - UC	Bionet "
"6018669	TS-DGC-PS15		TS-DGC-PS15	https://www.medten.com/product/6421	Replacement	Reusable	Draeger	Temperature Probes	Accessories	Draeger Temperature Probe MU11225	Reusable Draeger Temperature Probe MU11225	Replacement: Pediatric/Neonate"," Skin surface"," 1.5m"," Reusable	Draeger Temperature Probe MU11225"," Pediatric/Neonate"," Skin surface"," 1.5m"," Reusable	1	12				Ultrasound Foetal Transducer - comp w/ Bionet - Uterine Contractions		Ultrasound Foetal Transducer - comp w/ Bionet - UC	Bionet "
"6018695	TS-DG-PG15		TS-DG-PG15	https://www.medten.com/product/6422	Replacement	Reusable	Siemens	Temperature Probes	Accessories	Siemens/Draeger Temperature Probe 4329848	Reusable Siemens/Draeger Temperature Probe 4329848	Replacement: Pediatric"," General (Oral/Rectal)"," 1.5m	Siemens/Draeger Temperature Probe 4329848"," Pediatric"," General (Oral/Rectal)"," 1.5m	1	12				Ultrasound Foetal Transducer - comp w/ Bionet - Uterine Contractions		Ultrasound Foetal Transducer - comp w/ Bionet - UC	Bionet "
"6018683	TS-DG-PG30		TS-DG-PG30	https://www.medten.com/product/6423	Replacement	Reusable	Siemens	Temperature Probes	Accessories	Draeger Temperature Probe 5204651	Reusable Draeger Temperature Probe 5204651	Replacement: Pediatric"," General (Oral/Rectal)"," 3.0m"," Reusable	Draeger Temperature Probe 5204651"," Pediatric"," General (Oral/Rectal)"," 3.0m"," Reusable	1	12				Ultrasound Foetal Transducer - comp w/ Bionet - Uterine Contractions		Ultrasound Foetal Transducer - comp w/ Bionet - UC	Bionet "
"6018675	TS-DG-PS15		TS-DG-PS15	https://www.medten.com/product/6424	Replacement	Reusable	Draeger	Temperature Probes	Accessories	Temperature Probe	Reusable Temperature Probe	Replacement: Pediatric/Neonate"," Skin surface"," 1.5m	Temperature Probe"," Pediatric/Neonate"," Skin surface"," 1.5m	1	12				Ultrasound Foetal Transducer - comp w/ Bionet - Uterine Contractions		Ultrasound Foetal Transducer - comp w/ Bionet - UC	Bionet "
"6018517	TSD-OHA-GS15		TSD-OHA-GS15	https://www.medten.com/product/6425	Replacement	Disposable	Ohmeda	Temperature Probes	Accessories	Ohmeda/GE Temperature Probe 6600-0208-700 (OEM sells as box of 10)	Disposable Ohmeda/GE Temperature Probe 6600-0208-700 (OEM sells as box of 10)	Replacement: Pediatric/Neonate"," Skin surface"," 1.5m"," 0.9m (Box of 25)	Ohmeda/GE Temperature Probe 6600-0208-700 (OEM sells as box of 10)"," Pediatric/Neonate"," Skin surface"," 1.5m"," 0.9m (Box of 25)	25	0				Ultrasound Foetal Transducer - comp w/ Bionet - Uterine Contractions		Ultrasound Foetal Transducer - comp w/ Bionet - UC	Bionet "
"6018529	TSD-OH-GS15		TSD-OH-GS15	https://www.medten.com/product/6426	Replacement	Disposable	Ohmeda	Temperature Probes	Accessories	Ohmeda/GE Temperature Probe 6600-0874-700	Disposable Ohmeda/GE Temperature Probe 6600-0874-700	Replacement: Pediatric/Neonate"," Skin surface"," 1.5m"," 0.9m (Box of 25)	Ohmeda/GE Temperature Probe 6600-0874-700"," Pediatric/Neonate"," Skin surface"," 1.5m"," 0.9m (Box of 25)	25	0				Ultrasound Foetal Transducer - comp w/ Bionet - Uterine Contractions		Ultrasound Foetal Transducer - comp w/ Bionet - UC	Bionet "
"6018673	TS-DSA-PS15		TS-DSA-PS15	https://www.medten.com/product/6427	Replacement	Reusable	Datascope	Temperature Probes	Accessories	Temperature Probe	Reusable Temperature Probe	Replacement: Pediatric/Neonate"," Skin surface"," 1.5m	Temperature Probe"," Pediatric/Neonate"," Skin surface"," 1.5m	1	12				Ultrasound Foetal Transducer - comp w/ Bionet - Uterine Contractions		Ultrasound Foetal Transducer - comp w/ Bionet - UC	Bionet "
"6018674	TS-DSB-PS15		TS-DSB-PS15	https://www.medten.com/product/6428	Replacement	Reusable	Datascope	Temperature Probes	Accessories	Temperature Probe	Reusable Temperature Probe	Replacement: Pediatric/Neonate"," Skin surface"," 1.5m	Temperature Probe"," Pediatric/Neonate"," Skin surface"," 1.5m	1	12				Ultrasound Foetal Transducer - comp w/ Bionet - Uterine Contractions		Ultrasound Foetal Transducer - comp w/ Bionet - UC	Bionet "
"6018693	TS-ED-PG30		TS-ED-PG30	https://www.medten.com/product/6429	Replacement	Reusable	Edan	Temperature Probes	Accessories	Edan Temperature Probe 01.15.040256	Reusable Edan Temperature Probe 01.15.040256	Replacement: Pediatric"," General (Oral/Rectal)"," 3.0m	Edan Temperature Probe 01.15.040256"," Pediatric"," General (Oral/Rectal)"," 3.0m	1	12				Ultrasound Foetal Transducer - comp w/ Bionet - Uterine Contractions		Ultrasound Foetal Transducer - comp w/ Bionet - UC	Bionet "
"6018665	TS-ED-PS30		TS-ED-PS30	https://www.medten.com/product/6430	Replacement	Reusable	Edan	Temperature Probes	Accessories	Edan Temperature Probe 01.15.040255	Reusable Edan Temperature Probe 01.15.040255	Replacement: Pediatric/Neonate"," Skin surface"," 3.0m	Edan Temperature Probe 01.15.040255"," Pediatric/Neonate"," Skin surface"," 3.0m	1	12				Ultrasound Foetal Transducer - comp w/ Bionet - Uterine Contractions		Ultrasound Foetal Transducer - comp w/ Bionet - UC	Bionet "
"6018662	TS-JS-PS15		TS-JS-PS15	https://www.medten.com/product/6431	Replacement	Reusable		Temperature Probes	Accessories	Temperature Probe	Reusable Temperature Probe	Replacement: Pediatric/Neonate"," Skin surface"," 1.5m"," Reusable	Temperature Probe"," Pediatric/Neonate"," Skin surface"," 1.5m"," Reusable	1	12				Ultrasound Foetal Transducer - comp w/ Bionet - Uterine Contractions		Ultrasound Foetal Transducer - comp w/ Bionet - UC	Bionet "
"6018672	TS-OHA-PS15		TS-OHA-PS15	https://www.medten.com/product/6432	Replacement	Reusable	Ohmeda	Temperature Probes	Accessories	Ohmeda/GE Temperature Probe 6600-0628-700	Reusable Ohmeda/GE Temperature Probe 6600-0628-700	Replacement: Pediatric/Neonate"," Skin surface"," 1.5m	Ohmeda/GE Temperature Probe 6600-0628-700"," Pediatric/Neonate"," Skin surface"," 1.5m	1	12				Ultrasound Foetal Transducer - comp w/ Bionet - Uterine Contractions		Ultrasound Foetal Transducer - comp w/ Bionet - UC	Bionet "
"6018670	TS-OH-PS15		TS-OH-PS15	https://www.medten.com/product/6433	Replacement	Reusable	Ohmeda	Temperature Probes	Accessories	Ohmeda/GE Temperature Probe 6600-0875-700	Reusable Ohmeda/GE Temperature Probe 6600-0875-700	Replacement: Pediatric/Neonate"," Skin surface"," 1.5m"," Reusable	Ohmeda/GE Temperature Probe 6600-0875-700"," Pediatric/Neonate"," Skin surface"," 1.5m"," Reusable	1	12				Ultrasound Foetal Transducer - comp w/ Bionet - Uterine Contractions		Ultrasound Foetal Transducer - comp w/ Bionet - UC	Bionet "
"	TS-R10S-AG30		TS-R10S-AG30	https://www.medten.com/product/6434	Replacement	Reusable	Edan	Temperature Probes	Accessories	Edan Temperature Probe M15R-040157	Reusable Edan Temperature Probe M15R-040157	Replacement: Adult"," General (Oral/Rectal)"," 3.0m"," 10K Resistance"," Reusable	Edan Temperature Probe M15R-040157"," Adult"," General (Oral/Rectal)"," 3.0m"," 10K Resistance"," Reusable	1	12				Ultrasound Foetal Transducer - comp w/ Bionet - Uterine Contractions		Ultrasound Foetal Transducer - comp w/ Bionet - UC	Bionet "
"	TS-R10S-AS30		TS-R10S-AS30	https://www.medten.com/product/6435	Replacement	Reusable	Edan	Temperature Probes	Accessories	Edan Temperature Probe M15R-040156	Reusable Edan Temperature Probe M15R-040156	Replacement: Adult"," Skin surface"," 3.0m"," 10K Resistance"," Reusable	Edan Temperature Probe M15R-040156"," Adult"," Skin surface"," 3.0m"," 10K Resistance"," Reusable	1	12				Ultrasound Foetal Transducer - comp w/ Bionet - Uterine Contractions		Ultrasound Foetal Transducer - comp w/ Bionet - UC	Bionet "
"	TS-Y400S-AG30		TS-Y400S-AG30	https://www.medten.com/product/6436	Replacement	Reusable	YSI	Temperature Probes	Accessories	YSI Temperature Probe 401(straight)	Reusable YSI Temperature Probe 401(straight)	Replacement: Adult"," General (Oral/Rectal)"," 3.0m	YSI Temperature Probe 401(straight)"," Adult"," General (Oral/Rectal)"," 3.0m	1	12				Ultrasound Foetal Transducer - comp w/ Bionet - Uterine Contractions		Ultrasound Foetal Transducer - comp w/ Bionet - UC	Bionet "
"6018617	TS-Y400S-AS30		TS-Y400S-AS30	https://www.medten.com/product/6437	Replacement	Reusable	YSI	Temperature Probes	Accessories	YSI Temperature Probe 409B(straight)	Reusable YSI Temperature Probe 409B(straight)	Replacement: Adult"," Skin surface"," 3.0m"," 400 series	YSI Temperature Probe 409B(straight)"," Adult"," Skin surface"," 3.0m"," 400 series	1	12				Ultrasound Foetal Transducer - comp w/ Bionet - Uterine Contractions		Ultrasound Foetal Transducer - comp w/ Bionet - UC	Bionet "
"6018694	TS-Y400S-PG30		TS-Y400S-PG30	https://www.medten.com/product/6438	Replacement	Reusable	YSI	Temperature Probes	Accessories	YSI Temperature Probe 402(straight)	Reusable YSI Temperature Probe 402(straight)	Replacement: Pediatric"," General (Oral/Rectal)"," 3.0m"," Reusable	YSI Temperature Probe 402(straight)"," Pediatric"," General (Oral/Rectal)"," 3.0m"," Reusable	1	12				Ultrasound Foetal Transducer - comp w/ Bionet - Uterine Contractions		Ultrasound Foetal Transducer - comp w/ Bionet - UC	Bionet "
"6018667	TS-Y400S-PS30		TS-Y400S-PS30	https://www.medten.com/product/6439	Replacement	Reusable	YSI	Temperature Probes	Accessories	YSI Temperature Probe 427(straight)	Reusable YSI Temperature Probe 427(straight)	Replacement: Pediatric/Neonate"," Skin surface"," 3.0m	YSI Temperature Probe 427(straight)"," Pediatric/Neonate"," Skin surface"," 3.0m	1	12				Ultrasound Foetal Transducer - comp w/ Bionet - Uterine Contractions		Ultrasound Foetal Transducer - comp w/ Bionet - UC	Bionet "
"	KLN-034-13		KLN-034-13	https://www.medten.com/product/6444	Replacement	Reusable	Alaris	Infusion Pump Parts	Parts	LVP Membrane Frame TC10006587	Reusable LVP Membrane Frame TC10006587	for Alaris 8100	LVP Membrane Frame TC10006587 for Alaris 8100	Kit	6				Ultrasound Foetal Transducer - comp w/ Bionet - Uterine Contractions		Ultrasound Foetal Transducer - comp w/ Bionet - UC	Bionet "
"	KLN-005-07		KLN-005-07	https://www.medten.com/product/6445	Replacement	Reusable	Alaris	Infusion Pump Parts	Parts	Network Card Cover TC10005885	Reusable Network Card Cover TC10005885	for Alaris 8015	Network Card Cover TC10005885 for Alaris 8015	Kit	6				Ultrasound Foetal Transducer - comp w/ Bionet - Uterine Contractions		Ultrasound Foetal Transducer - comp w/ Bionet - UC	Bionet "
"	KLN-005-08		KLN-005-08	https://www.medten.com/product/6446	Replacement	Reusable	Alaris	Infusion Pump Parts	Parts	POC Handle 148315-100	Reusable POC Handle 148315-100	for Alaris 8000/8015	POC Handle 148315-100 for Alaris 8000/8015	Kit	6				Ultrasound Foetal Transducer - comp w/ Bionet - Uterine Contractions		Ultrasound Foetal Transducer - comp w/ Bionet - UC	Bionet "
"	KLN-005-09		KLN-005-09	https://www.medten.com/product/6447	Replacement	Reusable	Alaris	Infusion Pump Parts	Parts	Power Cord Retainer 146383-000	Reusable Power Cord Retainer 146383-000	for Alaris 8000/8015	Power Cord Retainer 146383-000 for Alaris 8000/8015	Kit	6				Ultrasound Foetal Transducer - comp w/ Bionet - Uterine Contractions		Ultrasound Foetal Transducer - comp w/ Bionet - UC	Bionet "
"	KLN-065-01		KLN-065-01	https://www.medten.com/product/6448	Replacement	Reusable	B.D.	Infusion Pump Parts	Parts	Large Screen LCD (5.7 inch) w/Adapter 49000311	Reusable Large Screen LCD (5.7 inch) w/Adapter 49000311	for Alaris 8015"," Large Screen	Large Screen LCD (5.7 inch) w/Adapter 49000311 for Alaris 8015"," Large Screen	Kit	6				Ultrasound Foetal Transducer - comp w/ Bionet - Uterine Contractions		Ultrasound Foetal Transducer - comp w/ Bionet - UC	Bionet "
"	KLN-065-02		KLN-065-02	https://www.medten.com/product/6449	Replacement	Reusable	Alaris	Infusion Pump Parts	Parts	Small Screen LCD (4.7”) w/ EVA Tape 10016036	Reusable Small Screen LCD (4.7”) w/ EVA Tape 10016036	'for Alaris 8015 (4.7'')'	'Small Screen LCD (4.7”) w/ EVA Tape 10016036 for Alaris 8015 (4.7'')'	Kit	6				Ultrasound Foetal Transducer - comp w/ Bionet - Uterine Contractions		Ultrasound Foetal Transducer - comp w/ Bionet - UC	Bionet "
"	KLN-065A-02		KLN-065A-02	https://www.medten.com/product/6450	Replacement	Reusable	Alaris	Infusion Pump Parts	Parts	Adapter Cable for New 5.7"" LCD TC10008708	Reusable Adapter Cable for New 5.7"" LCD TC10008708	for Alaris 8015	Adapter Cable for New 5.7"" LCD TC10008708 for Alaris 8015	1	6				Ultrasound Foetal Transducer - comp w/ Bionet - Uterine Contractions		Ultrasound Foetal Transducer - comp w/ Bionet - UC	Bionet "
"	KLN-065B-02		KLN-065B-02	https://www.medten.com/product/6451	Replacement	Reusable	Alaris	Infusion Pump Parts	Parts	Adapter Cable for Old 5.7"" LCD TC10006494	Reusable Adapter Cable for Old 5.7"" LCD TC10006494	for Alaris 8015	Adapter Cable for Old 5.7"" LCD TC10006494 for Alaris 8015	1	6				Ultrasound Foetal Transducer - comp w/ Bionet - Uterine Contractions		Ultrasound Foetal Transducer - comp w/ Bionet - UC	Bionet "
"	KLN-005-01D		KLN-005-01D	https://www.medten.com/product/6452	Replacement	Reusable	Alaris	Infusion Pump Parts	Parts	Keypad with optical fiber	Reusable Keypad with optical fiber	for Alaris 8015 (5.7”)	Keypad with optical fiber for Alaris 8015 (5.7”)	1	6				Ultrasound Foetal Transducer - comp w/ Bionet - Uterine Contractions		Ultrasound Foetal Transducer - comp w/ Bionet - UC	Bionet "
"	KLN-005-02D		KLN-005-02D	https://www.medten.com/product/6453	Replacement	Reusable	Alaris	Infusion Pump Parts	Parts	Keypad with optical fiber	Reusable Keypad with optical fiber	for Alaris 8015 (4.7”)	Keypad with optical fiber for Alaris 8015 (4.7”)	1	6				Ultrasound Foetal Transducer - comp w/ Bionet - Uterine Contractions		Ultrasound Foetal Transducer - comp w/ Bionet - UC	Bionet "
"	XH216D		XH216D	https://www.medten.com/product/6454	Replacement	Reusable	Alaris	Infusion Pump Parts	Parts	Hospital Grade Generic Power Cord"," 3.0m	Reusable Hospital Grade Generic Power Cord"," 3.0m	for Alaris 8015/8000	Hospital Grade Generic Power Cord"," 3.0m for Alaris 8015/8000	1	6				Ultrasound Foetal Transducer - comp w/ Bionet - Uterine Contractions		Ultrasound Foetal Transducer - comp w/ Bionet - UC	Bionet "
"	KLN-005-10		KLN-005-10	https://www.medten.com/product/6455	Replacement	Reusable	Alaris	Infusion Pump Parts	Parts	Power Cord Wrap Belt 980-1015-1	Reusable Power Cord Wrap Belt 980-1015-1	transparent"," for Alaris 8015	Power Cord Wrap Belt 980-1015-1 transparent"," for Alaris 8015	Kit	6				Ultrasound Foetal Transducer - comp w/ Bionet - Uterine Contractions		Ultrasound Foetal Transducer - comp w/ Bionet - UC	Bionet "
"	KLN-072-01		KLN-072-01	https://www.medten.com/product/6456	Replacement	Reusable	Alaris	Infusion Pump Parts	Parts	Cable Wrap Belt	Reusable Cable Wrap Belt	for Alaris 8120	Cable Wrap Belt for Alaris 8120	Kit	6				Ultrasound Foetal Transducer - comp w/ Bionet - Uterine Contractions		Ultrasound Foetal Transducer - comp w/ Bionet - UC	Bionet "
"	KLN-070-04		KLN-070-04	https://www.medten.com/product/6457	Replacement	Reusable	Alaris	Infusion Pump Parts	Parts	NEW BD Keypad Back Plate	Reusable NEW BD Keypad Back Plate	for BD/Alaris 8100	NEW BD Keypad Back Plate for BD/Alaris 8100	Kit	6				Ultrasound Foetal Transducer - comp w/ Bionet - Uterine Contractions		Ultrasound Foetal Transducer - comp w/ Bionet - UC	Bionet "
"	KLN-070-03		KLN-070-03	https://www.medten.com/product/6458	Replacement	Reusable	Alaris	Infusion Pump Parts	Parts	NEW BD LVP Door Latch Assembly 49000447	Reusable NEW BD LVP Door Latch Assembly 49000447	for BD/Alaris 8100	NEW BD LVP Door Latch Assembly 49000447 for BD/Alaris 8100	Kit	6				Ultrasound Foetal Transducer - comp w/ Bionet - Uterine Contractions		Ultrasound Foetal Transducer - comp w/ Bionet - UC	Bionet "
"	KLN-070-02		KLN-070-02	https://www.medten.com/product/6459	Replacement	Reusable	Alaris	Infusion Pump Parts	Parts	NEW BD LVP Keypad	Reusable NEW BD LVP Keypad	for BD/Alaris 8100	NEW BD LVP Keypad for BD/Alaris 8100	1	6				Ultrasound Foetal Transducer - comp w/ Bionet - Uterine Contractions		Ultrasound Foetal Transducer - comp w/ Bionet - UC	Bionet "
"	KLN-070-01		KLN-070-01	https://www.medten.com/product/6460	Replacement	Reusable	Alaris	Infusion Pump Parts	Parts	NEW BD LVP Door with Keypad TC10012675	Reusable NEW BD LVP Door with Keypad TC10012675	for BD/Alaris 8100	NEW BD LVP Door with Keypad TC10012675 for BD/Alaris 8100	Kit	6				Ultrasound Foetal Transducer - comp w/ Bionet - Uterine Contractions		Ultrasound Foetal Transducer - comp w/ Bionet - UC	Bionet "
"	KLN-069-01A		KLN-069-01A	https://www.medten.com/product/6461	Replacement	Reusable	Alaris	Infusion Pump Parts	Parts	NEW BD Keypad with fiber	Reusable NEW BD Keypad with fiber	for BD/Alaris 8015 (5.7"")	NEW BD Keypad with fiber for BD/Alaris 8015 (5.7"")	1	6				Ultrasound Foetal Transducer - comp w/ Bionet - Uterine Contractions		Ultrasound Foetal Transducer - comp w/ Bionet - UC	Bionet "
"	KLN-069-01		KLN-069-01	https://www.medten.com/product/6462	Replacement	Reusable	Alaris	Infusion Pump Parts	Parts	NEW BD Front Case w/Keypad TC10013664	Reusable NEW BD Front Case w/Keypad TC10013664	for BD/Alaris 8015 (5.7"" screen)	NEW BD Front Case w/Keypad TC10013664 for BD/Alaris 8015 (5.7"" screen)	1	6				Ultrasound Foetal Transducer - comp w/ Bionet - Uterine Contractions		Ultrasound Foetal Transducer - comp w/ Bionet - UC	Bionet "
"	KLN-071-01		KLN-071-01	https://www.medten.com/product/6463	Replacement	Reusable	Alaris	Infusion Pump Parts	Parts	NEW BD POC Handle 49000433	Reusable NEW BD POC Handle 49000433	for BD/Alaris 8015	NEW BD POC Handle 49000433 for BD/Alaris 8015	Kit	6				Ultrasound Foetal Transducer - comp w/ Bionet - Uterine Contractions		Ultrasound Foetal Transducer - comp w/ Bionet - UC	Bionet "
"	KLN-070-05		KLN-070-05	https://www.medten.com/product/6464	Replacement	Reusable	Alaris	Infusion Pump Parts	Parts	NEW BD LVP Rear Case Assembly 49000436	Reusable NEW BD LVP Rear Case Assembly 49000436	for BD/Alaris 8100	NEW BD LVP Rear Case Assembly 49000436 for BD/Alaris 8100	Kit	6				Ultrasound Foetal Transducer - comp w/ Bionet - Uterine Contractions		Ultrasound Foetal Transducer - comp w/ Bionet - UC	Bionet "
"	KLN-057		KLN-057	https://www.medten.com/product/6465	Replacement	Reusable	Baxter	Infusion Pump Parts	Parts	Switch Knob Kit	Reusable Switch Knob Kit	for InfusO.R.	Switch Knob Kit for InfusO.R.	Kit	6				Ultrasound Foetal Transducer - comp w/ Bionet - Uterine Contractions		Ultrasound Foetal Transducer - comp w/ Bionet - UC	Bionet "
"	KLN-032-06		KLN-032-06	https://www.medten.com/product/6466	Replacement	Reusable	Baxter	Infusion Pump Parts	Parts	Pusher Block Assembly 6461492RP	Reusable Pusher Block Assembly 6461492RP	for InfusO.R.	Pusher Block Assembly 6461492RP for InfusO.R.	1	6				Ultrasound Foetal Transducer - comp w/ Bionet - Uterine Contractions		Ultrasound Foetal Transducer - comp w/ Bionet - UC	Bionet "
"	M20-F136		M20-F136	https://www.medten.com/product/6467	Replacement	Reusable	Baxter	Infusion Pump Parts	Parts	Smart Label- Propofol 6461558	Reusable Smart Label- Propofol 6461558	for InfusO.R.	Smart Label- Propofol 6461558 for InfusO.R.	1	6				Ultrasound Foetal Transducer - comp w/ Bionet - Uterine Contractions		Ultrasound Foetal Transducer - comp w/ Bionet - UC	Bionet "
"	M20-F135		M20-F135	https://www.medten.com/product/6468	Replacement	Reusable	Baxter	Infusion Pump Parts	Parts	Front Label 6461695	Reusable Front Label 6461695	for InfusO.R.	Front Label 6461695 for InfusO.R.	1	0				Ultrasound Foetal Transducer - comp w/ Bionet - Uterine Contractions		Ultrasound Foetal Transducer - comp w/ Bionet - UC	Bionet "
"	KLN-054-01		KLN-054-01	https://www.medten.com/product/6469	Replacement	Reusable	Hospira	Infusion Pump Parts	Parts	Front Enclosure Case 712-94863-404	Reusable Front Enclosure Case 712-94863-404	for Hospira Plum 360	Front Enclosure Case 712-94863-404 for Hospira Plum 360	1	6				Ultrasound Foetal Transducer - comp w/ Bionet - Uterine Contractions		Ultrasound Foetal Transducer - comp w/ Bionet - UC	Bionet "
"	KLN-054-02		KLN-054-02	https://www.medten.com/product/6470	Replacement	Reusable	Hospira	Infusion Pump Parts	Parts	Rear Enclosure Case 712-94862-404	Reusable Rear Enclosure Case 712-94862-404	for Hospira Plum 360	Rear Enclosure Case 712-94862-404 for Hospira Plum 360	1	6				Ultrasound Foetal Transducer - comp w/ Bionet - Uterine Contractions		Ultrasound Foetal Transducer - comp w/ Bionet - UC	Bionet "
"	KLN-054-03		KLN-054-03	https://www.medten.com/product/6471	Replacement	Reusable	Hospira	Infusion Pump Parts	Parts	Door Locker 712-94072-402	Reusable Door Locker 712-94072-402	for Hospira Plum 360	Door Locker 712-94072-402 for Hospira Plum 360	Kit	6				Ultrasound Foetal Transducer - comp w/ Bionet - Uterine Contractions		Ultrasound Foetal Transducer - comp w/ Bionet - UC	Bionet "
"	KLN-054-04A		KLN-054-04A	https://www.medten.com/product/6472	Replacement	Reusable	Hospira	Infusion Pump Parts	Parts	Door Latch 712-94858-404	Reusable Door Latch 712-94858-404	for Hospira Plum 360	Door Latch 712-94858-404 for Hospira Plum 360	1	6				Ultrasound Foetal Transducer - comp w/ Bionet - Uterine Contractions		Ultrasound Foetal Transducer - comp w/ Bionet - UC	Bionet "
"	KLN-054-05		KLN-054-05	https://www.medten.com/product/6473	Replacement	Reusable	Hospira	Infusion Pump Parts	Parts	Door Assembly 840-94850-406	Reusable Door Assembly 840-94850-406	for Hospira Plum 360	Door Assembly 840-94850-406 for Hospira Plum 360	1	6				Ultrasound Foetal Transducer - comp w/ Bionet - Uterine Contractions		Ultrasound Foetal Transducer - comp w/ Bionet - UC	Bionet "
"	KLN-054-06		KLN-054-06	https://www.medten.com/product/6474	Replacement	Reusable	Hospira	Infusion Pump Parts	Parts	Fluid Shield assembly 840-94854-403	Reusable Fluid Shield assembly 840-94854-403	for Hospira Plum 360	Fluid Shield assembly 840-94854-403 for Hospira Plum 360	1	6				Ultrasound Foetal Transducer - comp w/ Bionet - Uterine Contractions		Ultrasound Foetal Transducer - comp w/ Bionet - UC	Bionet "
"	KLN-054-07A		KLN-054-07A	https://www.medten.com/product/6475	Replacement	Reusable	Hospira	Infusion Pump Parts	Parts	Peripheral Cover 712-94869-402	Reusable Peripheral Cover 712-94869-402	for Hospira Plum 360	Peripheral Cover 712-94869-402 for Hospira Plum 360	1	6				Ultrasound Foetal Transducer - comp w/ Bionet - Uterine Contractions		Ultrasound Foetal Transducer - comp w/ Bionet - UC	Bionet "
"	KLN-054-08		KLN-054-08	https://www.medten.com/product/6476	Replacement	Reusable	Hospira	Infusion Pump Parts	Parts	Carry Handle	Reusable Carry Handle	for Hospira Plum 360	Carry Handle for Hospira Plum 360	Kit	6				Ultrasound Foetal Transducer - comp w/ Bionet - Uterine Contractions		Ultrasound Foetal Transducer - comp w/ Bionet - UC	Bionet "
"	KLN-044-03		KLN-044-03	https://www.medten.com/product/6477	Replacement	Reusable	GE Healthcare	Telemetry Parts	Parts	Battery Harness Holder Tray	Reusable Battery Harness Holder Tray	for ApexPro FH	Battery Harness Holder Tray for ApexPro FH	1	6				Ultrasound Foetal Transducer - comp w/ Bionet - Uterine Contractions		Ultrasound Foetal Transducer - comp w/ Bionet - UC	Bionet "
"	KLN-028-02		KLN-028-02	https://www.medten.com/product/6478	Replacement	Reusable	Mindray	Telemetry Parts	Parts	ECG Rubber Cover 0380-00-0491-01	Reusable ECG Rubber Cover 0380-00-0491-01	for Mindray Panorama TELEPACK 608	ECG Rubber Cover 0380-00-0491-01 for Mindray Panorama TELEPACK 608	1	6				Ultrasound Foetal Transducer - comp w/ Bionet - Uterine Contractions		Ultrasound Foetal Transducer - comp w/ Bionet - UC	Bionet "
"	KLN-028-03		KLN-028-03	https://www.medten.com/product/6479	Replacement	Reusable	Mindray	Telemetry Parts	Parts	Bottom Rubber Cover	Reusable Bottom Rubber Cover	for Panorama TELEPACK 608	Bottom Rubber Cover for Panorama TELEPACK 608	1	6				Ultrasound Foetal Transducer - comp w/ Bionet - Uterine Contractions		Ultrasound Foetal Transducer - comp w/ Bionet - UC	Bionet "
"	KLN-060-01		KLN-060-01	https://www.medten.com/product/6480	Replacement	Reusable	GE Healthcare	Monitor/Module Parts	Parts	15.1"" Touch Screen"," 5 Wire	Reusable 15.1"" Touch Screen"," 5 Wire	1.8mm thick glass for GE Carescape B650	15.1"" Touch Screen"," 5 Wire 1.8mm thick glass for GE Carescape B650	1	6				Ultrasound Foetal Transducer - comp w/ Bionet - Uterine Contractions		Ultrasound Foetal Transducer - comp w/ Bionet - UC	Bionet "
"	KLN-045		KLN-045	https://www.medten.com/product/6481	Replacement	Reusable	GE Healthcare	Telemetry Parts	Parts	12.1"" Touch Screen"," 5 Wire"," THK=1.8mm 2093301-001	Reusable 12.1"" Touch Screen"," 5 Wire"," THK=1.8mm 2093301-001	for GE Carescape B450	12.1"" Touch Screen"," 5 Wire"," THK=1.8mm 2093301-001 for GE Carescape B450	1	6				Ultrasound Foetal Transducer - comp w/ Bionet - Uterine Contractions		Ultrasound Foetal Transducer - comp w/ Bionet - UC	Bionet "
"	KLN-007		KLN-007	https://www.medten.com/product/6482	Replacement	Reusable	Philips	Telemetry Parts	Parts	Telemetry Kit Assembly 453564007311	Reusable Telemetry Kit Assembly 453564007311	for M2601B/M4841A TRx+ S01	Telemetry Kit Assembly 453564007311 for M2601B/M4841A TRx+ S01	Kit	6				Ultrasound Foetal Transducer - comp w/ Bionet - Uterine Contractions		Ultrasound Foetal Transducer - comp w/ Bionet - UC	Bionet "
"	KLN-043-08		KLN-043-08	https://www.medten.com/product/6483	Replacement	Reusable	GE Healthcare	Telemetry Parts	Parts	Power Adapter/Positive Pole	Reusable Power Adapter/Positive Pole	for ApexPro"," ApexPro CH	Power Adapter/Positive Pole for ApexPro"," ApexPro CH	1	6				Ultrasound Foetal Transducer - comp w/ Bionet - Uterine Contractions		Ultrasound Foetal Transducer - comp w/ Bionet - UC	Bionet "
"	KLN-030-02		KLN-030-02	https://www.medten.com/product/6484	Replacement	Reusable	GE Healthcare	Telemetry Parts	Parts	Front Overlay Spacer	Reusable Front Overlay Spacer	for ApexPro"," ApexPro CH	Front Overlay Spacer for ApexPro"," ApexPro CH	1	6				Ultrasound Foetal Transducer - comp w/ Bionet - Uterine Contractions		Ultrasound Foetal Transducer - comp w/ Bionet - UC	Bionet "
"	KLN-010-12		KLN-010-12	https://www.medten.com/product/6486	Replacement	Reusable	GE Healthcare	Telemetry Parts	Parts	Transmitter Case Assembly kit	Reusable Transmitter Case Assembly kit	for ApexPro FH	Transmitter Case Assembly kit for ApexPro FH	Kit	6				Ultrasound Foetal Transducer - comp w/ Bionet - Uterine Contractions		Ultrasound Foetal Transducer - comp w/ Bionet - UC	Bionet "
"	KLN-038-01C		KLN-038-01C	https://www.medten.com/product/6487	Replacement	Reusable	Philips	Monitor/Module Parts	Parts	Branding Plastic Cover	Reusable Branding Plastic Cover	for MP60 Anesthesia	Branding Plastic Cover for MP60 Anesthesia	1	6				Ultrasound Foetal Transducer - comp w/ Bionet - Uterine Contractions		Ultrasound Foetal Transducer - comp w/ Bionet - UC	Bionet "
"	KLN-038-01E		KLN-038-01E	https://www.medten.com/product/6488	Replacement	Reusable	Philips	Monitor/Module Parts	Parts	Branding Plastic Cover	Reusable Branding Plastic Cover	for MP70 Neonate	Branding Plastic Cover for MP70 Neonate	1	6				Ultrasound Foetal Transducer - comp w/ Bionet - Uterine Contractions		Ultrasound Foetal Transducer - comp w/ Bionet - UC	Bionet "
"	KLN-038-01F		KLN-038-01F	https://www.medten.com/product/6489	Replacement	Reusable	Philips	Monitor/Module Parts	Parts	Branding Plastic Cover	Reusable Branding Plastic Cover	for MP70 Anesthesia	Branding Plastic Cover for MP70 Anesthesia	1	6				Ultrasound Foetal Transducer - comp w/ Bionet - Uterine Contractions		Ultrasound Foetal Transducer - comp w/ Bionet - UC	Bionet "
"	KLN-059-01A		KLN-059-01A	https://www.medten.com/product/6490	Replacement	Reusable	Philips	Monitor/Module Parts	Parts	Snap Lock (Pack of 5)	Reusable Snap Lock (Pack of 5)	for MP40/MP50	Snap Lock (Pack of 5) for MP40/MP50	5	6				Ultrasound Foetal Transducer - comp w/ Bionet - Uterine Contractions		Ultrasound Foetal Transducer - comp w/ Bionet - UC	Bionet "
"	KLN-013-03		KLN-013-03	https://www.medten.com/product/6491	Replacement	Reusable	Philips	Monitor/Module Parts	Parts	Rear Flex circuit Board w/o Conn.	Reusable Rear Flex circuit Board w/o Conn.	for M3012A/M3014A/M3015A/M3016A	Rear Flex circuit Board w/o Conn. for M3012A/M3014A/M3015A/M3016A	1	6				Ultrasound Foetal Transducer - comp w/ Bionet - Uterine Contractions		Ultrasound Foetal Transducer - comp w/ Bionet - UC	Bionet "
"	KLN-058-01		KLN-058-01	https://www.medten.com/product/6492	Replacement	Reusable	Philips	Monitor/Module Parts	Parts	MSL Flex Assembly	Reusable MSL Flex Assembly	for M3001A	MSL Flex Assembly for M3001A	1	6				Ultrasound Foetal Transducer - comp w/ Bionet - Uterine Contractions		Ultrasound Foetal Transducer - comp w/ Bionet - UC	Bionet "
"	KLN-041-01		KLN-041-01	https://www.medten.com/product/6493	Replacement	Reusable	Philips	Monitor/Module Parts	Parts	Bottom Case with Gray and Blue Clips	Reusable Bottom Case with Gray and Blue Clips	for M3012A"," M3015A","	Bottom Case with Gray and Blue Clips for M3012A"," M3015A","	Kit	6				Ultrasound Foetal Transducer - comp w/ Bionet - Uterine Contractions		Ultrasound Foetal Transducer - comp w/ Bionet - UC	Bionet "
"	KLN-008-01		KLN-008-01	https://www.medten.com/product/6494	Replacement	Reusable	Philips	Monitor/Module Parts	Parts	Front Connector Bezel/Symbol	Reusable Front Connector Bezel/Symbol	for M3012A	Front Connector Bezel/Symbol for M3012A	1	6				Ultrasound Foetal Transducer - comp w/ Bionet - Uterine Contractions		Ultrasound Foetal Transducer - comp w/ Bionet - UC	Bionet "
"	KLN-008-04		KLN-008-04	https://www.medten.com/product/6495	Replacement	Reusable	Philips	Monitor/Module Parts	Parts	Front Connector Bezel/Symbol	Reusable Front Connector Bezel/Symbol	for M3012A	Front Connector Bezel/Symbol for M3012A	1	6				Ultrasound Foetal Transducer - comp w/ Bionet - Uterine Contractions		Ultrasound Foetal Transducer - comp w/ Bionet - UC	Bionet "
"	KLN-061-01		KLN-061-01	https://www.medten.com/product/6496	Replacement	Reusable	Philips	Telemetry Parts	Parts	10.4"" Touch Screen"," 5 Wire (ELO version)"," THK=1.8mm	Reusable 10.4"" Touch Screen"," 5 Wire (ELO version)"," THK=1.8mm	Philips MP20"," MP30 ELO Touch Screen Glass version ","10.4""","5 wire	10.4"" Touch Screen"," 5 Wire (ELO version)"," THK=1.8mm Philips MP20"," MP30 ELO Touch Screen Glass version ","10.4""","5 wire	1	6				Ultrasound Foetal Transducer - comp w/ Bionet - Uterine Contractions		Ultrasound Foetal Transducer - comp w/ Bionet - UC	Bionet "
"	KLN-063-01		KLN-063-01	https://www.medten.com/product/6497	Replacement	Reusable	Philips	Monitor/Module Parts	Parts	12"" Touch Screen/4 Pins	Reusable 12"" Touch Screen/4 Pins	for MP50	12"" Touch Screen/4 Pins for MP50	1	6				Ultrasound Foetal Transducer - comp w/ Bionet - Uterine Contractions		Ultrasound Foetal Transducer - comp w/ Bionet - UC	Bionet "
"	KLN-063-04		KLN-063-04	https://www.medten.com/product/6498	Replacement	Reusable	Philips	Telemetry Parts	Parts	12.1"" Touch Screen"," 5 Wire (ELO version)"," THK=1.8mm	Reusable 12.1"" Touch Screen"," 5 Wire (ELO version)"," THK=1.8mm	for Philips MP40"," MP50 ELO Touch Screen Glass version ","12.1""","5 wire	12.1"" Touch Screen"," 5 Wire (ELO version)"," THK=1.8mm for Philips MP40"," MP50 ELO Touch Screen Glass version ","12.1""","5 wire	1	6				Ultrasound Foetal Transducer - comp w/ Bionet - Uterine Contractions		Ultrasound Foetal Transducer - comp w/ Bionet - UC	Bionet "
"	KLN-062-01		KLN-062-01	https://www.medten.com/product/6499	Replacement	Reusable	Philips	Telemetry Parts	Parts	15.1"" Touch Screen"," 5 Wire (ELO version)"," THK=1.8mm	Reusable 15.1"" Touch Screen"," 5 Wire (ELO version)"," THK=1.8mm	for Philips MP60"," MP70 ELO Touch Screen Glass version ","15.1""","5 wire	15.1"" Touch Screen"," 5 Wire (ELO version)"," THK=1.8mm for Philips MP60"," MP70 ELO Touch Screen Glass version ","15.1""","5 wire	1	6				Ultrasound Foetal Transducer - comp w/ Bionet - Uterine Contractions		Ultrasound Foetal Transducer - comp w/ Bionet - UC	Bionet "
"6017158	EL-MPH2-60S-N		EL-MPH2-60S-N	https://www.medten.com/product/6501	Replacement	Reusable	Avalon	Fetal Maternal ECG Cables	Accessories	Avalon Maternal ECG Leadwire M1363A	Reusable Avalon Maternal ECG Leadwire M1363A	'2 lead electrode"," snap end	Ultrasound Foetal Transducer - comp w/ Bionet - Uterine Contractions		Ultrasound Foetal Transducer - comp w/ Bionet - UC	Bionet "
"		MECG cable with reusable leadset for maternal ECG	Ultrasound Foetal Transducer - comp w/ Bionet - Uterine Contractions		Ultrasound Foetal Transducer - comp w/ Bionet - UC	Bionet "
"	'Avalon Maternal ECG Leadwire M1363A2 lead electrode"," snap end	Used with M1364A"," M1365A"," M2727A"," M2738A",M2735A," M2702A"," M2703A"," M2704A",M2705A," M2720A'	'Avalon Maternal ECG Leadwire M1363A2 lead electrode"," snap end	Ultrasound Foetal Transducer - comp w/ Bionet - Uterine Contractions		Ultrasound Foetal Transducer - comp w/ Bionet - UC	Bionet "
"		MECG cable with reusable leadset for maternal ECG	Ultrasound Foetal Transducer - comp w/ Bionet - Uterine Contractions		Ultrasound Foetal Transducer - comp w/ Bionet - UC	Bionet "
"	1	Used with M1364A"," M1365A"," M2727A"," M2738A",M2735A," M2702A"," M2703A"," M2704A",M2705A," M2720A'	1	6				Ultrasound Foetal Transducer - comp w/ Bionet - Uterine Contractions		Ultrasound Foetal Transducer - comp w/ Bionet - UC	Bionet "
"	EL-PH3-60MG-I		EL-PH3-60MG-I	https://www.medten.com/product/6503	Replacement	Reusable	Philips	ECG Leadwires	Accessories	Philips ECG Leadwire M1626A	Reusable Philips ECG Leadwire M1626A	Replacement: 3 lead"," IntelliVue"," Mini grabber"," 0.6m"," IEC"," Unshielded	Philips ECG Leadwire M1626A"," 3 lead"," IntelliVue"," Mini grabber"," 0.6m"," IEC"," Unshielded	1	6				Ultrasound Foetal Transducer - comp w/ Bionet - Uterine Contractions		Ultrasound Foetal Transducer - comp w/ Bionet - UC	Bionet "
"	EL-PH5-60MG-I		EL-PH5-60MG-I	https://www.medten.com/product/6505	Replacement	Reusable	Philips	ECG Leadwires	Accessories	Philips ECG Leadwire	Reusable Philips ECG Leadwire	Replacement: 5 lead"," IntelliVue"," Mini grabber"," IEC"," Reusable	Philips ECG Leadwire"," 5 lead"," IntelliVue"," Mini grabber"," IEC"," Reusable	1	6				Ultrasound Foetal Transducer - comp w/ Bionet - Uterine Contractions		Ultrasound Foetal Transducer - comp w/ Bionet - UC	Bionet "
"	BPC35		BPC35	https://www.medten.com/product/6506	Replacement	Reusable	Philips	NIBP Connectors and Adapters	Accessories	Philips Neonate NIBP Connector for 4.5mm air hoses	Reusable Philips Neonate NIBP Connector for 4.5mm air hoses	For M1597C"," M1596C"," 10pcs/bag	Philips Neonate NIBP Connector for 4.5mm air hosesFor M1597C"," M1596C"," 10pcs/bag	10	0				Ultrasound Foetal Transducer - comp w/ Bionet - Uterine Contractions		Ultrasound Foetal Transducer - comp w/ Bionet - UC	Bionet "
"	KL-803-01		KL-803-01	https://www.medten.com/product/6509	Replacement	Reusable	Philips	Miscellaneous Cables	Accessories	3 Lead Detachable Shield Replacements 989803153031	Reusable 3 Lead Detachable Shield Replacements 989803153031	for use with IntelliVue telemetry 3-lead wire	3 Lead Detachable Shield Replacements 989803153031for use with IntelliVue telemetry 3-lead wire	1	6				Ultrasound Foetal Transducer - comp w/ Bionet - Uterine Contractions		Ultrasound Foetal Transducer - comp w/ Bionet - UC	Bionet "
"	KL-804-01		KL-804-01	https://www.medten.com/product/6510	Replacement	Reusable	Philips	Miscellaneous Cables	Accessories	5 Lead Detachable Shield Replacements 989803153041	Reusable 5 Lead Detachable Shield Replacements 989803153041	for use with IntelliVue telemetry 5-lead wire	5 Lead Detachable Shield Replacements 989803153041for use with IntelliVue telemetry 5-lead wire	1	6				Ultrasound Foetal Transducer - comp w/ Bionet - Uterine Contractions		Ultrasound Foetal Transducer - comp w/ Bionet - UC	Bionet "
"	EL-AAS3-60MG-I		EL-AAS3-60MG-I	https://www.medten.com/product/6514	Replacement	Reusable	Philips	ECG Leadwires	Accessories	Philips ECG Leadwire M1619A	Reusable Philips ECG Leadwire M1619A	Replacement: 3 lead"," AA Twin-Pin"," Mini grabber"," 0.6m"," IEC"," Reusable"," Unshielded	Philips ECG Leadwire M1619A"," 3 lead"," AA Twin-Pin"," Mini grabber"," 0.6m"," IEC"," Reusable"," Unshielded	1	6				Ultrasound Foetal Transducer - comp w/ Bionet - Uterine Contractions		Ultrasound Foetal Transducer - comp w/ Bionet - UC	Bionet "
"	EL-AAS5-60MG-I		EL-AAS5-60MG-I	https://www.medten.com/product/6516	Replacement	Reusable	Philips	ECG Leadwires	Accessories	Philips ECG Leadwire M1639A	Reusable Philips ECG Leadwire M1639A	Replacement: 5 lead"," AA Twin-Pin"," Mini grabber"," IEC"," Reusable	Philips ECG Leadwire M1639A"," 5 lead"," AA Twin-Pin"," Mini grabber"," IEC"," Reusable	1	6				Ultrasound Foetal Transducer - comp w/ Bionet - Uterine Contractions		Ultrasound Foetal Transducer - comp w/ Bionet - UC	Bionet "
"	SS-046-LAS16		SS-046-LAS16	https://www.medten.com/product/6518	Replacement	Reusable	Nihon Kohden	SpO2 Sensors	Accessories	Nihon Kohden SpO2 Sensor TL-630T3	Reusable Nihon Kohden SpO2 Sensor TL-630T3	Replacement: Large adult"," Soft rubber"," 1.6m"," Nihon Kohden"," Reusable	Nihon Kohden SpO2 Sensor TL-630T3"," Large adult"," Soft rubber"," 1.6m"," Nihon Kohden"," Reusable	1	0				Ultrasound Foetal Transducer - comp w/ Bionet - Uterine Contractions		Ultrasound Foetal Transducer - comp w/ Bionet - UC	Bionet "
"6011923	SS-024-IS30		SS-024-IS30	https://www.medten.com/product/6520	Replacement	Reusable	Philips	SpO2 Sensors	Accessories	Philips SpO2 Sensor M1195AL	Reusable Philips SpO2 Sensor M1195AL	Replacement: Infant"," Soft rubber"," 3.0m"," Nellcor-OxiSmart"," Reusable	Philips SpO2 Sensor M1195AL"," Infant"," Soft rubber"," 3.0m"," Nellcor-OxiSmart"," Reusable	1	0				Ultrasound Foetal Transducer - comp w/ Bionet - Uterine Contractions		Ultrasound Foetal Transducer - comp w/ Bionet - UC	Bionet "
"6018216	EKA-BA-10		EKA-BA-10	https://www.medten.com/product/6521	Replacement	Reusable	GE Healthcare	EKG Adapters	Accessories	EKG Adapter	Reusable EKG Adapter	'Banana 4mm(1/8'') Female Socket >>Aligator ","Red'	'EKG AdapterBanana 4mm(1/8'') Female Socket >>Aligator ","Red'	10	6				Ultrasound Foetal Transducer - comp w/ Bionet - Uterine Contractions		Ultrasound Foetal Transducer - comp w/ Bionet - UC	Bionet "
"6018210	EKA-BG-10		EKA-BG-10	https://www.medten.com/product/6522	Replacement	Reusable	GE Healthcare	EKG Adapters	Accessories	EKG Adapter	Reusable EKG Adapter	Banana 4mm Female Socket >> Grabber end	EKG AdapterBanana 4mm Female Socket >> Grabber end	10	6				Ultrasound Foetal Transducer - comp w/ Bionet - Uterine Contractions		Ultrasound Foetal Transducer - comp w/ Bionet - UC	Bionet "
"6018212	EKA-BS-10		EKA-BS-10	https://www.medten.com/product/6523	Replacement	Reusable	Edan	EKG Adapters	Accessories	EKG Adapter	Reusable EKG Adapter	Banana 4mm Female Socket >> Snap end	EKG AdapterBanana 4mm Female Socket >> Snap end	10	6				Ultrasound Foetal Transducer - comp w/ Bionet - Uterine Contractions		Ultrasound Foetal Transducer - comp w/ Bionet - UC	Bionet "
"6018218	EKA-BW-10		EKA-BW-10	https://www.medten.com/product/6524	Replacement	Reusable	GE Healthcare	EKG Adapters	Accessories	EKG Electrode Adaptor	Reusable EKG Electrode Adaptor	Banana 4mm Female Socket >>Wide mouth"," Gray	EKG Electrode AdaptorBanana 4mm Female Socket >>Wide mouth"," Gray	10	6				Ultrasound Foetal Transducer - comp w/ Bionet - Uterine Contractions		Ultrasound Foetal Transducer - comp w/ Bionet - UC	Bionet "
"6018201	EKA-LCA-I		EKA-LCA-I	https://www.medten.com/product/6526	Replacement	Reusable	GE Healthcare	EKG Electrodes	Accessories	Adult Limb Clamps	Reusable Adult Limb Clamps	Used with 3mm","4mm end",Red/black/green/yellow,"IEC	Adult Limb ClampsUsed with 3mm","4mm end",Red/black/green/yellow,"IEC	4	6				Ultrasound Foetal Transducer - comp w/ Bionet - Uterine Contractions		Ultrasound Foetal Transducer - comp w/ Bionet - UC	Bionet "
"6018203	EKA-LCP-I		EKA-LCP-I	https://www.medten.com/product/6528	Replacement	Reusable		EKG Electrodes	Accessories	Pediatric Limb Clamps	Reusable Pediatric Limb Clamps	Used with 3mm","4mm end"," Red/ Black/ Green/ Yellow"," IEC	Pediatric Limb ClampsUsed with 3mm","4mm end"," Red/ Black/ Green/ Yellow"," IEC	4	6				Ultrasound Foetal Transducer - comp w/ Bionet - Uterine Contractions		Ultrasound Foetal Transducer - comp w/ Bionet - UC	Bionet "
"6018217	EKA-NA-10		EKA-NA-10	https://www.medten.com/product/6529	Replacement	Reusable	Philips	EKG Adapters	Accessories	EKG Adapter	Reusable EKG Adapter	Needle 3mm Female Socket"," Alligator"," Blue"," box of 10	EKG AdapterNeedle 3mm Female Socket"," Alligator"," Blue"," box of 10	10	6				Ultrasound Foetal Transducer - comp w/ Bionet - Uterine Contractions		Ultrasound Foetal Transducer - comp w/ Bionet - UC	Bionet "
"6018211	EKA-NG-10		EKA-NG-10	https://www.medten.com/product/6530	Replacement	Reusable		EKG Adapters	Accessories	EKG Adapter	Reusable EKG Adapter	Needle 3mm Female Socket>> Grabber end	EKG AdapterNeedle 3mm Female Socket>> Grabber end	10	6				Ultrasound Foetal Transducer - comp w/ Bionet - Uterine Contractions		Ultrasound Foetal Transducer - comp w/ Bionet - UC	Bionet "
"6018213	EKA-NS-10		EKA-NS-10	https://www.medten.com/product/6531	Replacement	Reusable		EKG Adapters	Accessories	EKG Adapter	Reusable EKG Adapter	Needle 3mm Female Socket >> snap end	EKG AdapterNeedle 3mm Female Socket >> snap end	10	6				Ultrasound Foetal Transducer - comp w/ Bionet - Uterine Contractions		Ultrasound Foetal Transducer - comp w/ Bionet - UC	Bionet "
"6018219	EKA-NW-10		EKA-NW-10	https://www.medten.com/product/6532	Replacement	Reusable		EKG Adapters	Accessories	EKG Adapter	Reusable EKG Adapter	Needle 3mm Female Socket >>Wide mouth","Blue	EKG AdapterNeedle 3mm Female Socket >>Wide mouth","Blue	10	6				Ultrasound Foetal Transducer - comp w/ Bionet - Uterine Contractions		Ultrasound Foetal Transducer - comp w/ Bionet - UC	Bionet "
"6018204	EKA-SEA		EKA-SEA	https://www.medten.com/product/6533	Replacement	Reusable	Philips	EKG Electrodes	Accessories	Adult Suction Electrodes	Reusable Adult Suction Electrodes	Used with 3mm","4mm end"," Gray	Adult Suction ElectrodesUsed with 3mm","4mm end"," Gray	6	6				Ultrasound Foetal Transducer - comp w/ Bionet - Uterine Contractions		Ultrasound Foetal Transducer - comp w/ Bionet - UC	Bionet "
"6018205	EKA-SEP		EKA-SEP	https://www.medten.com/product/6534	Replacement	Reusable		EKG Electrodes	Accessories	Pediatric Suction Electrodes	Reusable Pediatric Suction Electrodes	Used with 3mm","4mm end","Green	Pediatric Suction ElectrodesUsed with 3mm","4mm end","Green	6	6				Ultrasound Foetal Transducer - comp w/ Bionet - Uterine Contractions		Ultrasound Foetal Transducer - comp w/ Bionet - UC	Bionet "
"	SA-024M-12LS		SA-024M-12LS	https://www.medten.com/product/6535	Replacement	Reusable	Philips	SpO2 Adapter Cables	Accessories	Philips SpO2 Adapter Cable LNC-MP4	Reusable Philips SpO2 Adapter Cable LNC-MP4	Replacement: 1.2m"," use with Masimo-LNCS sensor	Philips SpO2 Adapter Cable LNC-MP4"," 1.2m"," use with Masimo-LNCS sensor	1	12				Ultrasound Foetal Transducer - comp w/ Bionet - Uterine Contractions		Ultrasound Foetal Transducer - comp w/ Bionet - UC	Bionet "
"	KLN-046-01		KLN-046-01	https://www.medten.com/product/6541	Replacement	Reusable	Philips	Monitor/Module Parts	Parts	Hitachi 3.5"" LCD Screen Display with touch screen w/o Board	Reusable Hitachi 3.5"" LCD Screen Display with touch screen w/o Board	for Intellivue X2 and MP2	Hitachi 3.5"" LCD Screen Display with touch screen w/o Board for Intellivue X2 and MP2	1	6				Ultrasound Foetal Transducer - comp w/ Bionet - Uterine Contractions		Ultrasound Foetal Transducer - comp w/ Bionet - UC	Bionet "
"	KLN-074-01		KLN-074-01	https://www.medten.com/product/6542	Replacement	Reusable	Philips	Monitor/Module Parts	Parts	MSL Flex Connector	Reusable MSL Flex Connector	for M8048A	MSL Flex Connector for M8048A	1	0				Ultrasound Foetal Transducer - comp w/ Bionet - Uterine Contractions		Ultrasound Foetal Transducer - comp w/ Bionet - UC	Bionet "
"	KLN-073-01		KLN-073-01	https://www.medten.com/product/6543	Replacement	Reusable	Philips	Telemetry Parts	Parts	Purple lens	Reusable Purple lens	for M2601A	Purple lens for M2601A	1	6				Ultrasound Foetal Transducer - comp w/ Bionet - Uterine Contractions		Ultrasound Foetal Transducer - comp w/ Bionet - UC	Bionet "
"	KLN-028-04		KLN-028-04	https://www.medten.com/product/6544	Replacement	Reusable	Mindray	Telemetry Parts	Parts	Bottom housing	Reusable Bottom housing	for Panorama TELEPACK 608	Bottom housing for Panorama TELEPACK 608	1	6				Ultrasound Foetal Transducer - comp w/ Bionet - Uterine Contractions		Ultrasound Foetal Transducer - comp w/ Bionet - UC	Bionet "
"	KLN-028-05		KLN-028-05	https://www.medten.com/product/6545	Replacement	Reusable	Mindray	Telemetry Parts	Parts	Tele Case Shell	Reusable Tele Case Shell	for Panorama TELEPACK 608	Tele Case Shell for Panorama TELEPACK 608	1	6				Ultrasound Foetal Transducer - comp w/ Bionet - Uterine Contractions		Ultrasound Foetal Transducer - comp w/ Bionet - UC	Bionet "
"	KLN-028-07		KLN-028-07	https://www.medten.com/product/6546	Replacement	Reusable	Mindray	Telemetry Parts	Parts	Front Panel Overlay with Keypad	Reusable Front Panel Overlay with Keypad	for Panorama TELEPACK 608	Front Panel Overlay with Keypad for Panorama TELEPACK 608	1	6				Ultrasound Foetal Transducer - comp w/ Bionet - Uterine Contractions		Ultrasound Foetal Transducer - comp w/ Bionet - UC	Bionet "
"	KLN-028		KLN-028	https://www.medten.com/product/6547	Replacement	Reusable	Mindray	Telemetry Parts	Parts	Tele Case Assembly kit	Reusable Tele Case Assembly kit	for Panorama TELEPACK 608	Tele Case Assembly kit for Panorama TELEPACK 608	Kit	6				Ultrasound Foetal Transducer - comp w/ Bionet - Uterine Contractions		Ultrasound Foetal Transducer - comp w/ Bionet - UC	Bionet "
"	M20-F160		M20-F160	https://www.medten.com/product/6548	Replacement	Reusable	Mindray	Telemetry Parts	Parts	Rear Main Overlay	Reusable Rear Main Overlay	for Panorama TELEPACK 608	Rear Main Overlay for Panorama TELEPACK 608	1	6				Ultrasound Foetal Transducer - comp w/ Bionet - Uterine Contractions		Ultrasound Foetal Transducer - comp w/ Bionet - UC	Bionet "
"	M20-F161		M20-F161	https://www.medten.com/product/6549	Replacement	Reusable	Mindray	Telemetry Parts	Parts	Rear Branding Overlay	Reusable Rear Branding Overlay	for Panorama TELEPACK 608	Rear Branding Overlay for Panorama TELEPACK 608	1	0				Ultrasound Foetal Transducer - comp w/ Bionet - Uterine Contractions		Ultrasound Foetal Transducer - comp w/ Bionet - UC	Bionet "
"	KLN-028-06		KLN-028-06	https://www.medten.com/product/6550	Replacement	Reusable	Mindray	Telemetry Parts	Parts	Battery Cap	Reusable Battery Cap	for Panorama TELEPACK 608	Battery Cap for Panorama TELEPACK 608	1	6				Ultrasound Foetal Transducer - comp w/ Bionet - Uterine Contractions		Ultrasound Foetal Transducer - comp w/ Bionet - UC	Bionet "
"	KLN-005-05		KLN-005-05	https://www.medten.com/product/6551	Replacement	Reusable	Alaris	Infusion Pump Parts	Parts	Optical Fiber Adapter	Reusable Optical Fiber Adapter	for Alaris 8015	Optical Fiber Adapter for Alaris 8015	1	6				Ultrasound Foetal Transducer - comp w/ Bionet - Uterine Contractions		Ultrasound Foetal Transducer - comp w/ Bionet - UC	Bionet "
"	KLN-034-14		KLN-034-14	https://www.medten.com/product/6552	Replacement	Reusable	Alaris	Infusion Pump Parts	Parts	Platen Spring Assembly 49000322	Reusable Platen Spring Assembly 49000322	for Alaris 8100	Platen Spring Assembly 49000322 for Alaris 8100	1	6				Ultrasound Foetal Transducer - comp w/ Bionet - Uterine Contractions		Ultrasound Foetal Transducer - comp w/ Bionet - UC	Bionet "
"	KLN-075-01		KLN-075-01	https://www.medten.com/product/6553	Replacement	Reusable		Infusion Pump Parts	Parts	Front Panel Keypad	Reusable Front Panel Keypad	for Sigma Spectrum	Front Panel Keypad for Sigma Spectrum	1	0				Ultrasound Foetal Transducer - comp w/ Bionet - Uterine Contractions		Ultrasound Foetal Transducer - comp w/ Bionet - UC	Bionet "
"	KLN-076-01		KLN-076-01	https://www.medten.com/product/6554	Replacement	Reusable	ICU Medical	Infusion Pump Parts	Parts	Front Panel Keypad	Reusable Front Panel Keypad	for Plum A+	Front Panel Keypad for Plum A+	1	6				Ultrasound Foetal Transducer - comp w/ Bionet - Uterine Contractions		Ultrasound Foetal Transducer - comp w/ Bionet - UC	Bionet "
"	M05-G011		M05-G011	https://www.medten.com/product/6555	Replacement	Reusable	Welch Allyn	Turbo Temperature Probes and Supplies	Accessories	Welch Allyn Probe Well"," 02891-0000	Reusable Welch Allyn Probe Well"," 02891-0000	Replacement: Reusable	Welch Allyn Probe Well"," 02891-0000"," Reusable	1	6				Ultrasound Foetal Transducer - comp w/ Bionet - Uterine Contractions		Ultrasound Foetal Transducer - comp w/ Bionet - UC	Bionet "
"	M05-G012		M05-G012	https://www.medten.com/product/6556	Replacement	Reusable	Welch Allyn	Turbo Temperature Probes and Supplies	Accessories	Welch Allyn Probe Well"," 02894-0000	Reusable Welch Allyn Probe Well"," 02894-0000	Replacement: Oral/Axillary (Blue)	Welch Allyn Probe Well"," 02894-0000"," Oral/Axillary (Blue)	1	6				Ultrasound Foetal Transducer - comp w/ Bionet - Uterine Contractions		Ultrasound Foetal Transducer - comp w/ Bionet - UC	Bionet "
"	M05-G013		M05-G013	https://www.medten.com/product/6557	Replacement	Reusable	Welch Allyn	Turbo Temperature Probes and Supplies	Accessories	Welch Allyn Probe Well"," 02891-1000	Reusable Welch Allyn Probe Well"," 02891-1000	Replacement: Reusable	Welch Allyn Probe Well"," 02891-1000"," Reusable	1	6				Ultrasound Foetal Transducer - comp w/ Bionet - Uterine Contractions		Ultrasound Foetal Transducer - comp w/ Bionet - UC	Bionet "
"	M05-G014		M05-G014	https://www.medten.com/product/6558	Replacement	Reusable	Welch Allyn	Turbo Temperature Probes and Supplies	Accessories	Welch Allyn Probe Well"," 02894-1000	Reusable Welch Allyn Probe Well"," 02894-1000	Replacement: Rectal (Red)	Welch Allyn Probe Well"," 02894-1000"," Rectal (Red)	1	6				Ultrasound Foetal Transducer - comp w/ Bionet - Uterine Contractions		Ultrasound Foetal Transducer - comp w/ Bionet - UC	Bionet "
"	M05-G004-16		M05-G004-16	https://www.medten.com/product/6559	Replacement	Disposable	Atom	Supplies	Accessories	Baby Temperature Probe Foam Covers	Disposable Baby Temperature Probe Foam Covers	'Replacement (Box of 16)	Ultrasound Foetal Transducer - comp w/ Bionet - Uterine Contractions		Ultrasound Foetal Transducer - comp w/ Bionet - UC	Bionet "
"	'Baby Temperature Probe Foam CoversReplacement (Box of 16)	used with temperature probe tip'	'Baby Temperature Probe Foam CoversReplacement (Box of 16)	Ultrasound Foetal Transducer - comp w/ Bionet - Uterine Contractions		Ultrasound Foetal Transducer - comp w/ Bionet - UC	Bionet "
"	16	used with temperature probe tip'	16	0				Ultrasound Foetal Transducer - comp w/ Bionet - Uterine Contractions		Ultrasound Foetal Transducer - comp w/ Bionet - UC	Bionet "
"	M04-G007		M04-G007	https://www.medten.com/product/6560	Replacement	Reusable	Covidien	SpO2 Accessories and Supplies	Accessories	Ear/Lingual Clip	Reusable Ear/Lingual Clip	For human ear or small size animal"," used with Orantech or Nellcor original D-YS sensors	Ear/Lingual ClipFor human ear or small size animal"," used with Orantech or Nellcor original D-YS sensors	1	6				Ultrasound Foetal Transducer - comp w/ Bionet - Uterine Contractions		Ultrasound Foetal Transducer - comp w/ Bionet - UC	Bionet "
"	M04-G006		M04-G006	https://www.medten.com/product/6561	Replacement	Reusable	Nellcor	SpO2 Accessories and Supplies	Accessories	Lingual Clip	Reusable Lingual Clip	For Medium size animal "," used with Orantech or Nellcor original Y sensors	Lingual ClipFor Medium size animal "," used with Orantech or Nellcor original Y sensors	1	6				Ultrasound Foetal Transducer - comp w/ Bionet - Uterine Contractions		Ultrasound Foetal Transducer - comp w/ Bionet - UC	Bionet "
"	M04-G005		M04-G005	https://www.medten.com/product/6562	Replacement	Reusable	Nellcor	SpO2 Accessories and Supplies	Accessories	Lingual Clip	Reusable Lingual Clip	For large size animal"," used with Orantech or Nellcor original Y sensors	Lingual ClipFor large size animal"," used with Orantech or Nellcor original Y sensors	1	6				Ultrasound Foetal Transducer - comp w/ Bionet - Uterine Contractions		Ultrasound Foetal Transducer - comp w/ Bionet - UC	Bionet "
"	M04-G003-12		M04-G003-12	https://www.medten.com/product/6563	Replacement	Disposable	Covidien	SpO2 Accessories and Supplies	Accessories	Foam Tape/Velcro Wrap	Disposable Foam Tape/Velcro Wrap	Replacement (Box of 12) used with Multi-site"," reflectance sensors	Foam Tape/Velcro WrapReplacement (Box of 12) used with Multi-site"," reflectance sensors	1	0				Ultrasound Foetal Transducer - comp w/ Bionet - Uterine Contractions		Ultrasound Foetal Transducer - comp w/ Bionet - UC	Bionet "
"	M04-W014-25		M04-W014-25	https://www.medten.com/product/6564	Replacement	Disposable	Covidien	SpO2 Accessories and Supplies	Accessories	Single-Patient Use Adult Adhesive Wraps	Disposable Single-Patient Use Adult Adhesive Wraps	Replacement (Box of 25)"," used with Nellcor OXI-A/N"," D-YS and Orantech Y-sensors	Single-Patient Use Adult Adhesive WrapsReplacement (Box of 25)"," used with Nellcor OXI-A/N"," D-YS and Orantech Y-sensors	25	0				Ultrasound Foetal Transducer - comp w/ Bionet - Uterine Contractions		Ultrasound Foetal Transducer - comp w/ Bionet - UC	Bionet "
"	M04-W015-25		M04-W015-25	https://www.medten.com/product/6565	Replacement	Disposable	Nellcor	SpO2 Accessories and Supplies	Accessories	Single-Patient Use Adhesive Sensor Wraps	Disposable Single-Patient Use Adhesive Sensor Wraps	'Replacement (Box of 25)	Ultrasound Foetal Transducer - comp w/ Bionet - Uterine Contractions		Ultrasound Foetal Transducer - comp w/ Bionet - UC	Bionet "
"		For Nellcor OXI-P/I"," D-YS	Ultrasound Foetal Transducer - comp w/ Bionet - Uterine Contractions		Ultrasound Foetal Transducer - comp w/ Bionet - UC	Bionet "
"	'Single-Patient Use Adhesive Sensor WrapsReplacement (Box of 25)	and Orantech Pediatric/infant wrap sensors or Y sensorsFor OXI-P/I"," D-YS'	'Single-Patient Use Adhesive Sensor WrapsReplacement (Box of 25)	Ultrasound Foetal Transducer - comp w/ Bionet - Uterine Contractions		Ultrasound Foetal Transducer - comp w/ Bionet - UC	Bionet "
"		For Nellcor OXI-P/I"," D-YS	Ultrasound Foetal Transducer - comp w/ Bionet - Uterine Contractions		Ultrasound Foetal Transducer - comp w/ Bionet - UC	Bionet "
"	25	and Orantech Pediatric/infant wrap sensors or Y sensorsFor OXI-P/I"," D-YS'	25	0				Ultrasound Foetal Transducer - comp w/ Bionet - Uterine Contractions		Ultrasound Foetal Transducer - comp w/ Bionet - UC	Bionet "
"	M04-S013		M04-S013	https://www.medten.com/product/6566	Replacement	Reusable		SpO2 Accessories and Supplies	Accessories	Silicone/Rubber Wrap	Reusable Silicone/Rubber Wrap	For neonate patient sizes"," used with Orantech or Nellcor original Y-sensors	Silicone/Rubber WrapFor neonate patient sizes"," used with Orantech or Nellcor original Y-sensors	1	6				Ultrasound Foetal Transducer - comp w/ Bionet - Uterine Contractions		Ultrasound Foetal Transducer - comp w/ Bionet - UC	Bionet "
"	M04-H001		M04-H001	https://www.medten.com/product/6567	Replacement	Reusable		SpO2 Accessories and Supplies	Accessories	Forehead Band	Reusable Forehead Band	For adult"," 40*700mm"," used with Orantech forehead sensors	Forehead BandFor adult"," 40*700mm"," used with Orantech forehead sensors	1	0				Ultrasound Foetal Transducer - comp w/ Bionet - Uterine Contractions		Ultrasound Foetal Transducer - comp w/ Bionet - UC	Bionet "
"	M04-G008-01		M04-G008-01	https://www.medten.com/product/6568	Replacement	Reusable		SpO2 Accessories and Supplies	Accessories	Sensor Holder	Reusable Sensor Holder	For animal"," used with Orantech rectal sensors	Sensor HolderFor animal"," used with Orantech rectal sensors	1	6				Ultrasound Foetal Transducer - comp w/ Bionet - Uterine Contractions		Ultrasound Foetal Transducer - comp w/ Bionet - UC	Bionet "
"6018214	EKA-BF-10		EKA-BF-10	https://www.medten.com/product/6569	Replacement	Reusable	Philips	EKG Adapters	Accessories	EKG Adapter	Reusable EKG Adapter	3mm/4mm Female Socket >>Sure-lock clip	EKG Adapter3mm/4mm Female Socket >>Sure-lock clip	10	6				Ultrasound Foetal Transducer - comp w/ Bionet - Uterine Contractions		Ultrasound Foetal Transducer - comp w/ Bionet - UC	Bionet "
"6018805	CTM-HT01		CTM-HT01	https://www.medten.com/product/6570	Replacement	Reusable	Hamilton	EtCO2 Transducers	Accessories	Hamilton EtCO2 Transducer 281718	Reusable Hamilton EtCO2 Transducer 281718	Replacement: Mainstream"," 2.5m	Hamilton EtCO2 Transducer 281718"," Mainstream"," 2.5m	1	12				Ultrasound Foetal Transducer - comp w/ Bionet - Uterine Contractions		Ultrasound Foetal Transducer - comp w/ Bionet - UC	Bionet "
"6018812	CTS-HT01		CTS-HT01	https://www.medten.com/product/6571	Replacement	Reusable	Hamilton	EtCO2 Transducers	Accessories	Hamilton EtCO2 Transducer 281928	Reusable Hamilton EtCO2 Transducer 281928	Replacement: Sidestream"," 0.75m	Hamilton EtCO2 Transducer 281928"," Sidestream"," 0.75m	1	12				Ultrasound Foetal Transducer - comp w/ Bionet - Uterine Contractions		Ultrasound Foetal Transducer - comp w/ Bionet - UC	Bionet "
"6018806	CTM-NK01		CTM-NK01	https://www.medten.com/product/6572	Replacement	Reusable	Nihon Kohden	EtCO2 Transducers	Accessories	Nihon Kohden EtCO2 Transducer P910A"," TG-980P	Reusable Nihon Kohden EtCO2 Transducer P910A"," TG-980P	Replacement: Mainstream"," 2.5m	Nihon Kohden EtCO2 Transducer P910A"," TG-980P"," Mainstream"," 2.5m	1	12				Ultrasound Foetal Transducer - comp w/ Bionet - Uterine Contractions		Ultrasound Foetal Transducer - comp w/ Bionet - UC	Bionet "
"6018850	CTA-M01		CTA-M01	https://www.medten.com/product/6573	Replacement	Disposable	Philips	EtCO2 Accessories and Supplies	Accessories	Philips Mainstream ETCO2 Airway Adapter M2533A	Disposable Philips Mainstream ETCO2 Airway Adapter M2533A	Replacement"," Disposable"," Adult/Pediatric"," White. Endotracheal tube > 4mm.	Philips Mainstream ETCO2 Airway Adapter M2533AReplacement"," Disposable"," Adult/Pediatric"," White. Endotracheal tube > 4mm.	1	0				Ultrasound Foetal Transducer - comp w/ Bionet - Uterine Contractions		Ultrasound Foetal Transducer - comp w/ Bionet - UC	Bionet "
"6018851	CTA-M02		CTA-M02	https://www.medten.com/product/6574	Replacement	Disposable	Philips	EtCO2 Accessories and Supplies	Accessories	Airway Adapter/Main stream	Disposable Airway Adapter/Main stream	Compatible Mainstream Disposable Airway adpater for Neonatal	Airway Adapter/Main streamCompatible Mainstream Disposable Airway adpater for Neonatal	1	0				Ultrasound Foetal Transducer - comp w/ Bionet - Uterine Contractions		Ultrasound Foetal Transducer - comp w/ Bionet - UC	Bionet "
"6018856	CTA-M03		CTA-M03	https://www.medten.com/product/6575	Replacement	Reusable	Philips	EtCO2 Accessories and Supplies	Accessories	Philips Mainstream ETCO2 Airway Adapter M2513A	Reusable Philips Mainstream ETCO2 Airway Adapter M2513A	replacement"," Reusable"," Adult/pediatric"," Color: "," black. Endotracheal tube > 4mm.	Philips Mainstream ETCO2 Airway Adapter M2513Areplacement"," Reusable"," Adult/pediatric"," Color: "," black. Endotracheal tube > 4mm.	1	0				Ultrasound Foetal Transducer - comp w/ Bionet - Uterine Contractions		Ultrasound Foetal Transducer - comp w/ Bionet - UC	Bionet "
"6018857	CTA-M04		CTA-M04	https://www.medten.com/product/6576	Replacement	Reusable	Philips	EtCO2 Accessories and Supplies	Accessories	Philips ETCO2 Mainstream Airway Adapter 2516A	Reusable Philips ETCO2 Mainstream Airway Adapter 2516A	Replacement",Reusable," Infant"," color: red. "," Endotracheal tube < 4mm.	Philips ETCO2 Mainstream Airway Adapter 2516AReplacement",Reusable," Infant"," color: red. "," Endotracheal tube < 4mm.	1	0				Ultrasound Foetal Transducer - comp w/ Bionet - Uterine Contractions		Ultrasound Foetal Transducer - comp w/ Bionet - UC	Bionet "
"6018852	CTA-S01		CTA-S01	https://www.medten.com/product/6577	Replacement	Disposable	Infinium	EtCO2 Accessories and Supplies	Accessories	Water Filter/Side Stream	Disposable Water Filter/Side Stream	1-inch CO2 sampling line filter	Water Filter/Side Stream1-inch CO2 sampling line filter	1	0				Ultrasound Foetal Transducer - comp w/ Bionet - Uterine Contractions		Ultrasound Foetal Transducer - comp w/ Bionet - UC	Bionet "
"6018853	CTA-S02		CTA-S02	https://www.medten.com/product/6578	Replacement	Disposable		EtCO2 Accessories and Supplies	Accessories	L type Adapter/Side Stream	Disposable L type Adapter/Side Stream	Compatible Sidestream Disposable Elbow airway adapter","female connector	L type Adapter/Side StreamCompatible Sidestream Disposable Elbow airway adapter","female connector	1	0				Ultrasound Foetal Transducer - comp w/ Bionet - Uterine Contractions		Ultrasound Foetal Transducer - comp w/ Bionet - UC	Bionet "
"6018854	CTA-S03		CTA-S03	https://www.medten.com/product/6579	Replacement	Disposable	Mindray	EtCO2 Accessories and Supplies	Accessories	Mindray Sidestream ETCO2 Sampling Tube 60-15200-00	Disposable Mindray Sidestream ETCO2 Sampling Tube 60-15200-00	Replacement"," Disposable"," Adult/Pediatric"," Two Males"," 2.5m	Mindray Sidestream ETCO2 Sampling Tube 60-15200-00Replacement"," Disposable"," Adult/Pediatric"," Two Males"," 2.5m	1	0				Ultrasound Foetal Transducer - comp w/ Bionet - Uterine Contractions		Ultrasound Foetal Transducer - comp w/ Bionet - UC	Bionet "
"6018855	CTA-S04		CTA-S04	https://www.medten.com/product/6580	Replacement	Disposable	Mindray	EtCO2 Accessories and Supplies	Accessories	Mindray Side Stream Nasal Cannula 115-043001-00	Disposable Mindray Side Stream Nasal Cannula 115-043001-00	Replacement"," 1pc/bag	Mindray Side Stream Nasal Cannula 115-043001-00Replacement"," 1pc/bag	1	0				Ultrasound Foetal Transducer - comp w/ Bionet - Uterine Contractions		Ultrasound Foetal Transducer - comp w/ Bionet - UC	Bionet "
"	FDELA-GE01-SGE		FDELA-GE01-SGE	https://www.medten.com/product/6581	Replacement	Reusable	Corometrics	Fetal Leg Plate (DECG) Cables	Accessories	Corometrics/GE Fetal Leg Plate (DECG) Cable 1591AAO	Reusable Corometrics/GE Fetal Leg Plate (DECG) Cable 1591AAO	Replacement: 2.5m"," use with GE spiral electrode	Corometrics/GE Fetal Leg Plate (DECG) Cable 1591AAO"," 2.5m"," use with GE spiral electrode	1	12				Ultrasound Foetal Transducer - comp w/ Bionet - Uterine Contractions		Ultrasound Foetal Transducer - comp w/ Bionet - UC	Bionet "
"	FDELA-GE02-SGE		FDELA-GE02-SGE	https://www.medten.com/product/6582	Replacement	Reusable	Corometrics	Fetal Leg Plate (DECG) Cables	Accessories	Corometrics/GE Fetal Leg Plate (DECG) Cable 1590AAO	Reusable Corometrics/GE Fetal Leg Plate (DECG) Cable 1590AAO	Replacement: 2.5m"," use with GE spiral electrode	Corometrics/GE Fetal Leg Plate (DECG) Cable 1590AAO"," 2.5m"," use with GE spiral electrode	1	12				Ultrasound Foetal Transducer - comp w/ Bionet - Uterine Contractions		Ultrasound Foetal Transducer - comp w/ Bionet - UC	Bionet "
"	FDELA-PH01-SGE		FDELA-PH01-SGE	https://www.medten.com/product/6583	Replacement	Reusable	Philips	Fetal Leg Plate (DECG) Cables	Accessories	Philips Fetal Leg Plate (DECG) Cable M1362B	Reusable Philips Fetal Leg Plate (DECG) Cable M1362B	Replacement: 2.5m"," use with GE spiral electrode	Philips Fetal Leg Plate (DECG) Cable M1362B"," 2.5m"," use with GE spiral electrode	1	12				Ultrasound Foetal Transducer - comp w/ Bionet - Uterine Contractions		Ultrasound Foetal Transducer - comp w/ Bionet - UC	Bionet "
"	FDELA-HL01-SGE		FDELA-HL01-SGE	https://www.medten.com/product/6584	Replacement	Reusable	Sonicaid	Fetal Leg Plate (DECG) Cables	Accessories	Sonicaid/Huntleigh Fetal Leg Plate (DECG) Cable ACC-OBS-068	Reusable Sonicaid/Huntleigh Fetal Leg Plate (DECG) Cable ACC-OBS-068	Replacement:	Sonicaid/Huntleigh Fetal Leg Plate (DECG) Cable ACC-OBS-068","	1	12				Ultrasound Foetal Transducer - comp w/ Bionet - Uterine Contractions		Ultrasound Foetal Transducer - comp w/ Bionet - UC	Bionet "
"	FDELA-HL02-SGE		FDELA-HL02-SGE	https://www.medten.com/product/6585	Replacement	Reusable	Sonicaid	Fetal Leg Plate (DECG) Cables	Accessories	Sonicaid/Huntleigh Fetal Leg Plate (DECG) Cable ACC-OBS-023	Reusable Sonicaid/Huntleigh Fetal Leg Plate (DECG) Cable ACC-OBS-023	Replacement: 2.5m"," use with GE spiral electrode	Sonicaid/Huntleigh Fetal Leg Plate (DECG) Cable ACC-OBS-023"," 2.5m"," use with GE spiral electrode	1	12				Ultrasound Foetal Transducer - comp w/ Bionet - Uterine Contractions		Ultrasound Foetal Transducer - comp w/ Bionet - UC	Bionet "
"	M07-B001-08		M07-B001-08	https://www.medten.com/product/6586	Replacement	Reusable		Fetal Accessories and Supplies	Accessories	Fetal abdominal Belt	Reusable Fetal abdominal Belt	Button hole belt/6cm*130cm/Gray"," reusable	Fetal abdominal BeltButton hole belt/6cm*130cm/Gray"," reusable	8	0				Ultrasound Foetal Transducer - comp w/ Bionet - Uterine Contractions		Ultrasound Foetal Transducer - comp w/ Bionet - UC	Bionet "
"	M07-B003-08		M07-B003-08	https://www.medten.com/product/6587	Replacement	Reusable		Fetal Accessories and Supplies	Accessories	Fetal abdominal Belt	Reusable Fetal abdominal Belt	Button hole belt/6cm*130cm/Pink"," reusable	Fetal abdominal BeltButton hole belt/6cm*130cm/Pink"," reusable	8	0				Ultrasound Foetal Transducer - comp w/ Bionet - Uterine Contractions		Ultrasound Foetal Transducer - comp w/ Bionet - UC	Bionet "
"	M07-B004		M07-B004	https://www.medten.com/product/6589	Replacement	Reusable	Neoventa	Fetal Accessories and Supplies	Accessories	Fetal abdominal Belt	Reusable Fetal abdominal Belt	Set of hole belt belts each of Gray and Pink/6cm*130cm"," 2pc/Bag	Fetal abdominal BeltSet of hole belt belts each of Gray and Pink/6cm*130cm"," 2pc/Bag	2	0				Ultrasound Foetal Transducer - comp w/ Bionet - Uterine Contractions		Ultrasound Foetal Transducer - comp w/ Bionet - UC	Bionet "
"6010801	SA-158-24		SA-158-24	https://www.medten.com/product/6590	Replacement	Reusable	Northern Meditec	SpO2 Adapter Cables	Accessories	Northern Meditec SpO2 Adapter Cable 040.01.000166-00	Reusable Northern Meditec SpO2 Adapter Cable 040.01.000166-00	Replacement: 2.4m"," use with Nellcor-Oxismart sensor"," Reusable	Northern Meditec SpO2 Adapter Cable 040.01.000166-00"," 2.4m"," use with Nellcor-Oxismart sensor"," Reusable	1	12				Ultrasound Foetal Transducer - comp w/ Bionet - Uterine Contractions		Ultrasound Foetal Transducer - comp w/ Bionet - UC	Bionet "
"6011393	SS-111-AS30		SS-111-AS30	https://www.medten.com/product/6591	Replacement	Reusable	Primedic	SpO2 Sensors	Accessories	Primedic SpO2 Sensor	Reusable Primedic SpO2 Sensor	Replacement"," (please add OEM description here)	Primedic SpO2 SensorReplacement"," (please add OEM description here)	0	0				Ultrasound Foetal Transducer - comp w/ Bionet - Uterine Contractions		Ultrasound Foetal Transducer - comp w/ Bionet - UC	Bionet "
"6011394	SS-111XC-AS30		SS-111XC-AS30	https://www.medten.com/product/6592	Replacement	Reusable	Primedic	SpO2 Sensors	Accessories	Primedic SpO2 Sensor	Reusable Primedic SpO2 Sensor	Replacement: Adult"," Soft rubber"," 3.0m"," Nellcor-Oximax"," Reusable	Primedic SpO2 Sensor"," Adult"," Soft rubber"," 3.0m"," Nellcor-Oximax"," Reusable	1	12				Ultrasound Foetal Transducer - comp w/ Bionet - Uterine Contractions		Ultrasound Foetal Transducer - comp w/ Bionet - UC	Bionet "
"6011159	SS-111-AF30		SS-111-AF30	https://www.medten.com/product/6593	Replacement	Reusable	Primedic	SpO2 Sensors	Accessories	Primedic SpO2 Sensor	Reusable Primedic SpO2 Sensor	Replacement: Adult"," Finger clip"," 3.0m"," Nellcor"," Reusable	Primedic SpO2 Sensor"," Adult"," Finger clip"," 3.0m"," Nellcor"," Reusable	1	12				Ultrasound Foetal Transducer - comp w/ Bionet - Uterine Contractions		Ultrasound Foetal Transducer - comp w/ Bionet - UC	Bionet "
"6011160	SS-111XC-AF30		SS-111XC-AF30	https://www.medten.com/product/6594	Replacement	Reusable	Primedic	SpO2 Sensors	Accessories	Primedic SpO2 Sensor	Reusable Primedic SpO2 Sensor	Replacement: Adult"," Finger clip"," 3.0m"," Nellcor-Oximax"," Reusable	Primedic SpO2 Sensor"," Adult"," Finger clip"," 3.0m"," Nellcor-Oximax"," Reusable	1	0				Ultrasound Foetal Transducer - comp w/ Bionet - Uterine Contractions		Ultrasound Foetal Transducer - comp w/ Bionet - UC	Bionet "
"6011233	SS-091-AF10		SS-091-AF10	https://www.medten.com/product/6605	Replacement	Reusable	Mediaid	SpO2 Sensors	Accessories	Mediaid SpO2 Sensor POX020-100S	Reusable Mediaid SpO2 Sensor POX020-100S	Replacement: Adult"," Finger clip"," 1.0m"," Reusable	Mediaid SpO2 Sensor POX020-100S"," Adult"," Finger clip"," 1.0m"," Reusable	1	12				Ultrasound Foetal Transducer - comp w/ Bionet - Uterine Contractions		Ultrasound Foetal Transducer - comp w/ Bionet - UC	Bionet "
"	TNC-IBP-DPI500D		TNC-IBP-DPI500D	https://www.medten.com/product/6606	Replacement	Disposable		Pressure Infusion Bags	Accessories	Pressure Infusion Bag	Disposable Pressure Infusion Bag	Disposable pressure infusion bag","white nylon",500ml,"single tube with displayer	Pressure Infusion BagDisposable pressure infusion bag","white nylon",500ml,"single tube with displayer	1	0				Ultrasound Foetal Transducer - comp w/ Bionet - Uterine Contractions		Ultrasound Foetal Transducer - comp w/ Bionet - UC	Bionet "
"	TNC-IBP-DPI500G		TNC-IBP-DPI500G	https://www.medten.com/product/6607	Replacement	Disposable		Pressure Infusion Bags	Accessories	Pressure Infusion Bag	Disposable Pressure Infusion Bag	Disposable pressure infusion bag","white nylon",500ml,"doulbe tubes with metal pressure gauge	Pressure Infusion BagDisposable pressure infusion bag","white nylon",500ml,"doulbe tubes with metal pressure gauge	1	0				Ultrasound Foetal Transducer - comp w/ Bionet - Uterine Contractions		Ultrasound Foetal Transducer - comp w/ Bionet - UC	Bionet "
"	TNC-IBP-RPI500G		TNC-IBP-RPI500G	https://www.medten.com/product/6608	Replacement	Reusable		Pressure Infusion Bags	Accessories	Pressure Infusion Bag	Reusable Pressure Infusion Bag	Reusable pressure infusion bag","blue Nylon"," 500ml","doulbe tubes with metal pressure gauge	Pressure Infusion BagReusable pressure infusion bag","blue Nylon"," 500ml","doulbe tubes with metal pressure gauge	1	6				Ultrasound Foetal Transducer - comp w/ Bionet - Uterine Contractions		Ultrasound Foetal Transducer - comp w/ Bionet - UC	Bionet "
"	TNC-IBP-DPI1000D		TNC-IBP-DPI1000D	https://www.medten.com/product/6609	Replacement	Disposable		Pressure Infusion Bags	Accessories	Pressure Infusion Bag	Disposable Pressure Infusion Bag	Disposable pressure infusion bag","white nylon",1000ml,"single tube with displayer	Pressure Infusion BagDisposable pressure infusion bag","white nylon",1000ml,"single tube with displayer	1	0				Ultrasound Foetal Transducer - comp w/ Bionet - Uterine Contractions		Ultrasound Foetal Transducer - comp w/ Bionet - UC	Bionet "
"	TNC-IBP-DPI1000G		TNC-IBP-DPI1000G	https://www.medten.com/product/6610	Replacement	Disposable		Pressure Infusion Bags	Accessories	Pressure Infusion Bag	Disposable Pressure Infusion Bag	Disposable pressure infusion bag","white nylon",1000ml,"doulbe tubes with metal pressure gauge	Pressure Infusion BagDisposable pressure infusion bag","white nylon",1000ml,"doulbe tubes with metal pressure gauge	1	0				Ultrasound Foetal Transducer - comp w/ Bionet - Uterine Contractions		Ultrasound Foetal Transducer - comp w/ Bionet - UC	Bionet "
"	TNC-IBP-RPI1000G		TNC-IBP-RPI1000G	https://www.medten.com/product/6611	Replacement	Reusable		Pressure Infusion Bags	Accessories	Pressure Infusion Bag	Reusable Pressure Infusion Bag	Reusable pressure infusion bag","blue Nylon"," 1000ml","doulbe tubes with metal pressure gauge	Pressure Infusion BagReusable pressure infusion bag","blue Nylon"," 1000ml","doulbe tubes with metal pressure gauge	1	6				Ultrasound Foetal Transducer - comp w/ Bionet - Uterine Contractions		Ultrasound Foetal Transducer - comp w/ Bionet - UC	Bionet "
"	TNC-IBP-DPI3000D		TNC-IBP-DPI3000D	https://www.medten.com/product/6612	Replacement	Disposable		Pressure Infusion Bags	Accessories	Pressure Infusion Bag	Disposable Pressure Infusion Bag	Disposable pressure infusion bag","white nylon",3000ml,"single tube with displayer	Pressure Infusion BagDisposable pressure infusion bag","white nylon",3000ml,"single tube with displayer	1	0				Ultrasound Foetal Transducer - comp w/ Bionet - Uterine Contractions		Ultrasound Foetal Transducer - comp w/ Bionet - UC	Bionet "
"	TNC-IBP-DPI3000G		TNC-IBP-DPI3000G	https://www.medten.com/product/6613	Replacement	Disposable		Pressure Infusion Bags	Accessories	Pressure Infusion Bag	Disposable Pressure Infusion Bag	Disposable pressure infusion bag","white nylon",3000ml,"doulbe tubes with metal pressure gauge	Pressure Infusion BagDisposable pressure infusion bag","white nylon",3000ml,"doulbe tubes with metal pressure gauge	1	0				Ultrasound Foetal Transducer - comp w/ Bionet - Uterine Contractions		Ultrasound Foetal Transducer - comp w/ Bionet - UC	Bionet "
"	TNC-IBP-RPI500DT		TNC-IBP-RPI500DT	https://www.medten.com/product/6614	Replacement	Reusable		Pressure Infusion Bags	Accessories	Pressure Infusion Bag	Reusable Pressure Infusion Bag	Reusable pressure infusion bag","transparent TPU",500ml,"single tube with displayer	Pressure Infusion BagReusable pressure infusion bag","transparent TPU",500ml,"single tube with displayer	1	6				Ultrasound Foetal Transducer - comp w/ Bionet - Uterine Contractions		Ultrasound Foetal Transducer - comp w/ Bionet - UC	Bionet "
"	TNC-IBP-RPI500GT		TNC-IBP-RPI500GT	https://www.medten.com/product/6615	Replacement	Reusable		Pressure Infusion Bags	Accessories	Pressure Infusion Bag	Reusable Pressure Infusion Bag	Reusable pressure infusion bag","transparent TPU",500ml,"double tubes with metal pressure gauge	Pressure Infusion BagReusable pressure infusion bag","transparent TPU",500ml,"double tubes with metal pressure gauge	1	6				Ultrasound Foetal Transducer - comp w/ Bionet - Uterine Contractions		Ultrasound Foetal Transducer - comp w/ Bionet - UC	Bionet "
"	TNC-IBP-RPI1000DT		TNC-IBP-RPI1000DT	https://www.medten.com/product/6616	Replacement	Reusable		Pressure Infusion Bags	Accessories	Pressure Infusion Bag	Reusable Pressure Infusion Bag	Reusable pressure infusion bag","transparent TPU",1000ml,"single tube with displayer	Pressure Infusion BagReusable pressure infusion bag","transparent TPU",1000ml,"single tube with displayer	1	6				Ultrasound Foetal Transducer - comp w/ Bionet - Uterine Contractions		Ultrasound Foetal Transducer - comp w/ Bionet - UC	Bionet "
"	TNC-GPS-CTC-001		TNC-GPS-CTC-001	https://www.medten.com/product/6617	Replacement	Reusable	Zimmer Biomet	Tourniquet Cuffs	Accessories	Zimmer Tourniquet Cuff 60-7600-001-00	Reusable Zimmer Tourniquet Cuff 60-7600-001-00	Reusable cylindrical tourniquet Cuffs"," 8""X2.5"""," single port"," single bladder"," Light blue	Zimmer Tourniquet Cuff 60-7600-001-00Reusable cylindrical tourniquet Cuffs"," 8""X2.5"""," single port"," single bladder"," Light blue	1	6				Ultrasound Foetal Transducer - comp w/ Bionet - Uterine Contractions		Ultrasound Foetal Transducer - comp w/ Bionet - UC	Bionet "
"	TNC-GPS-CTC-002		TNC-GPS-CTC-002	https://www.medten.com/product/6618	Replacement	Reusable	Zimmer Biomet	Tourniquet Cuffs	Accessories	Zimmer Tourniquet Cuff 60-7500-001-00	Reusable Zimmer Tourniquet Cuff 60-7500-001-00	Reusable cylindrical tourniquet Cuffs","8""X2.5""","dual port","single bladder","Light blue	Zimmer Tourniquet Cuff 60-7500-001-00Reusable cylindrical tourniquet Cuffs","8""X2.5""","dual port","single bladder","Light blue	1	0				Ultrasound Foetal Transducer - comp w/ Bionet - Uterine Contractions		Ultrasound Foetal Transducer - comp w/ Bionet - UC	Bionet "
"	TNC-GPS-CTC-003		TNC-GPS-CTC-003	https://www.medten.com/product/6619	Replacement	Reusable	Zimmer Biomet	Tourniquet Cuffs	Accessories	Zimmer Tourniquet Cuff 60-7600-002-00	Reusable Zimmer Tourniquet Cuff 60-7600-002-00	Reusable cylindrical tourniquet Cuffs","12""X3.5""","single port","single bladder","dark purple	Zimmer Tourniquet Cuff 60-7600-002-00Reusable cylindrical tourniquet Cuffs","12""X3.5""","single port","single bladder","dark purple	1	6				Ultrasound Foetal Transducer - comp w/ Bionet - Uterine Contractions		Ultrasound Foetal Transducer - comp w/ Bionet - UC	Bionet "
"	TNC-GPS-CTC-004		TNC-GPS-CTC-004	https://www.medten.com/product/6620	Replacement	Reusable	Zimmer Biomet	Tourniquet Cuffs	Accessories	Zimmer Tourniquet Cuff 60-7500-002-00	Reusable Zimmer Tourniquet Cuff 60-7500-002-00	Reusable cylindrical tourniquet Cuffs","12""X3.5""","dual port","single bladder","dark purple	Zimmer Tourniquet Cuff 60-7500-002-00Reusable cylindrical tourniquet Cuffs","12""X3.5""","dual port","single bladder","dark purple	1	0				Ultrasound Foetal Transducer - comp w/ Bionet - Uterine Contractions		Ultrasound Foetal Transducer - comp w/ Bionet - UC	Bionet "
"	TNC-GPS-CTC-005		TNC-GPS-CTC-005	https://www.medten.com/product/6621	Replacement	Reusable	Zimmer Biomet	Tourniquet Cuffs	Accessories	Zimmer Tourniquet Cuff 60-8000-001-00	Reusable Zimmer Tourniquet Cuff 60-8000-001-00	Reusable cylindrical tourniquet Cuffs","15""X4""","single port","single bladder","gray	Zimmer Tourniquet Cuff 60-8000-001-00Reusable cylindrical tourniquet Cuffs","15""X4""","single port","single bladder","gray	1	0				Ultrasound Foetal Transducer - comp w/ Bionet - Uterine Contractions		Ultrasound Foetal Transducer - comp w/ Bionet - UC	Bionet "
"	TNC-GPS-CTC-006		TNC-GPS-CTC-006	https://www.medten.com/product/6622	Replacement	Reusable	Zimmer Biomet	Tourniquet Cuffs	Accessories	Zimmer Tourniquet Cuff 60-8100-001-00	Reusable Zimmer Tourniquet Cuff 60-8100-001-00	Reusable cylindrical tourniquet Cuffs","15""X4""","dual port","single bladder","gray	Zimmer Tourniquet Cuff 60-8100-001-00Reusable cylindrical tourniquet Cuffs","15""X4""","dual port","single bladder","gray	1	0				Ultrasound Foetal Transducer - comp w/ Bionet - Uterine Contractions		Ultrasound Foetal Transducer - comp w/ Bionet - UC	Bionet "
"	TNC-GPS-CTC-007		TNC-GPS-CTC-007	https://www.medten.com/product/6623	Replacement	Reusable	Zimmer Biomet	Tourniquet Cuffs	Accessories	Zimmer Tourniquet Cuff 60-7600-003-00	Reusable Zimmer Tourniquet Cuff 60-7600-003-00	Reusable cylindrical tourniquet Cuffs","18""X4""","single port","single bladder","red	Zimmer Tourniquet Cuff 60-7600-003-00Reusable cylindrical tourniquet Cuffs","18""X4""","single port","single bladder","red	1	0				Ultrasound Foetal Transducer - comp w/ Bionet - Uterine Contractions		Ultrasound Foetal Transducer - comp w/ Bionet - UC	Bionet "
"	TNC-GPS-CTC-008		TNC-GPS-CTC-008	https://www.medten.com/product/6624	Replacement	Reusable	Zimmer Biomet	Tourniquet Cuffs	Accessories	Zimmer Tourniquet Cuff 60-7500-003-00	Reusable Zimmer Tourniquet Cuff 60-7500-003-00	Reusable cylindrical tourniquet Cuffs","18""X4""","dual port","single bladder","red	Zimmer Tourniquet Cuff 60-7500-003-00Reusable cylindrical tourniquet Cuffs","18""X4""","dual port","single bladder","red	1	0				Ultrasound Foetal Transducer - comp w/ Bionet - Uterine Contractions		Ultrasound Foetal Transducer - comp w/ Bionet - UC	Bionet "
"	TNC-GPS-CTC-009		TNC-GPS-CTC-009	https://www.medten.com/product/6625	Replacement	Reusable	Zimmer Biomet	Tourniquet Cuffs	Accessories	Zimmer Tourniquet Cuff 60-7600-004-00	Reusable Zimmer Tourniquet Cuff 60-7600-004-00	Reusable cylindrical tourniquet Cuffs","24""X4""","single port","single bladder","yellow	Zimmer Tourniquet Cuff 60-7600-004-00Reusable cylindrical tourniquet Cuffs","24""X4""","single port","single bladder","yellow	1	0				Ultrasound Foetal Transducer - comp w/ Bionet - Uterine Contractions		Ultrasound Foetal Transducer - comp w/ Bionet - UC	Bionet "
"	TNC-GPS-CTC-010		TNC-GPS-CTC-010	https://www.medten.com/product/6626	Replacement	Reusable	Zimmer Biomet	Tourniquet Cuffs	Accessories	Zimmer Tourniquet Cuff 60-7500-004-00	Reusable Zimmer Tourniquet Cuff 60-7500-004-00	Reusable cylindrical tourniquet Cuffs","24""X4""","dual port","single bladder","yellow	Zimmer Tourniquet Cuff 60-7500-004-00Reusable cylindrical tourniquet Cuffs","24""X4""","dual port","single bladder","yellow	1	0				Ultrasound Foetal Transducer - comp w/ Bionet - Uterine Contractions		Ultrasound Foetal Transducer - comp w/ Bionet - UC	Bionet "
"	TNC-GPS-CTC-011		TNC-GPS-CTC-011	https://www.medten.com/product/6627	Replacement	Reusable	Zimmer Biomet	Tourniquet Cuffs	Accessories	Zimmer Tourniquet Cuff 60-7600-005-00	Reusable Zimmer Tourniquet Cuff 60-7600-005-00	Reusable cylindrical tourniquet Cuffs","30""X4""","single port","single bladder","dark blue	Zimmer Tourniquet Cuff 60-7600-005-00Reusable cylindrical tourniquet Cuffs","30""X4""","single port","single bladder","dark blue	1	0				Ultrasound Foetal Transducer - comp w/ Bionet - Uterine Contractions		Ultrasound Foetal Transducer - comp w/ Bionet - UC	Bionet "
"	TNC-GPS-CTC-012		TNC-GPS-CTC-012	https://www.medten.com/product/6628	Replacement	Reusable	Zimmer Biomet	Tourniquet Cuffs	Accessories	Zimmer Tourniquet Cuff 60-7500-005-00	Reusable Zimmer Tourniquet Cuff 60-7500-005-00	Reusable cylindrical tourniquet Cuffs","30""X4""","dual port","single bladder","dark blue	Zimmer Tourniquet Cuff 60-7500-005-00Reusable cylindrical tourniquet Cuffs","30""X4""","dual port","single bladder","dark blue	1	0				Ultrasound Foetal Transducer - comp w/ Bionet - Uterine Contractions		Ultrasound Foetal Transducer - comp w/ Bionet - UC	Bionet "
"	TNC-GPS-CTC-013		TNC-GPS-CTC-013	https://www.medten.com/product/6629	Replacement	Reusable	Zimmer Biomet	Tourniquet Cuffs	Accessories	Zimmer Tourniquet Cuff 60-7600-006-00	Reusable Zimmer Tourniquet Cuff 60-7600-006-00	Reusable cylindrical tourniquet Cuffs","34""X4""","single port","single bladder","blue	Zimmer Tourniquet Cuff 60-7600-006-00Reusable cylindrical tourniquet Cuffs","34""X4""","single port","single bladder","blue	1	0				Ultrasound Foetal Transducer - comp w/ Bionet - Uterine Contractions		Ultrasound Foetal Transducer - comp w/ Bionet - UC	Bionet "
"	TNC-GPS-CTC-014		TNC-GPS-CTC-014	https://www.medten.com/product/6630	Replacement	Reusable	Zimmer Biomet	Tourniquet Cuffs	Accessories	Zimmer Tourniquet Cuff 60-7500-006-00	Reusable Zimmer Tourniquet Cuff 60-7500-006-00	Reusable cylindrical tourniquet Cuffs","34""X4""","dual port","single bladder","blue	Zimmer Tourniquet Cuff 60-7500-006-00Reusable cylindrical tourniquet Cuffs","34""X4""","dual port","single bladder","blue	1	0				Ultrasound Foetal Transducer - comp w/ Bionet - Uterine Contractions		Ultrasound Foetal Transducer - comp w/ Bionet - UC	Bionet "
"	TNC-GPS-CTC-015		TNC-GPS-CTC-015	https://www.medten.com/product/6631	Replacement	Reusable	Zimmer Biomet	Tourniquet Cuffs	Accessories	Zimmer Tourniquet Cuff 60-7600-007-00	Reusable Zimmer Tourniquet Cuff 60-7600-007-00	Reusable cylindrical tourniquet Cuffs","44""X4""","single port","single bladder","green	Zimmer Tourniquet Cuff 60-7600-007-00Reusable cylindrical tourniquet Cuffs","44""X4""","single port","single bladder","green	1	0				Ultrasound Foetal Transducer - comp w/ Bionet - Uterine Contractions		Ultrasound Foetal Transducer - comp w/ Bionet - UC	Bionet "
"	TNC-GPS-CTC-016		TNC-GPS-CTC-016	https://www.medten.com/product/6632	Replacement	Reusable	Zimmer Biomet	Tourniquet Cuffs	Accessories	Zimmer Tourniquet Cuff 60-7500-007-00	Reusable Zimmer Tourniquet Cuff 60-7500-007-00	Reusable cylindrical tourniquet Cuffs","44""X4""","dual port","single bladder","green	Zimmer Tourniquet Cuff 60-7500-007-00Reusable cylindrical tourniquet Cuffs","44""X4""","dual port","single bladder","green	1	0				Ultrasound Foetal Transducer - comp w/ Bionet - Uterine Contractions		Ultrasound Foetal Transducer - comp w/ Bionet - UC	Bionet "
"	TNC-GPS-CTC-017		TNC-GPS-CTC-017	https://www.medten.com/product/6633	Replacement	Reusable	Zimmer Biomet	Tourniquet Cuffs	Accessories	Zimmer Tourniquet Cuff 60-7666-001-00	Reusable Zimmer Tourniquet Cuff 60-7666-001-00	Reusable cylindrical tourniquet Cuffs","14""X4""","dual port","dual bladder","purple	Zimmer Tourniquet Cuff 60-7666-001-00Reusable cylindrical tourniquet Cuffs","14""X4""","dual port","dual bladder","purple	1	0				Ultrasound Foetal Transducer - comp w/ Bionet - Uterine Contractions		Ultrasound Foetal Transducer - comp w/ Bionet - UC	Bionet "
"	TNC-GPS-CTC-018		TNC-GPS-CTC-018	https://www.medten.com/product/6634	Replacement	Reusable	Zimmer Biomet	Tourniquet Cuffs	Accessories	Zimmer Tourniquet Cuff 60-7666-002-00	Reusable Zimmer Tourniquet Cuff 60-7666-002-00	Reusable cylindrical tourniquet Cuffs","20""X6""","dual port","dual bladder","dark blue	Zimmer Tourniquet Cuff 60-7666-002-00Reusable cylindrical tourniquet Cuffs","20""X6""","dual port","dual bladder","dark blue	1	0				Ultrasound Foetal Transducer - comp w/ Bionet - Uterine Contractions		Ultrasound Foetal Transducer - comp w/ Bionet - UC	Bionet "
"	TNC-GPS-CTC-019		TNC-GPS-CTC-019	https://www.medten.com/product/6635	Replacement	Reusable		Tourniquet Cuffs	Accessories	Zimmer Tourniquet Cuff 60-7555-002-00	Reusable Zimmer Tourniquet Cuff 60-7555-002-00	Reusable cylindrical tourniquet Cuffs","20""X6""","four ports","dual bladder","dark blue	Zimmer Tourniquet Cuff 60-7555-002-00Reusable cylindrical tourniquet Cuffs","20""X6""","four ports","dual bladder","dark blue	1	0				Ultrasound Foetal Transducer - comp w/ Bionet - Uterine Contractions		Ultrasound Foetal Transducer - comp w/ Bionet - UC	Bionet "
"	TNC-GPS-CTC-020		TNC-GPS-CTC-020	https://www.medten.com/product/6636	Replacement	Reusable	Zimmer Biomet	Tourniquet Cuffs	Accessories	Zimmer Tourniquet Cuff 60-7666-003-00	Reusable Zimmer Tourniquet Cuff 60-7666-003-00	Reusable cylindrical tourniquet Cuffs","26""X6""","dual port","dual bladder","orange	Zimmer Tourniquet Cuff 60-7666-003-00Reusable cylindrical tourniquet Cuffs","26""X6""","dual port","dual bladder","orange	1	0				Ultrasound Foetal Transducer - comp w/ Bionet - Uterine Contractions		Ultrasound Foetal Transducer - comp w/ Bionet - UC	Bionet "
"	TNC-GPS-CTC-021		TNC-GPS-CTC-021	https://www.medten.com/product/6637	Replacement	Reusable	Zimmer Biomet	Tourniquet Cuffs	Accessories	Zimmer Tourniquet Cuff 60-7555-003-00	Reusable Zimmer Tourniquet Cuff 60-7555-003-00	Reusable cylindrical tourniquet Cuffs","26""X6""","four ports","dual bladder","orange	Zimmer Tourniquet Cuff 60-7555-003-00Reusable cylindrical tourniquet Cuffs","26""X6""","four ports","dual bladder","orange	1	0				Ultrasound Foetal Transducer - comp w/ Bionet - Uterine Contractions		Ultrasound Foetal Transducer - comp w/ Bionet - UC	Bionet "
"	TNC-GPS-CTC-022		TNC-GPS-CTC-022	https://www.medten.com/product/6638	Replacement	Reusable	Zimmer Biomet	Tourniquet Cuffs	Accessories	Zimmer Tourniquet Cuff	Reusable Zimmer Tourniquet Cuff	Reusable cylindrical tourniquet Cuffs","32""X6""","dual port","dual bladder","brown	Zimmer Tourniquet CuffReusable cylindrical tourniquet Cuffs","32""X6""","dual port","dual bladder","brown	1	0				Ultrasound Foetal Transducer - comp w/ Bionet - Uterine Contractions		Ultrasound Foetal Transducer - comp w/ Bionet - UC	Bionet "
"	TNC-GPS-CTC-023		TNC-GPS-CTC-023	https://www.medten.com/product/6639	Replacement	Reusable	Zimmer Biomet	Tourniquet Cuffs	Accessories	Zimmer Tourniquet Cuff	Reusable Zimmer Tourniquet Cuff	Reusable cylindrical tourniquet Cuffs","38""X4""","single port","single bladder","teal	Zimmer Tourniquet CuffReusable cylindrical tourniquet Cuffs","38""X4""","single port","single bladder","teal	1	0				Ultrasound Foetal Transducer - comp w/ Bionet - Uterine Contractions		Ultrasound Foetal Transducer - comp w/ Bionet - UC	Bionet "
"	TNC-GPS-CTC-024		TNC-GPS-CTC-024	https://www.medten.com/product/6640	Replacement	Reusable	Zimmer Biomet	Tourniquet Cuffs	Accessories	Zimmer Tourniquet Cuff 60-7450-004-00	Reusable Zimmer Tourniquet Cuff 60-7450-004-00	Reusable contour tourniquet Cuffs","24""X4""","single port","single bladder","red	Zimmer Tourniquet Cuff 60-7450-004-00Reusable contour tourniquet Cuffs","24""X4""","single port","single bladder","red	1	0				Ultrasound Foetal Transducer - comp w/ Bionet - Uterine Contractions		Ultrasound Foetal Transducer - comp w/ Bionet - UC	Bionet "
"	TNC-GPS-CTC-025		TNC-GPS-CTC-025	https://www.medten.com/product/6641	Replacement	Reusable	Zimmer Biomet	Tourniquet Cuffs	Accessories	Zimmer Tourniquet Cuff 60-7350-002-00	Reusable Zimmer Tourniquet Cuff 60-7350-002-00	Reusable contour tourniquet Cuffs","30""X4.1""","single port","single bladder","yellow	Zimmer Tourniquet Cuff 60-7350-002-00Reusable contour tourniquet Cuffs","30""X4.1""","single port","single bladder","yellow	1	0				Ultrasound Foetal Transducer - comp w/ Bionet - Uterine Contractions		Ultrasound Foetal Transducer - comp w/ Bionet - UC	Bionet "
"	TNC-GPS-CTC-026		TNC-GPS-CTC-026	https://www.medten.com/product/6642	Replacement	Reusable	Zimmer Biomet	Tourniquet Cuffs	Accessories	Zimmer Tourniquet Cuff 60-7450-003-00	Reusable Zimmer Tourniquet Cuff 60-7450-003-00	Reusable contour tourniquet Cuffs","34""X4.3""","single port","single bladder","yellow	Zimmer Tourniquet Cuff 60-7450-003-00Reusable contour tourniquet Cuffs","34""X4.3""","single port","single bladder","yellow	1	0				Ultrasound Foetal Transducer - comp w/ Bionet - Uterine Contractions		Ultrasound Foetal Transducer - comp w/ Bionet - UC	Bionet "
"	TNC-GPS-CTC-027		TNC-GPS-CTC-027	https://www.medten.com/product/6643	Replacement	Reusable	Zimmer Biomet	Tourniquet Cuffs	Accessories	Zimmer Tourniquet Cuff 60-7500-008-00	Reusable Zimmer Tourniquet Cuff 60-7500-008-00	Reusable contour tourniquet Cuffs","43""X5""","single port","single bladder","green	Zimmer Tourniquet Cuff 60-7500-008-00Reusable contour tourniquet Cuffs","43""X5""","single port","single bladder","green	1	0				Ultrasound Foetal Transducer - comp w/ Bionet - Uterine Contractions		Ultrasound Foetal Transducer - comp w/ Bionet - UC	Bionet "
"	TNC-GPS-PS-001		TNC-GPS-PS-001	https://www.medten.com/product/6644	Replacement	Disposable		Tourniquet Protection Sleeves	Accessories	Cuff Sleeves	Disposable Cuff Sleeves	Limb Protection Sleeves","6""×2.5""","Small size	Cuff SleevesLimb Protection Sleeves","6""×2.5""","Small size	1	0				Ultrasound Foetal Transducer - comp w/ Bionet - Uterine Contractions		Ultrasound Foetal Transducer - comp w/ Bionet - UC	Bionet "
"	TNC-GPS-PS-002		TNC-GPS-PS-002	https://www.medten.com/product/6645	Replacement	Disposable		Tourniquet Protection Sleeves	Accessories	Cuff Sleeves	Disposable Cuff Sleeves	Limb Protection Sleeves","9""×4"""," Medium size	Cuff SleevesLimb Protection Sleeves","9""×4"""," Medium size	1	0				Ultrasound Foetal Transducer - comp w/ Bionet - Uterine Contractions		Ultrasound Foetal Transducer - comp w/ Bionet - UC	Bionet "
"	TNC-GPS-PS-003		TNC-GPS-PS-003	https://www.medten.com/product/6646	Replacement	Disposable		Tourniquet Protection Sleeves	Accessories	Cuff Sleeves	Disposable Cuff Sleeves	Limb Protection Sleeves","10""×8"""," Large size	Cuff SleevesLimb Protection Sleeves","10""×8"""," Large size	1	0				Ultrasound Foetal Transducer - comp w/ Bionet - Uterine Contractions		Ultrasound Foetal Transducer - comp w/ Bionet - UC	Bionet "
"	TNC-GPS-PS-004		TNC-GPS-PS-004	https://www.medten.com/product/6647	Replacement	Disposable		Tourniquet Protection Sleeves	Accessories	Cuff Sleeves	Disposable Cuff Sleeves	Limb Protection Sleeves","11""×9"""," Extra Large size	Cuff SleevesLimb Protection Sleeves","11""×9"""," Extra Large size	1	0				Ultrasound Foetal Transducer - comp w/ Bionet - Uterine Contractions		Ultrasound Foetal Transducer - comp w/ Bionet - UC	Bionet "
"	SA-026X-30XC		SA-026X-30XC	https://www.medten.com/product/6651	Replacement	Reusable	Spacelabs	SpO2 Adapter Cables	Accessories	Spacelabs SpO2 Adapter Cable	Reusable Spacelabs SpO2 Adapter Cable	Replacement: 3.0m"," use with Nellcor-Oximax sensor	Spacelabs SpO2 Adapter Cable"," 3.0m"," use with Nellcor-Oximax sensor	1	12				Ultrasound Foetal Transducer - comp w/ Bionet - Uterine Contractions		Ultrasound Foetal Transducer - comp w/ Bionet - UC	Bionet "
"	BPN-50BS-W01M		BPN-50BS-W01M	https://www.medten.com/product/6654	Replacement	Reusable		NIBP Cuffs	Accessories	NIBP Cuff	Reusable NIBP Cuff	Replacement: Adult (23-33cm)"," Single Tube"," With Bladder	NIBP Cuff"," Adult (23-33cm)"," Single Tube"," With Bladder	1	6				Ultrasound Foetal Transducer - comp w/ Bionet - Uterine Contractions		Ultrasound Foetal Transducer - comp w/ Bionet - UC	Bionet "
"6014048	BPH-AS35-02M-02M		BPH-AS35-02M-02M	https://www.medten.com/product/6658	Replacement	Reusable	Spacelabs	NIBP Air Hoses	Accessories	Spacelabs NIBP Air Hose	Reusable Spacelabs NIBP Air Hose	Replacement: Adult/Pediatric"," Single Tube"," 3.5m	Spacelabs NIBP Air Hose"," Adult/Pediatric"," Single Tube"," 3.5m	1	6				Ultrasound Foetal Transducer - comp w/ Bionet - Uterine Contractions		Ultrasound Foetal Transducer - comp w/ Bionet - UC	Bionet "
"	BPH-AS25-07Z-25		BPH-AS25-07Z-25	https://www.medten.com/product/6659	Replacement	Reusable	Philips	NIBP Air Hoses	Accessories	Philips NIBP Air Hose	Reusable Philips NIBP Air Hose	Replacement: Adult/Pediatric"," Single Tube"," 2.5m	Philips NIBP Air Hose"," Adult/Pediatric"," Single Tube"," 2.5m	1	6				Ultrasound Foetal Transducer - comp w/ Bionet - Uterine Contractions		Ultrasound Foetal Transducer - comp w/ Bionet - UC	Bionet "
"	TS-BE02-PS15		TS-BE02-PS15	https://www.medten.com/product/6662	Replacement	Reusable	Being	Temperature Probes	Accessories	Temperature Probe	Reusable Temperature Probe	Replacement: Pediatric/Neonate"," Skin surface"," 1.5m"," Reusable	Temperature Probe"," Pediatric/Neonate"," Skin surface"," 1.5m"," Reusable	1	12				Ultrasound Foetal Transducer - comp w/ Bionet - Uterine Contractions		Ultrasound Foetal Transducer - comp w/ Bionet - UC	Bionet "
"6011024	SS-015XC-AF30		SS-015XC-AF30	https://www.medten.com/product/6663	Replacement	Reusable	Marquette	SpO2 Sensors	Accessories	GE Healthcare SpO2 Sensor	Reusable GE Healthcare SpO2 Sensor	Replacement: Adult"," Finger clip"," 3.0m"," Nellcor-Oximax"," Reusable	GE Healthcare SpO2 Sensor"," Adult"," Finger clip"," 3.0m"," Nellcor-Oximax"," Reusable	1	12				Ultrasound Foetal Transducer - comp w/ Bionet - Uterine Contractions		Ultrasound Foetal Transducer - comp w/ Bionet - UC	Bionet "
"6011234	SS-073D-AF30		SS-073D-AF30	https://www.medten.com/product/6674	Replacement	Reusable		SpO2 Sensors	Accessories	Digital SpO2 Sensor	Reusable Digital SpO2 Sensor	Replacement: Adult"," Finger clip"," 3.0m"," Digital "," Reusable	Digital SpO2 Sensor"," Adult"," Finger clip"," 3.0m"," Digital "," Reusable	1	12				Ultrasound Foetal Transducer - comp w/ Bionet - Uterine Contractions		Ultrasound Foetal Transducer - comp w/ Bionet - UC	Bionet "
"6012315	SS-024-NW10		SS-024-NW10	https://www.medten.com/product/6676	Replacement	Reusable	Philips	SpO2 Sensors	Accessories	Philips SpO2 Sensor M1193B	Reusable Philips SpO2 Sensor M1193B	Replacement: Neonate"," Wrap"," 1.0m"," Nellcor-OxiSmart"," Reusable	Philips SpO2 Sensor M1193B"," Neonate"," Wrap"," 1.0m"," Nellcor-OxiSmart"," Reusable	1	12				Ultrasound Foetal Transducer - comp w/ Bionet - Uterine Contractions		Ultrasound Foetal Transducer - comp w/ Bionet - UC	Bionet "
"6012783	SS-024-LAS30		SS-024-LAS30	https://www.medten.com/product/6677	Replacement	Reusable	Philips	SpO2 Sensors	Accessories	Philips SpO2 Sensor M1191AL (Large)	Reusable Philips SpO2 Sensor M1191AL (Large)	Replacement: Large adult"," Soft rubber"," 3.0m"," Nellcor-OxiSmart"," Reusable	Philips SpO2 Sensor M1191AL (Large)"," Large adult"," Soft rubber"," 3.0m"," Nellcor-OxiSmart"," Reusable	1	12				Ultrasound Foetal Transducer - comp w/ Bionet - Uterine Contractions		Ultrasound Foetal Transducer - comp w/ Bionet - UC	Bionet "
"6014122	BPH-AD25-24-N		BPH-AD25-24-N	https://www.medten.com/product/6679	Replacement	Reusable	Welch Allyn	NIBP Air Hoses	Accessories	NIBP Air Hose	Reusable NIBP Air Hose	Replacement: Adult/Pediatric"," Double Tube"," 2.5m	NIBP Air Hose"," Adult/Pediatric"," Double Tube"," 2.5m	1	6				Ultrasound Foetal Transducer - comp w/ Bionet - Uterine Contractions		Ultrasound Foetal Transducer - comp w/ Bionet - UC	Bionet "
"6015221	IBP-PH01-EW04		IBP-PH01-EW04	https://www.medten.com/product/6682	Replacement	Reusable	Philips	IBP Adapter Cables	Accessories	Philips IBP Adapter Cable	Reusable Philips IBP Adapter Cable	Replacement: 0.3m"," use with Edwards disposable transducer"," Reusable	Philips IBP Adapter Cable"," 0.3m"," use with Edwards disposable transducer"," Reusable	1	12				Ultrasound Foetal Transducer - comp w/ Bionet - Uterine Contractions		Ultrasound Foetal Transducer - comp w/ Bionet - UC	Bionet "
"	BPH-AS25-21-01M		BPH-AS25-21-01M	https://www.medten.com/product/6683	Replacement	Reusable	Infinium	NIBP Air Hoses	Accessories	NIBP Air Hose	Reusable NIBP Air Hose	Replacement: Adult/Pediatric"," Single Tube"," 2.5m	NIBP Air Hose"," Adult/Pediatric"," Single Tube"," 2.5m	1	6				Ultrasound Foetal Transducer - comp w/ Bionet - Uterine Contractions		Ultrasound Foetal Transducer - comp w/ Bionet - UC	Bionet "
"	TS-CM-AS30		TS-CM-AS30	https://www.medten.com/product/6688	Replacement	Reusable	Comen	Temperature Probes	Accessories	Comen Temperature Probe 040-000246-00	Reusable Comen Temperature Probe 040-000246-00	Replacement: Adult"," Skin surface"," 3.0m"," 10K Resistance"," Reusable	Comen Temperature Probe 040-000246-00"," Adult"," Skin surface"," 3.0m"," 10K Resistance"," Reusable	1	12				Ultrasound Foetal Transducer - comp w/ Bionet - Uterine Contractions		Ultrasound Foetal Transducer - comp w/ Bionet - UC	Bionet "
"	TH-RD40-4949-4848		TH-RD40-4949-4848	https://www.medten.com/product/6691	Replacement	Reusable	Zimmer Biomet	Air Hoses	Accessories	Zimmer Biomet Tourniquet Air Hoses 60401800100	Reusable Zimmer Biomet Tourniquet Air Hoses 60401800100	Dual Port Hose"," Red/White"," 4.0m	Zimmer Biomet Tourniquet Air Hoses 60401800100Dual Port Hose"," Red/White"," 4.0m	1	6				Ultrasound Foetal Transducer - comp w/ Bionet - Uterine Contractions		Ultrasound Foetal Transducer - comp w/ Bionet - UC	Bionet "
"6010558	SA-024X-24XC		SA-024X-24XC	https://www.medten.com/product/6693	Replacement	Reusable	Philips	SpO2 Adapter Cables	Accessories	Philips SpO2 Adapter Cable M1943NL(Non-Oximax)	Reusable Philips SpO2 Adapter Cable M1943NL(Non-Oximax)	Replacement: 2.4m"," use with Nellcor-Oxismart sensor"," Reusable	Philips SpO2 Adapter Cable M1943NL(Non-Oximax)"," 2.4m"," use with Nellcor-Oxismart sensor"," Reusable	1	12				Ultrasound Foetal Transducer - comp w/ Bionet - Uterine Contractions		Ultrasound Foetal Transducer - comp w/ Bionet - UC	Bionet "
"	BPH-AS25-42-N		BPH-AS25-42-N	https://www.medten.com/product/6694	Replacement	Reusable	Welch Allyn	NIBP Air Hoses	Accessories	NIBP Air Hose	Reusable NIBP Air Hose	Replacement: Adult/Pediatric"," Single Tube"," 2.5m	NIBP Air Hose"," Adult/Pediatric"," Single Tube"," 2.5m	1	6				Ultrasound Foetal Transducer - comp w/ Bionet - Uterine Contractions		Ultrasound Foetal Transducer - comp w/ Bionet - UC	Bionet "
"	TH-BD40-4949-4848		TH-BD40-4949-4848	https://www.medten.com/product/6696	Replacement	Reusable	Zimmer Biomet	Air Hoses	Accessories	Zimmer Biomet Tourniquet Air Hoses 60401700100	Reusable Zimmer Biomet Tourniquet Air Hoses 60401700100	Dual Port Hose"," Blue/White"," 4.0m	Zimmer Biomet Tourniquet Air Hoses 60401700100Dual Port Hose"," Blue/White"," 4.0m	1	6				Ultrasound Foetal Transducer - comp w/ Bionet - Uterine Contractions		Ultrasound Foetal Transducer - comp w/ Bionet - UC	Bionet "
"	TH-DD40-4949-4848		TH-DD40-4949-4848	https://www.medten.com/product/6697	Replacement	Reusable	Zimmer Biomet	Air Hoses	Accessories	Zimmer Tourniquet Hoses (2 pcs/set)	Reusable Zimmer Tourniquet Hoses (2 pcs/set)	Dual Port Hose"," Red/White"," 4.0m(1)+Dual Port Hose"," Blue/White"," 4.0m(1)	Zimmer Tourniquet Hoses (2 pcs/set)Dual Port Hose"," Red/White"," 4.0m(1)+Dual Port Hose"," Blue/White"," 4.0m(1)	Set	6				Ultrasound Foetal Transducer - comp w/ Bionet - Uterine Contractions		Ultrasound Foetal Transducer - comp w/ Bionet - UC	Bionet "
"6015309	IBP-PH01-PVB04		IBP-PH01-PVB04	https://www.medten.com/product/6698	Replacement	Reusable	Philips	IBP Adapter Cables	Accessories	Philips IBP Adapter Cable	Reusable Philips IBP Adapter Cable	Replacement: 0.3m"," use with PVB disposable transducer"," Reusable	Philips IBP Adapter Cable"," 0.3m"," use with PVB disposable transducer"," Reusable	1	12				Ultrasound Foetal Transducer - comp w/ Bionet - Uterine Contractions		Ultrasound Foetal Transducer - comp w/ Bionet - UC	Bionet "
"6012527	SS-024-AE10		SS-024-AE10	https://www.medten.com/product/6700	Replacement	Reusable	Philips	SpO2 Sensors	Accessories	Philips SpO2 Sensor M1194B	Reusable Philips SpO2 Sensor M1194B	Replacement: Adult"," Ear clip"," 1.0m"," Nellcor - OxiSmart	Philips SpO2 Sensor M1194B"," Adult"," Ear clip"," 1.0m"," Nellcor - OxiSmart	1	12				Ultrasound Foetal Transducer - comp w/ Bionet - Uterine Contractions		Ultrasound Foetal Transducer - comp w/ Bionet - UC	Bionet "
"	BPH-AS25-19-02M		BPH-AS25-19-02M	https://www.medten.com/product/6702	Replacement	Reusable	Fukuda Denshi	NIBP Air Hoses	Accessories	Fukuda Denshi NIBP Air Hose OA-70-APR3.5	Reusable Fukuda Denshi NIBP Air Hose OA-70-APR3.5	Replacement: Adult/Pediatric"," Single Tube"," 2.5m"," Reusable	Fukuda Denshi NIBP Air Hose OA-70-APR3.5"," Adult/Pediatric"," Single Tube"," 2.5m"," Reusable	1	6				Ultrasound Foetal Transducer - comp w/ Bionet - Uterine Contractions		Ultrasound Foetal Transducer - comp w/ Bionet - UC	Bionet "
"	BISB-AP01-13		BISB-AP01-13	https://www.medten.com/product/6703	Replacement	Reusable	Covidien	BIS Adapter Cables	Accessories	Covidien BIS Patient Interface Cable 186-0107	Reusable Covidien BIS Patient Interface Cable 186-0107	Replacement: BIS LoC 2 channel patient interface cable	Covidien BIS Patient Interface Cable 186-0107"," BIS LoC 2 channel patient interface cable	1	12				Ultrasound Foetal Transducer - comp w/ Bionet - Uterine Contractions		Ultrasound Foetal Transducer - comp w/ Bionet - UC	Bionet "
"6015089	IBP-PH01-MXL04		IBP-PH01-MXL04	https://www.medten.com/product/6706	Replacement	Reusable	Philips	IBP Adapter Cables	Accessories	Philips IBP Adapter Cable	Reusable Philips IBP Adapter Cable	Replacement: 0.3m"," use with Medex-Logical disposable transducer"," Reusable	Philips IBP Adapter Cable"," 0.3m"," use with Medex-Logical disposable transducer"," Reusable	1	12				Ultrasound Foetal Transducer - comp w/ Bionet - Uterine Contractions		Ultrasound Foetal Transducer - comp w/ Bionet - UC	Bionet "
"6011050	SS-028XC-AF30		SS-028XC-AF30	https://www.medten.com/product/6707	Replacement	Reusable	Siemens	SpO2 Sensors	Accessories	Siemens SpO2 Sensor	Reusable Siemens SpO2 Sensor	Replacement: Adult"," Finger clip"," 3.0m"," Nellcor-Oximax"," Reusable	Siemens SpO2 Sensor"," Adult"," Finger clip"," 3.0m"," Nellcor-Oximax"," Reusable	1	12				Ultrasound Foetal Transducer - comp w/ Bionet - Uterine Contractions		Ultrasound Foetal Transducer - comp w/ Bionet - UC	Bionet "
"	SS-161-AF30		SS-161-AF30	https://www.medten.com/product/6710	Replacement	Reusable	Osen	SpO2 Sensors	Accessories	Osen SpO2 Sensor	Reusable Osen SpO2 Sensor	Replacement: Adult"," Finger clip"," 3.0m"," Reusable	Osen SpO2 Sensor"," Adult"," Finger clip"," 3.0m"," Reusable	1	12				Ultrasound Foetal Transducer - comp w/ Bionet - Uterine Contractions		Ultrasound Foetal Transducer - comp w/ Bionet - UC	Bionet "
"6014117	BPH-AD25-09M-10		BPH-AD25-09M-10	https://www.medten.com/product/6711	Replacement	Reusable	Invivo	NIBP Air Hoses	Accessories	NIBP Air Hose	Reusable NIBP Air Hose	Replacement: Adult/Pediatric"," Double Tube"," 2.5m	NIBP Air Hose"," Adult/Pediatric"," Double Tube"," 2.5m	1	12				Ultrasound Foetal Transducer - comp w/ Bionet - Uterine Contractions		Ultrasound Foetal Transducer - comp w/ Bionet - UC	Bionet "
"6011884	SS-024-PS10		SS-024-PS10	https://www.medten.com/product/6713	Replacement	Reusable	Philips	SpO2 Sensors	Accessories	Philips SpO2 Sensor M1192B	Reusable Philips SpO2 Sensor M1192B	Replacement: Pediatric"," Soft Rubber"," 1.0m"," Nellcor - OxiSmart	Philips SpO2 Sensor M1192B"," Pediatric"," Soft Rubber"," 1.0m"," Nellcor - OxiSmart	1	12				Ultrasound Foetal Transducer - comp w/ Bionet - Uterine Contractions		Ultrasound Foetal Transducer - comp w/ Bionet - UC	Bionet "
"	TS-BE01-PS15		TS-BE01-PS15	https://www.medten.com/product/6714	Replacement	Reusable	Being	Temperature Probes	Accessories	Being Temperature Probe	Reusable Being Temperature Probe	Replacement: Pediatric/Neonate"," Skin surface"," 1.5m	Being Temperature Probe"," Pediatric/Neonate"," Skin surface"," 1.5m	1	12				Ultrasound Foetal Transducer - comp w/ Bionet - Uterine Contractions		Ultrasound Foetal Transducer - comp w/ Bionet - UC	Bionet "
"6012311	SS-157-NW30		SS-157-NW30	https://www.medten.com/product/6715	Replacement	Reusable	Northern Meditec	SpO2 Sensors	Accessories	Northern Meditec SpO2 Sensor	Reusable Northern Meditec SpO2 Sensor	Replacement: Neonate"," Wrap"," 3.0m"," Reusable	Northern Meditec SpO2 Sensor"," Neonate"," Wrap"," 3.0m"," Reusable	1	12				Ultrasound Foetal Transducer - comp w/ Bionet - Uterine Contractions		Ultrasound Foetal Transducer - comp w/ Bionet - UC	Bionet "
"	SS-162RB-AF30		SS-162RB-AF30	https://www.medten.com/product/6718	Replacement	Reusable	Masimo	SpO2 Sensors	Accessories	Masimo SpO2 Sensor	Reusable Masimo SpO2 Sensor	Replacement: Adult"," Finger clip"," 3.0m"," Masimo "," Reusable	Masimo SpO2 Sensor"," Adult"," Finger clip"," 3.0m"," Masimo "," Reusable	1	12				Ultrasound Foetal Transducer - comp w/ Bionet - Uterine Contractions		Ultrasound Foetal Transducer - comp w/ Bionet - UC	Bionet "
"6010505	SA-001X-24XC		SA-001X-24XC	https://www.medten.com/product/6720	Replacement	Reusable	Philips	SpO2 Adapter Cables	Accessories	Nellcor SpO2 Converter Cable (Non-Oximax > Oximax)	Reusable Nellcor SpO2 Converter Cable (Non-Oximax > Oximax)	Replacement: 2.4m"," use with Nellcor-Oxismart sensor	Nellcor SpO2 Converter Cable (Non-Oximax > Oximax)"," 2.4m"," use with Nellcor-Oxismart sensor	1	12				Ultrasound Foetal Transducer - comp w/ Bionet - Uterine Contractions		Ultrasound Foetal Transducer - comp w/ Bionet - UC	Bionet "
"6011275	SS-024M-AS30		SS-024M-AS30	https://www.medten.com/product/6726	Replacement	Reusable	Philips	SpO2 Sensors	Accessories	Philips SpO2 Sensor 989803148221	Reusable Philips SpO2 Sensor 989803148221	Replacement: Adult"," Soft rubber"," 3.0m"," Masimo "," Reusable	Philips SpO2 Sensor 989803148221"," Adult"," Soft rubber"," 3.0m"," Masimo "," Reusable	1	12				Ultrasound Foetal Transducer - comp w/ Bionet - Uterine Contractions		Ultrasound Foetal Transducer - comp w/ Bionet - UC	Bionet "
"6011661	SS-157-PF30		SS-157-PF30	https://www.medten.com/product/6727	Replacement	Reusable	Northern Meditec	SpO2 Sensors	Accessories	Northern Meditec SpO2 Sensor	Reusable Northern Meditec SpO2 Sensor	Replacement: Pediatric"," Finger clip"," 3.0m"," Reusable	Northern Meditec SpO2 Sensor"," Pediatric"," Finger clip"," 3.0m"," Reusable	1	12				Ultrasound Foetal Transducer - comp w/ Bionet - Uterine Contractions		Ultrasound Foetal Transducer - comp w/ Bionet - UC	Bionet "
"6017534	EL-PH5-90(150)G-I		EL-PH5-90(150)G-I	https://www.medten.com/product/6728	Replacement	Reusable	Philips	ECG Leadwires	Accessories	Philips ECG Leadwire M1971A	Reusable Philips ECG Leadwire M1971A	Replacement: 5 lead"," IntelliVue"," Grabber"," 0.9m+1.5m"," IEC"," Reusable	Philips ECG Leadwire M1971A"," 5 lead"," IntelliVue"," Grabber"," 0.9m+1.5m"," IEC"," Reusable	1	6				Ultrasound Foetal Transducer - comp w/ Bionet - Uterine Contractions		Ultrasound Foetal Transducer - comp w/ Bionet - UC	Bionet "
"6011879	SS-157-PS30		SS-157-PS30	https://www.medten.com/product/6731	Replacement	Reusable	Northern Meditec	SpO2 Sensors	Accessories	Northern Meditec SpO2 Sensor	Reusable Northern Meditec SpO2 Sensor	Replacement: Pediatric"," Soft rubber"," 3.0m"," Reusable	Northern Meditec SpO2 Sensor"," Pediatric"," Soft rubber"," 3.0m"," Reusable	1	12				Ultrasound Foetal Transducer - comp w/ Bionet - Uterine Contractions		Ultrasound Foetal Transducer - comp w/ Bionet - UC	Bionet "
"6011955	SS-043-IS16		SS-043-IS16	https://www.medten.com/product/6732	Replacement	Reusable	Nihon Kohden	SpO2 Sensors	Accessories	Nihon Kohden SpO2 Sensor	Reusable Nihon Kohden SpO2 Sensor	Replacement: Infant"," Soft rubber"," 1.6m"," Nihon Kohden"," Reusable	Nihon Kohden SpO2 Sensor"," Infant"," Soft rubber"," 1.6m"," Nihon Kohden"," Reusable	1	12				Ultrasound Foetal Transducer - comp w/ Bionet - Uterine Contractions		Ultrasound Foetal Transducer - comp w/ Bionet - UC	Bionet "
"6012581	SS-028XC-MY30		SS-028XC-MY30	https://www.medten.com/product/6733	Replacement	Reusable	Siemens	SpO2 Sensors	Accessories	Siemens SpO2 Sensor	Reusable Siemens SpO2 Sensor	Replacement: All Sizes"," Multi-Y"," 3.0m"," Nellcor-Oximax"," Reusable	Siemens SpO2 Sensor"," All Sizes"," Multi-Y"," 3.0m"," Nellcor-Oximax"," Reusable	1	12				Ultrasound Foetal Transducer - comp w/ Bionet - Uterine Contractions		Ultrasound Foetal Transducer - comp w/ Bionet - UC	Bionet "
"	IBP-PH01-BD04		IBP-PH01-BD04	https://www.medten.com/product/6734	Replacement	Reusable	Philips	IBP Adapter Cables	Accessories	Philips IBP Adapter Cable	Reusable Philips IBP Adapter Cable	Replacement: 0.3m"," use with Argon/B.D. disposable transducer"," Reusable	Philips IBP Adapter Cable"," 0.3m"," use with Argon/B.D. disposable transducer"," Reusable	1	12				Ultrasound Foetal Transducer - comp w/ Bionet - Uterine Contractions		Ultrasound Foetal Transducer - comp w/ Bionet - UC	Bionet "
"	SA-006RB-12LS		SA-006RB-12LS	https://www.medten.com/product/6740	Replacement	Reusable	Masimo	SpO2 Adapter Cables	Accessories	Masimo SpO2 Adapter Cable	Reusable Masimo SpO2 Adapter Cable	Replacement: 1.2m"," use with Masimo-LNCS sensor"," Reusable	Masimo SpO2 Adapter Cable"," 1.2m"," use with Masimo-LNCS sensor"," Reusable	1	12				Ultrasound Foetal Transducer - comp w/ Bionet - Uterine Contractions		Ultrasound Foetal Transducer - comp w/ Bionet - UC	Bionet "
"6017596	EL-MQ5-130G-I		EL-MQ5-130G-I	https://www.medten.com/product/6742	Replacement	Reusable	Philips	ECG Leadwires	Accessories	ECG Leadwire	Reusable ECG Leadwire	Replacement: 5 lead"," Multi-Link"," Grabber"," 0.9m "," IEC	ECG Leadwire"," 5 lead"," Multi-Link"," Grabber"," 0.9m "," IEC	1	6				Ultrasound Foetal Transducer - comp w/ Bionet - Uterine Contractions		Ultrasound Foetal Transducer - comp w/ Bionet - UC	Bionet "
"6011044	SS-026XN-AF30		SS-026XN-AF30	https://www.medten.com/product/6744	Replacement	Reusable	Spacelabs	SpO2 Sensors	Accessories	Spacelabs SpO2 Sensor	Reusable Spacelabs SpO2 Sensor	Replacement: Adult"," Finger clip"," 3.0m"," Nellcor - OxiMax	Spacelabs SpO2 Sensor"," Adult"," Finger clip"," 3.0m"," Nellcor - OxiMax	1	12				Ultrasound Foetal Transducer - comp w/ Bionet - Uterine Contractions		Ultrasound Foetal Transducer - comp w/ Bionet - UC	Bionet "
"6011228	SS-024-AF10		SS-024-AF10	https://www.medten.com/product/6745	Replacement	Reusable	Philips	SpO2 Sensors	Accessories	Philips SpO2 Sensor	Reusable Philips SpO2 Sensor	Replacement: Adult"," Finger clip"," 1.0m"," Nellcor - OxiSmart	Philips SpO2 Sensor"," Adult"," Finger clip"," 1.0m"," Nellcor - OxiSmart	1	12				Ultrasound Foetal Transducer - comp w/ Bionet - Uterine Contractions		Ultrasound Foetal Transducer - comp w/ Bionet - UC	Bionet "
"6012143	SS-024M-NW30		SS-024M-NW30	https://www.medten.com/product/6746	Replacement	Reusable	Philips	SpO2 Sensors	Accessories	Philips SpO2 Sensor	Reusable Philips SpO2 Sensor	Replacement: Neonate"," Wrap"," 3.0m"," Masimo "," Reusable	Philips SpO2 Sensor"," Neonate"," Wrap"," 3.0m"," Masimo "," Reusable	1	12				Ultrasound Foetal Transducer - comp w/ Bionet - Uterine Contractions		Ultrasound Foetal Transducer - comp w/ Bionet - UC	Bionet "
"	SS-009RB-NW10		SS-009RB-NW10	https://www.medten.com/product/6747	Replacement	Reusable	Masimo	SpO2 Sensors	Accessories	Masimo SpO2 Sensor	Reusable Masimo SpO2 Sensor	Replacement: Neonate"," Wrap"," 1.0m"," Masimo "," Reusable	Masimo SpO2 Sensor"," Neonate"," Wrap"," 1.0m"," Masimo "," Reusable	1	12				Ultrasound Foetal Transducer - comp w/ Bionet - Uterine Contractions		Ultrasound Foetal Transducer - comp w/ Bionet - UC	Bionet "
"6010672	SA-068-24		SA-068-24	https://www.medten.com/product/6748	Replacement	Reusable	Biolight	SpO2 Adapter Cables	Accessories	Biolight SpO2 Adapter Cable 15-027-0005	Reusable Biolight SpO2 Adapter Cable 15-027-0005	Replacement: 2.4m	Biolight SpO2 Adapter Cable 15-027-0005"," 2.4m	1	12				Ultrasound Foetal Transducer - comp w/ Bionet - Uterine Contractions		Ultrasound Foetal Transducer - comp w/ Bionet - UC	Bionet "
"6010861	SA-015RB-30		SA-015RB-30	https://www.medten.com/product/6749	Replacement	Reusable	Marquette	SpO2 Adapter Cables	Accessories	Marquette/GE SpO2 Adapter Cable (Masimo>Nellcor)	Reusable Marquette/GE SpO2 Adapter Cable (Masimo>Nellcor)	Replacement: 3.0m"," use with Nellcor-Oxismart sensor	Marquette/GE SpO2 Adapter Cable (Masimo>Nellcor)"," 3.0m"," use with Nellcor-Oxismart sensor	1	12				Ultrasound Foetal Transducer - comp w/ Bionet - Uterine Contractions		Ultrasound Foetal Transducer - comp w/ Bionet - UC	Bionet "
"	IBPC-EW-MXT03		IBPC-EW-MXT03	https://www.medten.com/product/6750	Replacement	Reusable	Edwards	IBP Adapter Cables	Accessories	Edwards IBP Transducer Adapter	Reusable Edwards IBP Transducer Adapter	Replacement: Reusable"," 0.3m"," use with Abbott/Medex disposable transducer	Edwards IBP Transducer Adapter"," Reusable"," 0.3m"," use with Abbott/Medex disposable transducer	1	12				Ultrasound Foetal Transducer - comp w/ Bionet - Uterine Contractions		Ultrasound Foetal Transducer - comp w/ Bionet - UC	Bionet "
"	BPH-ND12-14N-33		BPH-ND12-14N-33	https://www.medten.com/product/6752	Replacement	Reusable	GE Healthcare	NIBP Air Hoses	Accessories	GE Healthcare NIBP Air Hose 2058204-001	Reusable GE Healthcare NIBP Air Hose 2058204-001	Replacement: Neonate "," Double Tube"," 1.2m	GE Healthcare NIBP Air Hose 2058204-001"," Neonate "," Double Tube"," 1.2m	1	6				Ultrasound Foetal Transducer - comp w/ Bionet - Uterine Contractions		Ultrasound Foetal Transducer - comp w/ Bionet - UC	Bionet "
"6011711	SS-024M-PS30		SS-024M-PS30	https://www.medten.com/product/6754	Replacement	Reusable	Philips	SpO2 Sensors	Accessories	Philips SpO2 Sensor	Reusable Philips SpO2 Sensor	Replacement: Pediatric"," Soft rubber"," 3.0m"," Masimo "," Reusable	Philips SpO2 Sensor"," Pediatric"," Soft rubber"," 3.0m"," Masimo "," Reusable	1	12				Ultrasound Foetal Transducer - comp w/ Bionet - Uterine Contractions		Ultrasound Foetal Transducer - comp w/ Bionet - UC	Bionet "
"	SA-009RB-12		SA-009RB-12	https://www.medten.com/product/6755	Replacement	Reusable	Masimo	SpO2 Adapter Cables	Accessories	Masimo SpO2 Adapter Cable 2055(Red LNC-4)	Reusable Masimo SpO2 Adapter Cable 2055(Red LNC-4)	Replacement: 1.2m"," use with Nellcor sensor"," Reusable	Masimo SpO2 Adapter Cable 2055(Red LNC-4)"," 1.2m"," use with Nellcor sensor"," Reusable	1	12				Ultrasound Foetal Transducer - comp w/ Bionet - Uterine Contractions		Ultrasound Foetal Transducer - comp w/ Bionet - UC	Bionet "
"6014076	BPH-NS35-02M-06		BPH-NS35-02M-06	https://www.medten.com/product/6760	Replacement	Reusable	Spacelabs	NIBP Air Hoses	Accessories	Spacelabs NIBP Air Hose	Reusable Spacelabs NIBP Air Hose	Replacement: Neonate "," Single Tube"," 3.5m	Spacelabs NIBP Air Hose"," Neonate "," Single Tube"," 3.5m	1	6				Ultrasound Foetal Transducer - comp w/ Bionet - Uterine Contractions		Ultrasound Foetal Transducer - comp w/ Bionet - UC	Bionet "
"6012111	SS-003XC-NW30		SS-003XC-NW30	https://www.medten.com/product/6766	Replacement	Reusable	Nellcor	SpO2 Sensors	Accessories	Nellcor SpO2 Sensor	Reusable Nellcor SpO2 Sensor	Replacement: Neonate"," Wrap"," 3.0m"," Nellcor-Oximax"," Reusable	Nellcor SpO2 Sensor"," Neonate"," Wrap"," 3.0m"," Nellcor-Oximax"," Reusable	1	12				Ultrasound Foetal Transducer - comp w/ Bionet - Uterine Contractions		Ultrasound Foetal Transducer - comp w/ Bionet - UC	Bionet "
"	BPH-AS25-47-02M		BPH-AS25-47-02M	https://www.medten.com/product/6769	Replacement	Reusable	Fukuda Denshi	NIBP Air Hoses	Accessories	Fukuda Denshi NIBP Air Hose	Reusable Fukuda Denshi NIBP Air Hose	Replacement: Adult/Pediatric"," Single Tube"," 2.5m	Fukuda Denshi NIBP Air Hose"," Adult/Pediatric"," Single Tube"," 2.5m	1	6				Ultrasound Foetal Transducer - comp w/ Bionet - Uterine Contractions		Ultrasound Foetal Transducer - comp w/ Bionet - UC	Bionet "
"6017135	ET-5076-SM-I		ET-5076-SM-I	https://www.medten.com/product/6771	Replacement	Reusable	Fukuda Denshi	ECG Trunk Cables	Accessories	Fukuda Denshi ECG Trunk Cable	Reusable Fukuda Denshi ECG Trunk Cable	Replacement: 5 lead"," 2.5m"," Siemens Dual-Pin"," IEC"," Reusable	Fukuda Denshi ECG Trunk Cable"," 5 lead"," 2.5m"," Siemens Dual-Pin"," IEC"," Reusable	1	12				Ultrasound Foetal Transducer - comp w/ Bionet - Uterine Contractions		Ultrasound Foetal Transducer - comp w/ Bionet - UC	Bionet "
"6017540	EL-DG5-150G-I		EL-DG5-150G-I	https://www.medten.com/product/6773	Replacement	Reusable	Draeger	ECG Leadwires	Accessories	Draeger ECG Leadwire	Reusable Draeger ECG Leadwire	Replacement: 5 lead"," Molded Din-Style"," Grabber"," 0.9m "," IEC"," Reusable	Draeger ECG Leadwire"," 5 lead"," Molded Din-Style"," Grabber"," 0.9m "," IEC"," Reusable	1	6				Ultrasound Foetal Transducer - comp w/ Bionet - Uterine Contractions		Ultrasound Foetal Transducer - comp w/ Bionet - UC	Bionet "
"6011090	SS-053XC-AF30		SS-053XC-AF30	https://www.medten.com/product/6776	Replacement	Reusable	Mindray	SpO2 Sensors	Accessories	Mindray SpO2 Sensor	Reusable Mindray SpO2 Sensor	Replacement: Adult"," Finger clip"," 3.0m"," Nellcor-Oximax"," Reusable	Mindray SpO2 Sensor"," Adult"," Finger clip"," 3.0m"," Nellcor-Oximax"," Reusable	1	12				Ultrasound Foetal Transducer - comp w/ Bionet - Uterine Contractions		Ultrasound Foetal Transducer - comp w/ Bionet - UC	Bionet "
"	SS-162RB-PF30		SS-162RB-PF30	https://www.medten.com/product/6777	Replacement	Reusable	Masimo	SpO2 Sensors	Accessories	Masimo SpO2 Sensor	Reusable Masimo SpO2 Sensor	Replacement: Pediatric"," Finger clip"," 3.0m"," Masimo "," Reusable	Masimo SpO2 Sensor"," Pediatric"," Finger clip"," 3.0m"," Masimo "," Reusable	1	12				Ultrasound Foetal Transducer - comp w/ Bionet - Uterine Contractions		Ultrasound Foetal Transducer - comp w/ Bionet - UC	Bionet "
"6012782	SS-024-LAS20		SS-024-LAS20	https://www.medten.com/product/6778	Replacement	Reusable	Philips	SpO2 Sensors	Accessories	Philips SpO2 Sensor M1191A(Large)	Reusable Philips SpO2 Sensor M1191A(Large)	Replacement: Large adult"," Soft rubber"," 2.0m"," Reusable	Philips SpO2 Sensor M1191A(Large)"," Large adult"," Soft rubber"," 2.0m"," Reusable	1	12				Ultrasound Foetal Transducer - comp w/ Bionet - Uterine Contractions		Ultrasound Foetal Transducer - comp w/ Bionet - UC	Bionet "
"6015044	IBP-PH01-MXT04		IBP-PH01-MXT04	https://www.medten.com/product/6780	Replacement	Reusable	Philips	IBP Adapter Cables	Accessories	Philips IBP Adapter Cable	Reusable Philips IBP Adapter Cable	Replacement: 0.3m"," use with Abbott/Medex disposable transducer"," Reusable	Philips IBP Adapter Cable"," 0.3m"," use with Abbott/Medex disposable transducer"," Reusable	1	12				Ultrasound Foetal Transducer - comp w/ Bionet - Uterine Contractions		Ultrasound Foetal Transducer - comp w/ Bionet - UC	Bionet "
"	BPD-11WS-W37		BPD-11WS-W37	https://www.medten.com/product/6781	Replacement	Disposable	Welch Allyn	NIBP Cuffs	Accessories	NIBP Cuff	Disposable NIBP Cuff	Replacement: Neonate #1 (3-6cm)"," Single Tube"," Non-woven fiber (Box of 10)	NIBP Cuff"," Neonate #1 (3-6cm)"," Single Tube"," Non-woven fiber (Box of 10)	10	0				Ultrasound Foetal Transducer - comp w/ Bionet - Uterine Contractions		Ultrasound Foetal Transducer - comp w/ Bionet - UC	Bionet "
"	BPD-12WS-W37		BPD-12WS-W37	https://www.medten.com/product/6782	Replacement	Disposable	Welch Allyn	NIBP Cuffs	Accessories	NIBP Cuff	Disposable NIBP Cuff	Replacement: Neonate #2 (4-8cm)"," Single Tube"," Non-woven fiber (Box of 10)	NIBP Cuff"," Neonate #2 (4-8cm)"," Single Tube"," Non-woven fiber (Box of 10)	10	0				Ultrasound Foetal Transducer - comp w/ Bionet - Uterine Contractions		Ultrasound Foetal Transducer - comp w/ Bionet - UC	Bionet "
"	BPD-13WS-W37		BPD-13WS-W37	https://www.medten.com/product/6783	Replacement	Disposable	Welch Allyn	NIBP Cuffs	Accessories	NIBP Cuff	Disposable NIBP Cuff	Replacement: Neonate (6-11 cm)"," Single Tube"," Non-woven fiber (Box of 10)	NIBP Cuff"," Neonate (6-11 cm)"," Single Tube"," Non-woven fiber (Box of 10)	10	0				Ultrasound Foetal Transducer - comp w/ Bionet - Uterine Contractions		Ultrasound Foetal Transducer - comp w/ Bionet - UC	Bionet "
"	BPD-14WS-W37		BPD-14WS-W37	https://www.medten.com/product/6784	Replacement	Disposable	Welch Allyn	NIBP Cuffs	Accessories	NIBP Cuff	Disposable NIBP Cuff	Replacement: Neonate #4 (7-13cm)"," Single Tube"," Non-woven fiber (Box of 10)	NIBP Cuff"," Neonate #4 (7-13cm)"," Single Tube"," Non-woven fiber (Box of 10)	10	0				Ultrasound Foetal Transducer - comp w/ Bionet - Uterine Contractions		Ultrasound Foetal Transducer - comp w/ Bionet - UC	Bionet "
"	BPD-15WS-W37		BPD-15WS-W37	https://www.medten.com/product/6785	Replacement	Disposable	Welch Allyn	NIBP Cuffs	Accessories	NIBP Cuff	Disposable NIBP Cuff	Replacement: Neonate #5 (8-15cm)"," Single Tube"," Non-woven fiber (Box of 10)	NIBP Cuff"," Neonate #5 (8-15cm)"," Single Tube"," Non-woven fiber (Box of 10)	10	0				Ultrasound Foetal Transducer - comp w/ Bionet - Uterine Contractions		Ultrasound Foetal Transducer - comp w/ Bionet - UC	Bionet "
"	BPD-11WD-W1011		BPD-11WD-W1011	https://www.medten.com/product/6786	Replacement	Disposable	Datex Ohmeda	NIBP Cuffs	Accessories	NIBP Cuff	Disposable NIBP Cuff	Replacement: Neonate #1 (3-6cm)"," Double Tube"," Non-woven fiber (Box of 10)	NIBP Cuff"," Neonate #1 (3-6cm)"," Double Tube"," Non-woven fiber (Box of 10)	10	0				Ultrasound Foetal Transducer - comp w/ Bionet - Uterine Contractions		Ultrasound Foetal Transducer - comp w/ Bionet - UC	Bionet "
"	BPD-12WD-W1011		BPD-12WD-W1011	https://www.medten.com/product/6787	Replacement	Disposable	Datex Ohmeda	NIBP Cuffs	Accessories	NIBP Cuff	Disposable NIBP Cuff	Replacement: Neonate #2 (4-8cm)"," Double Tube"," Non-woven fiber (Box of 10)	NIBP Cuff"," Neonate #2 (4-8cm)"," Double Tube"," Non-woven fiber (Box of 10)	10	0				Ultrasound Foetal Transducer - comp w/ Bionet - Uterine Contractions		Ultrasound Foetal Transducer - comp w/ Bionet - UC	Bionet "
"	BPD-13WD-W1011		BPD-13WD-W1011	https://www.medten.com/product/6788	Replacement	Disposable	Datex Ohmeda	NIBP Cuffs	Accessories	NIBP Cuff	Disposable NIBP Cuff	Replacement: Neonate #3 (6-11cm)"," Double Tube"," Non-woven fiber (Box of 10)	NIBP Cuff"," Neonate #3 (6-11cm)"," Double Tube"," Non-woven fiber (Box of 10)	10	0				Ultrasound Foetal Transducer - comp w/ Bionet - Uterine Contractions		Ultrasound Foetal Transducer - comp w/ Bionet - UC	Bionet "
"	BPD-14WD-W1011		BPD-14WD-W1011	https://www.medten.com/product/6789	Replacement	Disposable	Datex Ohmeda	NIBP Cuffs	Accessories	NIBP Cuff	Disposable NIBP Cuff	Replacement: Neonate #4 (7-13cm)"," Double Tube"," Non-woven fiber (Box of 10)	NIBP Cuff"," Neonate #4 (7-13cm)"," Double Tube"," Non-woven fiber (Box of 10)	10	0				Ultrasound Foetal Transducer - comp w/ Bionet - Uterine Contractions		Ultrasound Foetal Transducer - comp w/ Bionet - UC	Bionet "
"	BPD-15WD-W1011		BPD-15WD-W1011	https://www.medten.com/product/6790	Replacement	Disposable	Datex Ohmeda	NIBP Cuffs	Accessories	NIBP Cuff	Disposable NIBP Cuff	Replacement: Neonate #5 (8-15cm)"," Double Tube"," Non-woven fiber (Box of 10)	NIBP Cuff"," Neonate #5 (8-15cm)"," Double Tube"," Non-woven fiber (Box of 10)	10	0				Ultrasound Foetal Transducer - comp w/ Bionet - Uterine Contractions		Ultrasound Foetal Transducer - comp w/ Bionet - UC	Bionet "
"6014047	BPH-AS10-01M-02M		BPH-AS10-01M-02M	https://www.medten.com/product/6791	Replacement	Reusable	Spacelabs	NIBP Air Hoses	Accessories	Spacelabs NIBP Air Hose	Reusable Spacelabs NIBP Air Hose	Replacement: Adult/Pediatric"," Single Tube"," 1.0m	Spacelabs NIBP Air Hose"," Adult/Pediatric"," Single Tube"," 1.0m	1	6				Ultrasound Foetal Transducer - comp w/ Bionet - Uterine Contractions		Ultrasound Foetal Transducer - comp w/ Bionet - UC	Bionet "
"	BPH-AD35-24-26		BPH-AD35-24-26	https://www.medten.com/product/6792	Replacement	Reusable	Welch Allyn	NIBP Air Hoses	Accessories	NIBP Air Hose	Reusable NIBP Air Hose	Replacement: Adult/Pediatric"," Double Tube"," 3.5m	NIBP Air Hose"," Adult/Pediatric"," Double Tube"," 3.5m	1	6				Ultrasound Foetal Transducer - comp w/ Bionet - Uterine Contractions		Ultrasound Foetal Transducer - comp w/ Bionet - UC	Bionet "
"	BPH-AD50-14A-10		BPH-AD50-14A-10	https://www.medten.com/product/6793	Replacement	Reusable	GE Healthcare	NIBP Air Hoses	Accessories	GE Healthcare NIBP Air Hose	Reusable GE Healthcare NIBP Air Hose	Replacement: Adult/Pediatric"," Double Tube"," 5.0m	GE Healthcare NIBP Air Hose"," Adult/Pediatric"," Double Tube"," 5.0m	1	6				Ultrasound Foetal Transducer - comp w/ Bionet - Uterine Contractions		Ultrasound Foetal Transducer - comp w/ Bionet - UC	Bionet "
"	BPH-ND25-24-17		BPH-ND25-24-17	https://www.medten.com/product/6797	Replacement	Reusable	Welch Allyn	NIBP Air Hoses	Accessories	NIBP Air Hose	Reusable NIBP Air Hose	Replacement: Neonate "," Double Tube"," 2.5m	NIBP Air Hose"," Neonate "," Double Tube"," 2.5m	1	6				Ultrasound Foetal Transducer - comp w/ Bionet - Uterine Contractions		Ultrasound Foetal Transducer - comp w/ Bionet - UC	Bionet "
"6011058	SS-034-AF10		SS-034-AF10	https://www.medten.com/product/6802	Replacement	Reusable	Dixtal	SpO2 Sensors	Accessories	Dixtal SpO2 Sensor	Reusable Dixtal SpO2 Sensor	Replacement: Adult"," Finger clip"," 1.0m"," Novametrix"," Reusable	Dixtal SpO2 Sensor"," Adult"," Finger clip"," 1.0m"," Novametrix"," Reusable	1	12				Ultrasound Foetal Transducer - comp w/ Bionet - Uterine Contractions		Ultrasound Foetal Transducer - comp w/ Bionet - UC	Bionet "
"6011113	SS-072XC-AF30		SS-072XC-AF30	https://www.medten.com/product/6803	Replacement	Reusable	Edan	SpO2 Sensors	Accessories	Edan SpO2 Sensor 12.01.109069	Reusable Edan SpO2 Sensor 12.01.109069	Replacement: Adult"," Finger clip"," 3.0m"," Nellcor - OxiMax	Edan SpO2 Sensor 12.01.109069"," Adult"," Finger clip"," 3.0m"," Nellcor - OxiMax	1	12				Ultrasound Foetal Transducer - comp w/ Bionet - Uterine Contractions		Ultrasound Foetal Transducer - comp w/ Bionet - UC	Bionet "
"	SS-005RB-VET10		SS-005RB-VET10	https://www.medten.com/product/6805	Replacement	Reusable	Masimo	Vital Signs Monitoring	Accessories	Masimo Vet SpO2 3529	Reusable Masimo Vet SpO2 3529	Replacement: Vet"," 1.0m"," Masimo-LNCS"," Tongue Clip	Masimo Vet SpO2 3529"," Vet"," 1.0m"," Masimo-LNCS"," Tongue Clip	1	12				Ultrasound Foetal Transducer - comp w/ Bionet - Uterine Contractions		Ultrasound Foetal Transducer - comp w/ Bionet - UC	Bionet "
"6010839	SA-040-24		SA-040-24	https://www.medten.com/product/6806	Replacement	Reusable	Nonin	SpO2 Adapter Cables	Accessories	Nonin SpO2 Adapter Cable UNI-EXT-3	Reusable Nonin SpO2 Adapter Cable UNI-EXT-3	Replacement: 2.4m"," use with Nonin sensor	Nonin SpO2 Adapter Cable UNI-EXT-3"," 2.4m"," use with Nonin sensor	1	12				Ultrasound Foetal Transducer - comp w/ Bionet - Uterine Contractions		Ultrasound Foetal Transducer - comp w/ Bionet - UC	Bionet "
"	SA-005RB-03		SA-005RB-03	https://www.medten.com/product/6807	Replacement	Reusable	Masimo	SpO2 Adapter Cables	Accessories	Masimo SpO2 Converter Cable M-LNC	Reusable Masimo SpO2 Converter Cable M-LNC	Replacement: 0.3m"," use with Nellcor sensor"," Reusable	Masimo SpO2 Converter Cable M-LNC"," 0.3m"," use with Nellcor sensor"," Reusable	1	12				Ultrasound Foetal Transducer - comp w/ Bionet - Uterine Contractions		Ultrasound Foetal Transducer - comp w/ Bionet - UC	Bionet "
"	TA-Y400S-PM30		TA-Y400S-PM30	https://www.medten.com/product/6808	Replacement	Reusable	YSI	Temperature Adapter Cables	Accessories	YSI Temperature Adapter Cable	Reusable YSI Temperature Adapter Cable	Replacement: 3.0m"," use with Philips disposable probes"," Reusable	YSI Temperature Adapter Cable"," 3.0m"," use with Philips disposable probes"," Reusable	1	12				Ultrasound Foetal Transducer - comp w/ Bionet - Uterine Contractions		Ultrasound Foetal Transducer - comp w/ Bionet - UC	Bionet "
"	ET-5008R-MQ-I		ET-5008R-MQ-I	https://www.medten.com/product/6813	Replacement	Reusable	Datex Ohmeda	ECG Trunk Cables	Accessories	Datex Ohmeda ECG Trunk Cable M1020547	Reusable Datex Ohmeda ECG Trunk Cable M1020547	Replacement: 5 lead"," 2.5m"," Multi-Link"," With Resistance"," IEC"," Reusable	Datex Ohmeda ECG Trunk Cable M1020547"," 5 lead"," 2.5m"," Multi-Link"," With Resistance"," IEC"," Reusable	1	12				Ultrasound Foetal Transducer - comp w/ Bionet - Uterine Contractions		Ultrasound Foetal Transducer - comp w/ Bionet - UC	Bionet "
"6011230	SS-040-AF20		SS-040-AF20	https://www.medten.com/product/6815	Replacement	Reusable	Nonin	SpO2 Sensors	Accessories	Nonin SpO2 Sensor	Reusable Nonin SpO2 Sensor	Replacement: Adult"," Finger clip"," 2.0m"," Reusable	Nonin SpO2 Sensor"," Adult"," Finger clip"," 2.0m"," Reusable	1	12				Ultrasound Foetal Transducer - comp w/ Bionet - Uterine Contractions		Ultrasound Foetal Transducer - comp w/ Bionet - UC	Bionet "
"6011889	SS-001XC-IS10		SS-001XC-IS10	https://www.medten.com/product/6818	Replacement	Reusable	Nellcor	SpO2 Sensors	Accessories	Nellcor SpO2 Sensor OXI-P/I	Reusable Nellcor SpO2 Sensor OXI-P/I	Replacement: Infant"," Soft rubber"," 1.0m"," Nellcor-Oximax"," Reusable	Nellcor SpO2 Sensor OXI-P/I"," Infant"," Soft rubber"," 1.0m"," Nellcor-Oximax"," Reusable	1	12				Ultrasound Foetal Transducer - comp w/ Bionet - Uterine Contractions		Ultrasound Foetal Transducer - comp w/ Bionet - UC	Bionet "
"6012571	SS-024M-MY30		SS-024M-MY30	https://www.medten.com/product/6819	Replacement	Reusable	Philips	SpO2 Sensors	Accessories	Philips SpO2 Sensor	Reusable Philips SpO2 Sensor	Replacement: All Sizes"," Multi-Y"," 3.0m"," Masimo "," Reusable	Philips SpO2 Sensor"," All Sizes"," Multi-Y"," 3.0m"," Masimo "," Reusable	1	12				Ultrasound Foetal Transducer - comp w/ Bionet - Uterine Contractions		Ultrasound Foetal Transducer - comp w/ Bionet - UC	Bionet "
"	SA-045X-30XC		SA-045X-30XC	https://www.medten.com/product/6820	Replacement	Reusable	Nihon Kohden	SpO2 Adapter Cables	Accessories	Nihon Kohden SpO2 Adapter Cable JL-650P(Non-Oximax)	Reusable Nihon Kohden SpO2 Adapter Cable JL-650P(Non-Oximax)	Replacement: 3.0m"," use with Nellcor-Oxismart sensor"," Reusable	Nihon Kohden SpO2 Adapter Cable JL-650P(Non-Oximax)"," 3.0m"," use with Nellcor-Oxismart sensor"," Reusable	1	12				Ultrasound Foetal Transducer - comp w/ Bionet - Uterine Contractions		Ultrasound Foetal Transducer - comp w/ Bionet - UC	Bionet "
"6018512	TSD-BLT-GS30		TSD-BLT-GS30	https://www.medten.com/product/6821	Replacement	Disposable	Biolight	Temperature Probes	Accessories	Biolight Temperature Probe	Disposable Biolight Temperature Probe	Replacement: Adult"," Skin surface"," 3.0m"," Disposable (Box of 25)	Biolight Temperature Probe"," Adult"," Skin surface"," 3.0m"," Disposable (Box of 25)	25	0				Ultrasound Foetal Transducer - comp w/ Bionet - Uterine Contractions		Ultrasound Foetal Transducer - comp w/ Bionet - UC	Bionet "
"	IBPA-SM-SM07		IBPA-SM-SM07	https://www.medten.com/product/6822	Replacement	Reusable	Siemens	IBP Adapter Cables	Accessories	Siemens IBP Converter Cable	Reusable Siemens IBP Converter Cable	Replacement: 0.7m","Reusable	Siemens IBP Converter Cable"," 0.7m","Reusable	1	12				Ultrasound Foetal Transducer - comp w/ Bionet - Uterine Contractions		Ultrasound Foetal Transducer - comp w/ Bionet - UC	Bionet "
"6014035	BPH-AS30-09M-09M		BPH-AS30-09M-09M	https://www.medten.com/product/6823	Replacement	Reusable	Welch Allyn	NIBP Air Hoses	Accessories	NIBP Air Hose	Reusable NIBP Air Hose	Replacement: Adult/Pediatric"," Single Tube"," 3.0m	NIBP Air Hose"," Adult/Pediatric"," Single Tube"," 3.0m	1	6				Ultrasound Foetal Transducer - comp w/ Bionet - Uterine Contractions		Ultrasound Foetal Transducer - comp w/ Bionet - UC	Bionet "
"	OS-18T		OS-18T	https://www.medten.com/product/6825	Replacement	Reusable	IT Dr Gramber	Oxygen Sensors	Accessories	O2 Sensor/cell	Reusable O2 Sensor/cell	0	O2 Sensor/cell0	1	12				Ultrasound Foetal Transducer - comp w/ Bionet - Uterine Contractions		Ultrasound Foetal Transducer - comp w/ Bionet - UC	Bionet "
"	EC-5078S-I		EC-5078S-I	https://www.medten.com/product/6827	Replacement	Reusable	Zoncare	One-Piece ECG Cables	Accessories	One-Piece ECG Cable	Reusable One-Piece ECG Cable	Replacement: 5 lead"," Snap"," 2.5m+1.5m"," IEC"," Reusable	One-Piece ECG Cable"," 5 lead"," Snap"," 2.5m+1.5m"," IEC"," Reusable	1	12				Ultrasound Foetal Transducer - comp w/ Bionet - Uterine Contractions		Ultrasound Foetal Transducer - comp w/ Bionet - UC	Bionet "
"	EL-SMR3-90G-I		EL-SMR3-90G-I	https://www.medten.com/product/6832	Replacement	Reusable	Siemens	ECG Leadwires	Accessories	Siemens ECG Leadwire	Reusable Siemens ECG Leadwire	Replacement: 3 lead"," Siemens Dual-Pin"," Grabber"," 0.9m "," IEC"," Reusable	Siemens ECG Leadwire"," 3 lead"," Siemens Dual-Pin"," Grabber"," 0.9m "," IEC"," Reusable	1	6				Ultrasound Foetal Transducer - comp w/ Bionet - Uterine Contractions		Ultrasound Foetal Transducer - comp w/ Bionet - UC	Bionet "
"	SS-016-AF40		SS-016-AF40	https://www.medten.com/product/6839	Replacement	Reusable	Datex Ohmeda	SpO2 Sensors	Accessories	GE Healthcare SpO2 Sensor	Reusable GE Healthcare SpO2 Sensor	Replacement: Adult"," Finger clip"," 4.0m"," GE-Trusignal"," Reusable	GE Healthcare SpO2 Sensor"," Adult"," Finger clip"," 4.0m"," GE-Trusignal"," Reusable	1	12				Ultrasound Foetal Transducer - comp w/ Bionet - Uterine Contractions		Ultrasound Foetal Transducer - comp w/ Bionet - UC	Bionet "
"	SS-163-AF30		SS-163-AF30	https://www.medten.com/product/6840	Replacement	Reusable	Zoncare	SpO2 Sensors	Accessories	SpO2 Sensor	Reusable SpO2 Sensor	Replacement: Adult"," Finger clip"," 3.0m	SpO2 Sensor"," Adult"," Finger clip"," 3.0m	1	12				Ultrasound Foetal Transducer - comp w/ Bionet - Uterine Contractions		Ultrasound Foetal Transducer - comp w/ Bionet - UC	Bionet "
"6010652	SA-053M-24		SA-053M-24	https://www.medten.com/product/6842	Replacement	Reusable	Mindray	SpO2 Adapter Cables	Accessories	Mindray SpO2 Adapter Cable	Reusable Mindray SpO2 Adapter Cable	Replacement: 2.4m"," use with Nellcor-Oxismart sensor"," Reusable	Mindray SpO2 Adapter Cable"," 2.4m"," use with Nellcor-Oxismart sensor"," Reusable	1	12				Ultrasound Foetal Transducer - comp w/ Bionet - Uterine Contractions		Ultrasound Foetal Transducer - comp w/ Bionet - UC	Bionet "
"6010761	SA-124-24		SA-124-24	https://www.medten.com/product/6843	Replacement	Reusable	Comen	SpO2 Adapter Cables	Accessories	Comen SpO2 Adapter Cable 040-000769-00	Reusable Comen SpO2 Adapter Cable 040-000769-00	Replacement: 2.4m"," use with Digital sensor	Comen SpO2 Adapter Cable 040-000769-00"," 2.4m"," use with Digital sensor	1	12				Ultrasound Foetal Transducer - comp w/ Bionet - Uterine Contractions		Ultrasound Foetal Transducer - comp w/ Bionet - UC	Bionet "
"6018502	TSD-Y400-GS30		TSD-Y400-GS30	https://www.medten.com/product/6844	Replacement	Disposable	YSI	Temperature Probes	Accessories	YSI Temperature Probe	Disposable YSI Temperature Probe	Replacement: Adult"," Skin surface"," 3.0m"," Disposable (Box of 25)	YSI Temperature Probe"," Adult"," Skin surface"," 3.0m"," Disposable (Box of 25)	25	0				Ultrasound Foetal Transducer - comp w/ Bionet - Uterine Contractions		Ultrasound Foetal Transducer - comp w/ Bionet - UC	Bionet "
"6018505	TSD-PH-GS30		TSD-PH-GS30	https://www.medten.com/product/6845	Replacement	Disposable	Philips	Temperature Probes	Accessories	Temperature Probe	Disposable Temperature Probe	Replacement: Adult"," Skin surface"," 3.0m (Box of 20)	Temperature Probe"," Adult"," Skin surface"," 3.0m (Box of 20)	20	0				Ultrasound Foetal Transducer - comp w/ Bionet - Uterine Contractions		Ultrasound Foetal Transducer - comp w/ Bionet - UC	Bionet "
"6018506	TSD-MQ-GS30		TSD-MQ-GS30	https://www.medten.com/product/6846	Replacement	Disposable	Marquette	Temperature Probes	Accessories	GE Healthcare Temperature Probe	Disposable GE Healthcare Temperature Probe	Replacement: Adult"," Skin surface"," 3.0m"," Disposable (Box of 25)	GE Healthcare Temperature Probe"," Adult"," Skin surface"," 3.0m"," Disposable (Box of 25)	25	0				Ultrasound Foetal Transducer - comp w/ Bionet - Uterine Contractions		Ultrasound Foetal Transducer - comp w/ Bionet - UC	Bionet "
"6014044	BPH-AS25-08-25		BPH-AS25-08-25	https://www.medten.com/product/6847	Replacement	Reusable	Welch Allyn	NIBP Air Hoses	Accessories	NIBP Air Hose	Reusable NIBP Air Hose	Replacement: Adult/Pediatric"," Single Tube"," 3.0m	NIBP Air Hose"," Adult/Pediatric"," Single Tube"," 3.0m	1	0				Ultrasound Foetal Transducer - comp w/ Bionet - Uterine Contractions		Ultrasound Foetal Transducer - comp w/ Bionet - UC	Bionet "
"6014046	BPH-AS30-21-02M		BPH-AS30-21-02M	https://www.medten.com/product/6848	Replacement	Reusable	Infinium	NIBP Air Hoses	Accessories	NIBP Air Hose	Reusable NIBP Air Hose	Replacement: Adult/Pediatric"," Single Tube"," 3.0m	NIBP Air Hose"," Adult/Pediatric"," Single Tube"," 3.0m	1	6				Ultrasound Foetal Transducer - comp w/ Bionet - Uterine Contractions		Ultrasound Foetal Transducer - comp w/ Bionet - UC	Bionet "
"	BPC01M-60		BPC01M-60	https://www.medten.com/product/6850	Replacement	Reusable		NIBP Connectors and Adapters	Accessories	Male Bayonet/Metal"," BP Connectors 6.0mm- for Cuffs	Reusable Male Bayonet/Metal"," BP Connectors 6.0mm- for Cuffs	Philips/HP"," Drager/Siemens"," Mindray/Datascope"," Spacelabs"," Nellcor"," Physio Control"," Colin"," IVAC"," 10pcs/bag	Male Bayonet/Metal"," BP Connectors 6.0mm- for CuffsPhilips/HP"," Drager/Siemens"," Mindray/Datascope"," Spacelabs"," Nellcor"," Physio Control"," Colin"," IVAC"," 10pcs/bag	10	6				Ultrasound Foetal Transducer - comp w/ Bionet - Uterine Contractions		Ultrasound Foetal Transducer - comp w/ Bionet - UC	Bionet "
"	BPC01P		BPC01P	https://www.medten.com/product/6851	Replacement	Reusable	Welch Allyn	NIBP Connectors and Adapters	Accessories	Male Bayonet/Plastic"," BP Connectors 5.1mm- for Cuffs	Reusable Male Bayonet/Plastic"," BP Connectors 5.1mm- for Cuffs	Philips/HP"," Drager/Siemens"," Mindray/Datascope"," Spacelabs"," Nellcor"," Physio control"," Colin",IVAC," 10pcs/bag	Male Bayonet/Plastic"," BP Connectors 5.1mm- for CuffsPhilips/HP"," Drager/Siemens"," Mindray/Datascope"," Spacelabs"," Nellcor"," Physio control"," Colin",IVAC," 10pcs/bag	10	6				Ultrasound Foetal Transducer - comp w/ Bionet - Uterine Contractions		Ultrasound Foetal Transducer - comp w/ Bionet - UC	Bionet "
"	BPC03M-60		BPC03M-60	https://www.medten.com/product/6852	Replacement	Reusable	GE Healthcare	NIBP Connectors and Adapters	Accessories	Female Locking Luer/Metal"," BP Connectors 6.0mm- for Cuffs	Reusable Female Locking Luer/Metal"," BP Connectors 6.0mm- for Cuffs	Mennen (Old)"," Schiller"," Bruker/Odam Spacelabs (Old)"," BCI"," Colin"," Datascope"," GE"," GE Marquette"," Datex-Ohmeda"," 10pcs/bag	Female Locking Luer/Metal"," BP Connectors 6.0mm- for CuffsMennen (Old)"," Schiller"," Bruker/Odam Spacelabs (Old)"," BCI"," Colin"," Datascope"," GE"," GE Marquette"," Datex-Ohmeda"," 10pcs/bag	10	0				Ultrasound Foetal Transducer - comp w/ Bionet - Uterine Contractions		Ultrasound Foetal Transducer - comp w/ Bionet - UC	Bionet "
"	BPC03P		BPC03P	https://www.medten.com/product/6853	Replacement	Reusable		NIBP Connectors and Adapters	Accessories	Female Locking Luer/Plastic"," BP Connectors 6.0mm- for Cuffs	Reusable Female Locking Luer/Plastic"," BP Connectors 6.0mm- for Cuffs	Mennen (Old)",Schiller,"Bruker/Odam Spacelabs (Old)BCI"," Colin"," Datascope"," 10pcs/bag	Female Locking Luer/Plastic"," BP Connectors 6.0mm- for CuffsMennen (Old)",Schiller,"Bruker/Odam Spacelabs (Old)BCI"," Colin"," Datascope"," 10pcs/bag	10	6				Ultrasound Foetal Transducer - comp w/ Bionet - Uterine Contractions		Ultrasound Foetal Transducer - comp w/ Bionet - UC	Bionet "
"	BPC05M		BPC05M	https://www.medten.com/product/6854	Replacement	Reusable	Welch Allyn	NIBP Connectors and Adapters	Accessories	Male Slip Luer/Metal"," BP Connectors 4.5mm- for neonate Cuffs	Reusable Male Slip Luer/Metal"," BP Connectors 4.5mm- for neonate Cuffs	'CAS"," Draeger"," Kontron"," Schiller"," Bruker/Odam	Ultrasound Foetal Transducer - comp w/ Bionet - Uterine Contractions		Ultrasound Foetal Transducer - comp w/ Bionet - UC	Bionet "
"	'Male Slip Luer/Metal"," BP Connectors 4.5mm- for neonate CuffsCAS"," Draeger"," Kontron"," Schiller"," Bruker/Odam	for Neonate"," 1pc/bag'	'Male Slip Luer/Metal"," BP Connectors 4.5mm- for neonate CuffsCAS"," Draeger"," Kontron"," Schiller"," Bruker/Odam	Ultrasound Foetal Transducer - comp w/ Bionet - Uterine Contractions		Ultrasound Foetal Transducer - comp w/ Bionet - UC	Bionet "
"	1	for Neonate"," 1pc/bag'	1	0				Ultrasound Foetal Transducer - comp w/ Bionet - Uterine Contractions		Ultrasound Foetal Transducer - comp w/ Bionet - UC	Bionet "
"	BPC05P		BPC05P	https://www.medten.com/product/6855	Replacement	Reusable	Welch Allyn	NIBP Connectors and Adapters	Accessories	Male Slip Luer/Plastic"," BP Connectors 4.5mm- for neonate Cuffs	Reusable Male Slip Luer/Plastic"," BP Connectors 4.5mm- for neonate Cuffs	'CAS"," Draeger"," Kontron"," Schiller"," Bruker/Odam	Ultrasound Foetal Transducer - comp w/ Bionet - Uterine Contractions		Ultrasound Foetal Transducer - comp w/ Bionet - UC	Bionet "
"	'Male Slip Luer/Plastic"," BP Connectors 4.5mm- for neonate CuffsCAS"," Draeger"," Kontron"," Schiller"," Bruker/Odam	for Neonate"," 10pcs/bag'	'Male Slip Luer/Plastic"," BP Connectors 4.5mm- for neonate CuffsCAS"," Draeger"," Kontron"," Schiller"," Bruker/Odam	Ultrasound Foetal Transducer - comp w/ Bionet - Uterine Contractions		Ultrasound Foetal Transducer - comp w/ Bionet - UC	Bionet "
"	10	for Neonate"," 10pcs/bag'	10	0				Ultrasound Foetal Transducer - comp w/ Bionet - Uterine Contractions		Ultrasound Foetal Transducer - comp w/ Bionet - UC	Bionet "
"	BPC08		BPC08	https://www.medten.com/product/6856	Replacement	Reusable		NIBP Connectors and Adapters	Accessories	Male Screw/Plastic BP Connectors 6.0mm- for Cuffs	Reusable Male Screw/Plastic BP Connectors 6.0mm- for Cuffs	'Female Locking Luer and Screw	Ultrasound Foetal Transducer - comp w/ Bionet - Uterine Contractions		Ultrasound Foetal Transducer - comp w/ Bionet - UC	Bionet "
"	'Male Screw/Plastic BP Connectors 6.0mm- for CuffsFemale Locking Luer and Screw	Compatibility: GE DINAMAP"," 10pcs/bag'	'Male Screw/Plastic BP Connectors 6.0mm- for CuffsFemale Locking Luer and Screw	Ultrasound Foetal Transducer - comp w/ Bionet - Uterine Contractions		Ultrasound Foetal Transducer - comp w/ Bionet - UC	Bionet "
"	10	Compatibility: GE DINAMAP"," 10pcs/bag'	10	0				Ultrasound Foetal Transducer - comp w/ Bionet - Uterine Contractions		Ultrasound Foetal Transducer - comp w/ Bionet - UC	Bionet "
"	BPC34		BPC34	https://www.medten.com/product/6857	Replacement	Reusable	GE Healthcare	NIBP Connectors and Adapters	Accessories	BP Connectors 3.6mm- for GE Neo Cuffs	Reusable BP Connectors 3.6mm- for GE Neo Cuffs	Replacement (Box of 10) Please type your own Product Description or copy from OEM	BP Connectors 3.6mm- for GE Neo CuffsReplacement (Box of 10) Please type your own Product Description or copy from OEM	10	0				Ultrasound Foetal Transducer - comp w/ Bionet - Uterine Contractions		Ultrasound Foetal Transducer - comp w/ Bionet - UC	Bionet "
"	BPC36		BPC36	https://www.medten.com/product/6858	Replacement	Reusable		NIBP Connectors and Adapters	Accessories	Philips Neonate BP Connectors 4.5mm- for Cuffs	Reusable Philips Neonate BP Connectors 4.5mm- for Cuffs	Philipsfor Neonate"," 10pcs/bag	Philips Neonate BP Connectors 4.5mm- for CuffsPhilipsfor Neonate"," 10pcs/bag	10	0				Ultrasound Foetal Transducer - comp w/ Bionet - Uterine Contractions		Ultrasound Foetal Transducer - comp w/ Bionet - UC	Bionet "
"	BPC37		BPC37	https://www.medten.com/product/6859	Replacement	Reusable	Welch Allyn	NIBP Connectors and Adapters	Accessories	Welch Allyn BP Connectors 6.0mm- for Cuffs	Reusable Welch Allyn BP Connectors 6.0mm- for Cuffs	Welch Allyn"," 10pcs/bag	Welch Allyn BP Connectors 6.0mm- for CuffsWelch Allyn"," 10pcs/bag	10	0				Ultrasound Foetal Transducer - comp w/ Bionet - Uterine Contractions		Ultrasound Foetal Transducer - comp w/ Bionet - UC	Bionet "
"	BPC38		BPC38	https://www.medten.com/product/6860	Replacement	Reusable		NIBP Connectors and Adapters	Accessories	GE DINACLICK BP Connectors 6.0mm- for dual-tube Critikon Cuffs	Reusable GE DINACLICK BP Connectors 6.0mm- for dual-tube Critikon Cuffs	GE DINACLICK (old version)"," 10pcs/bag	GE DINACLICK BP Connectors 6.0mm- for dual-tube Critikon CuffsGE DINACLICK (old version)"," 10pcs/bag	10	0				Ultrasound Foetal Transducer - comp w/ Bionet - Uterine Contractions		Ultrasound Foetal Transducer - comp w/ Bionet - UC	Bionet "
"	BPC44		BPC44	https://www.medten.com/product/6861	Replacement	Reusable	Draeger	NIBP Connectors and Adapters	Accessories	Draeger BP Connectors 6.7mm- for Cuffs	Reusable Draeger BP Connectors 6.7mm- for Cuffs	Draeger"," 10pcs/bag	Draeger BP Connectors 6.7mm- for CuffsDraeger"," 10pcs/bag	10	0				Ultrasound Foetal Transducer - comp w/ Bionet - Uterine Contractions		Ultrasound Foetal Transducer - comp w/ Bionet - UC	Bionet "
"	BPC10-D		BPC10-D	https://www.medten.com/product/6862	Replacement	Reusable		NIBP Connectors and Adapters	Accessories	Male Submin BP Connectors 5.8mm - for Cuffs	Reusable Male Submin BP Connectors 5.8mm - for Cuffs	'Male Submin to	Ultrasound Foetal Transducer - comp w/ Bionet - Uterine Contractions		Ultrasound Foetal Transducer - comp w/ Bionet - UC	Bionet "
"		5/32” ID Barbed"," Plastic	Ultrasound Foetal Transducer - comp w/ Bionet - Uterine Contractions		Ultrasound Foetal Transducer - comp w/ Bionet - UC	Bionet "
"		Compatibility: GE"," GE Marquette","	Ultrasound Foetal Transducer - comp w/ Bionet - Uterine Contractions		Ultrasound Foetal Transducer - comp w/ Bionet - UC	Bionet "
"		GE Datex-Ohmeda	Ultrasound Foetal Transducer - comp w/ Bionet - Uterine Contractions		Ultrasound Foetal Transducer - comp w/ Bionet - UC	Bionet "
"	'Male Submin BP Connectors 5.8mm - for CuffsMale Submin to	GE Critikon "," Welch Allyn"," 10pcs/bag'	'Male Submin BP Connectors 5.8mm - for CuffsMale Submin to	Ultrasound Foetal Transducer - comp w/ Bionet - Uterine Contractions		Ultrasound Foetal Transducer - comp w/ Bionet - UC	Bionet "
"		5/32” ID Barbed"," Plastic	Ultrasound Foetal Transducer - comp w/ Bionet - Uterine Contractions		Ultrasound Foetal Transducer - comp w/ Bionet - UC	Bionet "
"		Compatibility: GE"," GE Marquette","	Ultrasound Foetal Transducer - comp w/ Bionet - Uterine Contractions		Ultrasound Foetal Transducer - comp w/ Bionet - UC	Bionet "
"		GE Datex-Ohmeda	Ultrasound Foetal Transducer - comp w/ Bionet - Uterine Contractions		Ultrasound Foetal Transducer - comp w/ Bionet - UC	Bionet "
"	10	GE Critikon "," Welch Allyn"," 10pcs/bag'	10	6				Ultrasound Foetal Transducer - comp w/ Bionet - Uterine Contractions		Ultrasound Foetal Transducer - comp w/ Bionet - UC	Bionet "
"	BPC11-D		BPC11-D	https://www.medten.com/product/6863	Replacement	Reusable		NIBP Connectors and Adapters	Accessories	Female Submin BP Connectors 5.8mm- for Cuffs	Reusable Female Submin BP Connectors 5.8mm- for Cuffs	GE Critikon Welch Allyn"," 10pcs/bag	Female Submin BP Connectors 5.8mm- for CuffsGE Critikon Welch Allyn"," 10pcs/bag	10	6				Ultrasound Foetal Transducer - comp w/ Bionet - Uterine Contractions		Ultrasound Foetal Transducer - comp w/ Bionet - UC	Bionet "
"	BPC01M		BPC01M	https://www.medten.com/product/6864	Replacement	Reusable	Welch Allyn	NIBP Connectors and Adapters	Accessories	Male Bayonet/Metal BP Connectors 4.5mm- for Air Hoses	Reusable Male Bayonet/Metal BP Connectors 4.5mm- for Air Hoses	Philips/HP"," Drager/Siemens"," Mindray/Datascope"," Spacelabs"," Nellcor"," Physio control"," Colin",IVAC," 10pcs/bag	Male Bayonet/Metal BP Connectors 4.5mm- for Air HosesPhilips/HP"," Drager/Siemens"," Mindray/Datascope"," Spacelabs"," Nellcor"," Physio control"," Colin",IVAC," 10pcs/bag	10	6				Ultrasound Foetal Transducer - comp w/ Bionet - Uterine Contractions		Ultrasound Foetal Transducer - comp w/ Bionet - UC	Bionet "
"	BPC02M		BPC02M	https://www.medten.com/product/6865	Replacement	Reusable	Welch Allyn	NIBP Connectors and Adapters	Accessories	Female Bayonet BP Connectors 4.5mm- for Air Hoses	Reusable Female Bayonet BP Connectors 4.5mm- for Air Hoses	Philips/HP"," Siemens"," Datascope"," Mindray"," 1pc/bag	Female Bayonet BP Connectors 4.5mm- for Air HosesPhilips/HP"," Siemens"," Datascope"," Mindray"," 1pc/bag	1	0				Ultrasound Foetal Transducer - comp w/ Bionet - Uterine Contractions		Ultrasound Foetal Transducer - comp w/ Bionet - UC	Bionet "
"	BPC03M		BPC03M	https://www.medten.com/product/6866	Replacement	Reusable	Welch Allyn	NIBP Connectors and Adapters	Accessories	Female Locking Luer/Metal"," BP Connectors 4.5mm- for Air Hoses	Reusable Female Locking Luer/Metal"," BP Connectors 4.5mm- for Air Hoses	Mennen (Old)",Schiller,"Bruker/Odam Spacelabs (Old)BCI"," Colin"," Datascope"," 1pc/bag	Female Locking Luer/Metal"," BP Connectors 4.5mm- for Air HosesMennen (Old)",Schiller,"Bruker/Odam Spacelabs (Old)BCI"," Colin"," Datascope"," 1pc/bag	1	0				Ultrasound Foetal Transducer - comp w/ Bionet - Uterine Contractions		Ultrasound Foetal Transducer - comp w/ Bionet - UC	Bionet "
"	BPC04M		BPC04M	https://www.medten.com/product/6867	Replacement	Reusable	Welch Allyn	NIBP Connectors and Adapters	Accessories	Male Locking Luer/Metal"," BP Connectors 4.5mm- for Air Hoses	Reusable Male Locking Luer/Metal"," BP Connectors 4.5mm- for Air Hoses	BCI(Old)"," Datascope (Old)/ Plastic Male Luer Lock"," 1pc/bag	Male Locking Luer/Metal"," BP Connectors 4.5mm- for Air HosesBCI(Old)"," Datascope (Old)/ Plastic Male Luer Lock"," 1pc/bag	1	6				Ultrasound Foetal Transducer - comp w/ Bionet - Uterine Contractions		Ultrasound Foetal Transducer - comp w/ Bionet - UC	Bionet "
"	BPC04P		BPC04P	https://www.medten.com/product/6868	Replacement	Reusable		NIBP Connectors and Adapters	Accessories	Male Locking Luer/Plastic"," BP Connectors 4.5mm- for Air Hoses	Reusable Male Locking Luer/Plastic"," BP Connectors 4.5mm- for Air Hoses	BCI(Old)"," Datascope (Old)/ Plastic Male Luer Lock"," 10pcs/bag	Male Locking Luer/Plastic"," BP Connectors 4.5mm- for Air HosesBCI(Old)"," Datascope (Old)/ Plastic Male Luer Lock"," 10pcs/bag	10	6				Ultrasound Foetal Transducer - comp w/ Bionet - Uterine Contractions		Ultrasound Foetal Transducer - comp w/ Bionet - UC	Bionet "
"	BPC06		BPC06	https://www.medten.com/product/6869	Replacement	Reusable	GE Healthcare	NIBP Connectors and Adapters	Accessories	Female Slip Luer/Metal BP Connectors 4.5mm- for Air Hoses	Reusable Female Slip Luer/Metal BP Connectors 4.5mm- for Air Hoses	For Universal neonate "," 1pc/bag	Female Slip Luer/Metal BP Connectors 4.5mm- for Air HosesFor Universal neonate "," 1pc/bag	1	6				Ultrasound Foetal Transducer - comp w/ Bionet - Uterine Contractions		Ultrasound Foetal Transducer - comp w/ Bionet - UC	Bionet "
"	BPC07		BPC07	https://www.medten.com/product/6870	Replacement	Reusable		NIBP Connectors and Adapters	Accessories	Philips/Mindray BP Connectors 4.5mm- for Air Hoses	Reusable Philips/Mindray BP Connectors 4.5mm- for Air Hoses	Replacement (Box of 1) Please type your own Product Description or copy from OEM	Philips/Mindray BP Connectors 4.5mm- for Air HosesReplacement (Box of 1) Please type your own Product Description or copy from OEM	1	6				Ultrasound Foetal Transducer - comp w/ Bionet - Uterine Contractions		Ultrasound Foetal Transducer - comp w/ Bionet - UC	Bionet "
"	BPC09M		BPC09M	https://www.medten.com/product/6871	Replacement	Reusable	GE Healthcare	NIBP Connectors and Adapters	Accessories	Female Screw/Metal BP Connectors 4.5mm- for Air Hoses	Reusable Female Screw/Metal BP Connectors 4.5mm- for Air Hoses	'1/8” ID Barbed to	Ultrasound Foetal Transducer - comp w/ Bionet - Uterine Contractions		Ultrasound Foetal Transducer - comp w/ Bionet - UC	Bionet "
"		Female Screw"," Metal	Ultrasound Foetal Transducer - comp w/ Bionet - Uterine Contractions		Ultrasound Foetal Transducer - comp w/ Bionet - UC	Bionet "
"		Compatibility: GE DINAMAP	Ultrasound Foetal Transducer - comp w/ Bionet - Uterine Contractions		Ultrasound Foetal Transducer - comp w/ Bionet - UC	Bionet "
"		Welch Allyn	Ultrasound Foetal Transducer - comp w/ Bionet - Uterine Contractions		Ultrasound Foetal Transducer - comp w/ Bionet - UC	Bionet "
"	'Female Screw/Metal BP Connectors 4.5mm- for Air Hoses1/8” ID Barbed to	"," 1pc/bag'	'Female Screw/Metal BP Connectors 4.5mm- for Air Hoses1/8” ID Barbed to	Ultrasound Foetal Transducer - comp w/ Bionet - Uterine Contractions		Ultrasound Foetal Transducer - comp w/ Bionet - UC	Bionet "
"		Female Screw"," Metal	Ultrasound Foetal Transducer - comp w/ Bionet - Uterine Contractions		Ultrasound Foetal Transducer - comp w/ Bionet - UC	Bionet "
"		Compatibility: GE DINAMAP	Ultrasound Foetal Transducer - comp w/ Bionet - Uterine Contractions		Ultrasound Foetal Transducer - comp w/ Bionet - UC	Bionet "
"		Welch Allyn	Ultrasound Foetal Transducer - comp w/ Bionet - Uterine Contractions		Ultrasound Foetal Transducer - comp w/ Bionet - UC	Bionet "
"	1	"," 1pc/bag'	1	0				Ultrasound Foetal Transducer - comp w/ Bionet - Uterine Contractions		Ultrasound Foetal Transducer - comp w/ Bionet - UC	Bionet "
"	BPC10		BPC10	https://www.medten.com/product/6872	Replacement	Reusable	GE Healthcare	NIBP Connectors and Adapters	Accessories	Male Submin BP Connectors 4.5mm- for Air Hoses	Reusable Male Submin BP Connectors 4.5mm- for Air Hoses	'Male Submin to	Ultrasound Foetal Transducer - comp w/ Bionet - Uterine Contractions		Ultrasound Foetal Transducer - comp w/ Bionet - UC	Bionet "
"		1/8” ID Barbed"," Plastic	Ultrasound Foetal Transducer - comp w/ Bionet - Uterine Contractions		Ultrasound Foetal Transducer - comp w/ Bionet - UC	Bionet "
"		Compatibility: GE"," GE Marquette","	Ultrasound Foetal Transducer - comp w/ Bionet - Uterine Contractions		Ultrasound Foetal Transducer - comp w/ Bionet - UC	Bionet "
"		GE Datex-Ohmeda	Ultrasound Foetal Transducer - comp w/ Bionet - Uterine Contractions		Ultrasound Foetal Transducer - comp w/ Bionet - UC	Bionet "
"		GE"," GE Marquette"," GE Datex-Ohmeda	Ultrasound Foetal Transducer - comp w/ Bionet - Uterine Contractions		Ultrasound Foetal Transducer - comp w/ Bionet - UC	Bionet "
"	'Male Submin BP Connectors 4.5mm- for Air HosesMale Submin to	"," 10pcs/bag'	'Male Submin BP Connectors 4.5mm- for Air HosesMale Submin to	Ultrasound Foetal Transducer - comp w/ Bionet - Uterine Contractions		Ultrasound Foetal Transducer - comp w/ Bionet - UC	Bionet "
"		1/8” ID Barbed"," Plastic	Ultrasound Foetal Transducer - comp w/ Bionet - Uterine Contractions		Ultrasound Foetal Transducer - comp w/ Bionet - UC	Bionet "
"		Compatibility: GE"," GE Marquette","	Ultrasound Foetal Transducer - comp w/ Bionet - Uterine Contractions		Ultrasound Foetal Transducer - comp w/ Bionet - UC	Bionet "
"		GE Datex-Ohmeda	Ultrasound Foetal Transducer - comp w/ Bionet - Uterine Contractions		Ultrasound Foetal Transducer - comp w/ Bionet - UC	Bionet "
"		GE"," GE Marquette"," GE Datex-Ohmeda	Ultrasound Foetal Transducer - comp w/ Bionet - Uterine Contractions		Ultrasound Foetal Transducer - comp w/ Bionet - UC	Bionet "
"	10	"," 10pcs/bag'	10	6				Ultrasound Foetal Transducer - comp w/ Bionet - Uterine Contractions		Ultrasound Foetal Transducer - comp w/ Bionet - UC	Bionet "
"	BPC11		BPC11	https://www.medten.com/product/6873	Replacement	Reusable	GE Healthcare	NIBP Connectors and Adapters	Accessories	Female Submin BP Connectors 4.5mm- for Air Hoses	Reusable Female Submin BP Connectors 4.5mm- for Air Hoses	'Female Submin to	Ultrasound Foetal Transducer - comp w/ Bionet - Uterine Contractions		Ultrasound Foetal Transducer - comp w/ Bionet - UC	Bionet "
"		1/8” ID Barbed"," Plastic	Ultrasound Foetal Transducer - comp w/ Bionet - Uterine Contractions		Ultrasound Foetal Transducer - comp w/ Bionet - UC	Bionet "
"		Compatibility: GE","	Ultrasound Foetal Transducer - comp w/ Bionet - Uterine Contractions		Ultrasound Foetal Transducer - comp w/ Bionet - UC	Bionet "
"		GE Marquette"," Protocol	Ultrasound Foetal Transducer - comp w/ Bionet - Uterine Contractions		Ultrasound Foetal Transducer - comp w/ Bionet - UC	Bionet "
"			Ultrasound Foetal Transducer - comp w/ Bionet - Uterine Contractions		Ultrasound Foetal Transducer - comp w/ Bionet - UC	Bionet "
"	'Female Submin BP Connectors 4.5mm- for Air HosesFemale Submin to	"," 10pcs/bag'	'Female Submin BP Connectors 4.5mm- for Air HosesFemale Submin to	Ultrasound Foetal Transducer - comp w/ Bionet - Uterine Contractions		Ultrasound Foetal Transducer - comp w/ Bionet - UC	Bionet "
"		1/8” ID Barbed"," Plastic	Ultrasound Foetal Transducer - comp w/ Bionet - Uterine Contractions		Ultrasound Foetal Transducer - comp w/ Bionet - UC	Bionet "
"		Compatibility: GE","	Ultrasound Foetal Transducer - comp w/ Bionet - Uterine Contractions		Ultrasound Foetal Transducer - comp w/ Bionet - UC	Bionet "
"		GE Marquette"," Protocol	Ultrasound Foetal Transducer - comp w/ Bionet - Uterine Contractions		Ultrasound Foetal Transducer - comp w/ Bionet - UC	Bionet "
"			Ultrasound Foetal Transducer - comp w/ Bionet - Uterine Contractions		Ultrasound Foetal Transducer - comp w/ Bionet - UC	Bionet "
"	10	"," 10pcs/bag'	10	0				Ultrasound Foetal Transducer - comp w/ Bionet - Uterine Contractions		Ultrasound Foetal Transducer - comp w/ Bionet - UC	Bionet "
"	BPC12		BPC12	https://www.medten.com/product/6874	Replacement	Reusable	Pace Tech	NIBP Connectors and Adapters	Accessories	Air Connectors 4.5mm- for Air Hoses	Reusable Air Connectors 4.5mm- for Air Hoses	'Tourniquet cuff connector	Ultrasound Foetal Transducer - comp w/ Bionet - Uterine Contractions		Ultrasound Foetal Transducer - comp w/ Bionet - UC	Bionet "
"	'Air Connectors 4.5mm- for Air HosesTourniquet cuff connector	Pace tech"," Welch Allyn"," 1pc/bag'	'Air Connectors 4.5mm- for Air HosesTourniquet cuff connector	Ultrasound Foetal Transducer - comp w/ Bionet - Uterine Contractions		Ultrasound Foetal Transducer - comp w/ Bionet - UC	Bionet "
"	1	Pace tech"," Welch Allyn"," 1pc/bag'	1	6				Ultrasound Foetal Transducer - comp w/ Bionet - Uterine Contractions		Ultrasound Foetal Transducer - comp w/ Bionet - UC	Bionet "
"	BPC13		BPC13	https://www.medten.com/product/6875	Replacement	Reusable	Datex Ohmeda	NIBP Connectors and Adapters	Accessories	Datex Ohmeda BP Connectors 4.5mm- for Air Hoses	Reusable Datex Ohmeda BP Connectors 4.5mm- for Air Hoses	GE Datex"," 1pc/bag	Datex Ohmeda BP Connectors 4.5mm- for Air HosesGE Datex"," 1pc/bag	1	6				Ultrasound Foetal Transducer - comp w/ Bionet - Uterine Contractions		Ultrasound Foetal Transducer - comp w/ Bionet - UC	Bionet "
"	BPC14A		BPC14A	https://www.medten.com/product/6876	Replacement	Reusable	Marquette	NIBP Connectors and Adapters	Accessories	GE BP Connectors 4.5mm- for Adult Air Hoses	Reusable GE BP Connectors 4.5mm- for Adult Air Hoses	'GE"," GE Marquette	Ultrasound Foetal Transducer - comp w/ Bionet - Uterine Contractions		Ultrasound Foetal Transducer - comp w/ Bionet - UC	Bionet "
"	'GE BP Connectors 4.5mm- for Adult Air HosesGE"," GE Marquette	for Adult"," 1pc/bag'	'GE BP Connectors 4.5mm- for Adult Air HosesGE"," GE Marquette	Ultrasound Foetal Transducer - comp w/ Bionet - Uterine Contractions		Ultrasound Foetal Transducer - comp w/ Bionet - UC	Bionet "
"	1	for Adult"," 1pc/bag'	1	6				Ultrasound Foetal Transducer - comp w/ Bionet - Uterine Contractions		Ultrasound Foetal Transducer - comp w/ Bionet - UC	Bionet "
"	BPC14N		BPC14N	https://www.medten.com/product/6877	Replacement	Reusable	Marquette	NIBP Connectors and Adapters	Accessories	GE BP Connectors 4.5mm- for Neonate Air Hoses	Reusable GE BP Connectors 4.5mm- for Neonate Air Hoses	'GE"," GE Marquette	Ultrasound Foetal Transducer - comp w/ Bionet - Uterine Contractions		Ultrasound Foetal Transducer - comp w/ Bionet - UC	Bionet "
"	'GE BP Connectors 4.5mm- for Neonate Air HosesGE"," GE Marquette	for Neonate"," 1pc/bag'	'GE BP Connectors 4.5mm- for Neonate Air HosesGE"," GE Marquette	Ultrasound Foetal Transducer - comp w/ Bionet - Uterine Contractions		Ultrasound Foetal Transducer - comp w/ Bionet - UC	Bionet "
"	1	for Neonate"," 1pc/bag'	1	6				Ultrasound Foetal Transducer - comp w/ Bionet - Uterine Contractions		Ultrasound Foetal Transducer - comp w/ Bionet - UC	Bionet "
"	BPC15A		BPC15A	https://www.medten.com/product/6878	Replacement	Reusable	Nihon Kohden	NIBP Connectors and Adapters	Accessories	Nihon Kohden BP Connectors 4.5mm- for Adult Air Hoses	Reusable Nihon Kohden BP Connectors 4.5mm- for Adult Air Hoses	'Nihon Kohden	Ultrasound Foetal Transducer - comp w/ Bionet - Uterine Contractions		Ultrasound Foetal Transducer - comp w/ Bionet - UC	Bionet "
"	'Nihon Kohden BP Connectors 4.5mm- for Adult Air HosesNihon Kohden	for Adult"," 1pc/bag'	'Nihon Kohden BP Connectors 4.5mm- for Adult Air HosesNihon Kohden	Ultrasound Foetal Transducer - comp w/ Bionet - Uterine Contractions		Ultrasound Foetal Transducer - comp w/ Bionet - UC	Bionet "
"	1	for Adult"," 1pc/bag'	1	6				Ultrasound Foetal Transducer - comp w/ Bionet - Uterine Contractions		Ultrasound Foetal Transducer - comp w/ Bionet - UC	Bionet "
"	BPC15N		BPC15N	https://www.medten.com/product/6879	Replacement	Reusable	Nihon Kohden	NIBP Connectors and Adapters	Accessories	Nihon Kohden BP Connectors 4.5mm- for neonate Air Hoses	Reusable Nihon Kohden BP Connectors 4.5mm- for neonate Air Hoses	'Nihon Kohden	Ultrasound Foetal Transducer - comp w/ Bionet - Uterine Contractions		Ultrasound Foetal Transducer - comp w/ Bionet - UC	Bionet "
"	'Nihon Kohden BP Connectors 4.5mm- for neonate Air HosesNihon Kohden	for Neonate"," 1pc/bag'	'Nihon Kohden BP Connectors 4.5mm- for neonate Air HosesNihon Kohden	Ultrasound Foetal Transducer - comp w/ Bionet - Uterine Contractions		Ultrasound Foetal Transducer - comp w/ Bionet - UC	Bionet "
"	1	for Neonate"," 1pc/bag'	1	6				Ultrasound Foetal Transducer - comp w/ Bionet - Uterine Contractions		Ultrasound Foetal Transducer - comp w/ Bionet - UC	Bionet "
"	BPC16		BPC16	https://www.medten.com/product/6880	Replacement	Reusable	GE Healthcare	NIBP Connectors and Adapters	Accessories	GE Critikon/DINAMAP BP Connectors 4.5mm-330073 for Air Hoses	Reusable GE Critikon/DINAMAP BP Connectors 4.5mm-330073 for Air Hoses	GE"," GE DINAMAP"," 1pc/bag	GE Critikon/DINAMAP BP Connectors 4.5mm-330073 for Air HosesGE"," GE DINAMAP"," 1pc/bag	1	6				Ultrasound Foetal Transducer - comp w/ Bionet - Uterine Contractions		Ultrasound Foetal Transducer - comp w/ Bionet - UC	Bionet "
"	BPC17		BPC17	https://www.medten.com/product/6881	Replacement	Reusable		NIBP Connectors and Adapters	Accessories	BP Connectors 4.5mm- for dual -tube Neonate Air Hoses	Reusable BP Connectors 4.5mm- for dual -tube Neonate Air Hoses	GE Neonate"," dual-tube neonate"," 10pcs/bag	BP Connectors 4.5mm- for dual -tube Neonate Air HosesGE Neonate"," dual-tube neonate"," 10pcs/bag	10	6				Ultrasound Foetal Transducer - comp w/ Bionet - Uterine Contractions		Ultrasound Foetal Transducer - comp w/ Bionet - UC	Bionet "
"	BPC18		BPC18	https://www.medten.com/product/6882	Replacement	Reusable	Draeger	NIBP Connectors and Adapters	Accessories	Draeger BP Connectors 4.5mm- for Air Hoses	Reusable Draeger BP Connectors 4.5mm- for Air Hoses	Draeger/Siemens"," 1pc/bag	Draeger BP Connectors 4.5mm- for Air HosesDraeger/Siemens"," 1pc/bag	1	6				Ultrasound Foetal Transducer - comp w/ Bionet - Uterine Contractions		Ultrasound Foetal Transducer - comp w/ Bionet - UC	Bionet "
"	BPC19		BPC19	https://www.medten.com/product/6883	Replacement	Reusable	Colin	NIBP Connectors and Adapters	Accessories	Colin/Fukuda BP Connectors 4.5mm- for Air Hoses	Reusable Colin/Fukuda BP Connectors 4.5mm- for Air Hoses	Colin"," Fukuda Danshi"," 1pc/bag	Colin/Fukuda BP Connectors 4.5mm- for Air HosesColin"," Fukuda Danshi"," 1pc/bag	1	6				Ultrasound Foetal Transducer - comp w/ Bionet - Uterine Contractions		Ultrasound Foetal Transducer - comp w/ Bionet - UC	Bionet "
"	BPC20		BPC20	https://www.medten.com/product/6884	Replacement	Reusable	Colin	NIBP Connectors and Adapters	Accessories	Tyco BP Connectors 4.5mm- for Air Hoses	Reusable Tyco BP Connectors 4.5mm- for Air Hoses	Gambro Tyco(NPB 5500)"," 1pc/bag	Tyco BP Connectors 4.5mm- for Air HosesGambro Tyco(NPB 5500)"," 1pc/bag	1	6				Ultrasound Foetal Transducer - comp w/ Bionet - Uterine Contractions		Ultrasound Foetal Transducer - comp w/ Bionet - UC	Bionet "
"	BPC21		BPC21	https://www.medten.com/product/6885	Replacement	Reusable	Comen	NIBP Connectors and Adapters	Accessories	Redel/Lemo BP Connectors 4.8mm- for Air Hoses	Reusable Redel/Lemo BP Connectors 4.8mm- for Air Hoses	Comen"," Infinium"," 1pc/bag	Redel/Lemo BP Connectors 4.8mm- for Air HosesComen"," Infinium"," 1pc/bag	1	6				Ultrasound Foetal Transducer - comp w/ Bionet - Uterine Contractions		Ultrasound Foetal Transducer - comp w/ Bionet - UC	Bionet "
"	BPC22		BPC22	https://www.medten.com/product/6886	Replacement	Reusable		NIBP Connectors and Adapters	Accessories	Redel/Lemo BP Connectors 4.8mm- for Air Hoses	Reusable Redel/Lemo BP Connectors 4.8mm- for Air Hoses	Creative"," 1pc/bag	Redel/Lemo BP Connectors 4.8mm- for Air HosesCreative"," 1pc/bag	1	6				Ultrasound Foetal Transducer - comp w/ Bionet - Uterine Contractions		Ultrasound Foetal Transducer - comp w/ Bionet - UC	Bionet "
"	BPC23		BPC23	https://www.medten.com/product/6887	Replacement	Reusable	Nihon Kohden	NIBP Connectors and Adapters	Accessories	NIhon Kohden BP Connectors 4.5mm- for Air Hoses	Reusable NIhon Kohden BP Connectors 4.5mm- for Air Hoses	Nihon Kohden"," 1pc/bag	NIhon Kohden BP Connectors 4.5mm- for Air HosesNihon Kohden"," 1pc/bag	1	6				Ultrasound Foetal Transducer - comp w/ Bionet - Uterine Contractions		Ultrasound Foetal Transducer - comp w/ Bionet - UC	Bionet "
"	BPC24		BPC24	https://www.medten.com/product/6888	Replacement	Reusable	Welch Allyn	NIBP Connectors and Adapters	Accessories	Welch Allyn BP Connectors 4.5mm- for Air Hoses	Reusable Welch Allyn BP Connectors 4.5mm- for Air Hoses	Welch allyn/ 2 tube"," 1pc/bag	Welch Allyn BP Connectors 4.5mm- for Air HosesWelch allyn/ 2 tube"," 1pc/bag	1	6				Ultrasound Foetal Transducer - comp w/ Bionet - Uterine Contractions		Ultrasound Foetal Transducer - comp w/ Bionet - UC	Bionet "
"	BPC25		BPC25	https://www.medten.com/product/6889	Replacement	Reusable	Welch Allyn	NIBP Connectors and Adapters	Accessories	Welch Allyn PORT-1 BP Connectors 4.5mm- for Air Hoses	Reusable Welch Allyn PORT-1 BP Connectors 4.5mm- for Air Hoses	'Welch Allyn/ 1 tube	Ultrasound Foetal Transducer - comp w/ Bionet - Uterine Contractions		Ultrasound Foetal Transducer - comp w/ Bionet - UC	Bionet "
"	'Welch Allyn PORT-1 BP Connectors 4.5mm- for Air HosesWelch Allyn/ 1 tube	FlexiPort Fitting"," 10pcs/bag'	'Welch Allyn PORT-1 BP Connectors 4.5mm- for Air HosesWelch Allyn/ 1 tube	Ultrasound Foetal Transducer - comp w/ Bionet - Uterine Contractions		Ultrasound Foetal Transducer - comp w/ Bionet - UC	Bionet "
"	10	FlexiPort Fitting"," 10pcs/bag'	10	6				Ultrasound Foetal Transducer - comp w/ Bionet - Uterine Contractions		Ultrasound Foetal Transducer - comp w/ Bionet - UC	Bionet "
"	BPC26		BPC26	https://www.medten.com/product/6890	Replacement	Reusable	Welch Allyn	NIBP Connectors and Adapters	Accessories	Welch Allyn PORT-2 BP Connectors 4.5mm- for Air Hoses	Reusable Welch Allyn PORT-2 BP Connectors 4.5mm- for Air Hoses	'Welch Allyn / 2 tube	Ultrasound Foetal Transducer - comp w/ Bionet - Uterine Contractions		Ultrasound Foetal Transducer - comp w/ Bionet - UC	Bionet "
"	'Welch Allyn PORT-2 BP Connectors 4.5mm- for Air HosesWelch Allyn / 2 tube	FlexiPort Fitting"," 10pcs/bag'	'Welch Allyn PORT-2 BP Connectors 4.5mm- for Air HosesWelch Allyn / 2 tube	Ultrasound Foetal Transducer - comp w/ Bionet - Uterine Contractions		Ultrasound Foetal Transducer - comp w/ Bionet - UC	Bionet "
"	10	FlexiPort Fitting"," 10pcs/bag'	10	6				Ultrasound Foetal Transducer - comp w/ Bionet - Uterine Contractions		Ultrasound Foetal Transducer - comp w/ Bionet - UC	Bionet "
"	BPC28		BPC28	https://www.medten.com/product/6891	Replacement	Reusable	Welch Allyn	NIBP Connectors and Adapters	Accessories	Welch Allyn BP Connectors 4.5mm- for Air Hoses	Reusable Welch Allyn BP Connectors 4.5mm- for Air Hoses	Welch Allyn"," 1pc/bag	Welch Allyn BP Connectors 4.5mm- for Air HosesWelch Allyn"," 1pc/bag	1	6				Ultrasound Foetal Transducer - comp w/ Bionet - Uterine Contractions		Ultrasound Foetal Transducer - comp w/ Bionet - UC	Bionet "
"	BPC29		BPC29	https://www.medten.com/product/6892	Replacement	Reusable	Physio-Control	NIBP Connectors and Adapters	Accessories	Physio-Control BP Connectors 4.5mm- for Air Hoses	Reusable Physio-Control BP Connectors 4.5mm- for Air Hoses	Stryker/Physio-Control"," 1pc/bag	Physio-Control BP Connectors 4.5mm- for Air HosesStryker/Physio-Control"," 1pc/bag	1	6				Ultrasound Foetal Transducer - comp w/ Bionet - Uterine Contractions		Ultrasound Foetal Transducer - comp w/ Bionet - UC	Bionet "
"	BPC30		BPC30	https://www.medten.com/product/6893	Replacement	Reusable		NIBP Connectors and Adapters	Accessories	Double female slip/Plastic BP Connectors 4.5mm- for Air Hoses	Reusable Double female slip/Plastic BP Connectors 4.5mm- for Air Hoses	for Neonate"," female slip"," 1pc/bag	Double female slip/Plastic BP Connectors 4.5mm- for Air Hosesfor Neonate"," female slip"," 1pc/bag	1	6				Ultrasound Foetal Transducer - comp w/ Bionet - Uterine Contractions		Ultrasound Foetal Transducer - comp w/ Bionet - UC	Bionet "
"	BPC31		BPC31	https://www.medten.com/product/6894	Replacement	Reusable	GE Healthcare	NIBP Connectors and Adapters	Accessories	GE DINACLICK BP Connectors 4.5mm- for Single Tube Air Hoses	Reusable GE DINACLICK BP Connectors 4.5mm- for Single Tube Air Hoses	2-1T DINACLICK Female Receptacle (new version) - for single Air Hoses"," 1pc/bag	GE DINACLICK BP Connectors 4.5mm- for Single Tube Air Hoses2-1T DINACLICK Female Receptacle (new version) - for single Air Hoses"," 1pc/bag	1	6				Ultrasound Foetal Transducer - comp w/ Bionet - Uterine Contractions		Ultrasound Foetal Transducer - comp w/ Bionet - UC	Bionet "
"	BPC32		BPC32	https://www.medten.com/product/6895	Replacement	Reusable	GE Healthcare	NIBP Connectors and Adapters	Accessories	GE DINACLICK BP Connectors 4.5mm- for dual Air Hoses	Reusable GE DINACLICK BP Connectors 4.5mm- for dual Air Hoses	2T DINACLICK Female Receptacle"," 1pc/bag	GE DINACLICK BP Connectors 4.5mm- for dual Air Hoses2T DINACLICK Female Receptacle"," 1pc/bag	1	6				Ultrasound Foetal Transducer - comp w/ Bionet - Uterine Contractions		Ultrasound Foetal Transducer - comp w/ Bionet - UC	Bionet "
"	BPC33		BPC33	https://www.medten.com/product/6896	Replacement	Reusable	GE Healthcare	NIBP Connectors and Adapters	Accessories	GE Neo-Snap BP Connectors 3.3mm- for Neonate Air Hoses 2059293-001	Reusable GE Neo-Snap BP Connectors 3.3mm- for Neonate Air Hoses 2059293-001	2T Neo-Snap Male PlugNeo-Snap"," 1pc/bag	GE Neo-Snap BP Connectors 3.3mm- for Neonate Air Hoses 2059293-0012T Neo-Snap Male PlugNeo-Snap"," 1pc/bag	1	6				Ultrasound Foetal Transducer - comp w/ Bionet - Uterine Contractions		Ultrasound Foetal Transducer - comp w/ Bionet - UC	Bionet "
"	BPC39		BPC39	https://www.medten.com/product/6898	Replacement	Reusable	Welch Allyn	NIBP Connectors and Adapters	Accessories	Welch Allyn BP Connectors 4.5mm- for Air Hoses	Reusable Welch Allyn BP Connectors 4.5mm- for Air Hoses	Welch Allyn/ 1 tube"," 10pcs/bag	Welch Allyn BP Connectors 4.5mm- for Air HosesWelch Allyn/ 1 tube"," 10pcs/bag	10	6				Ultrasound Foetal Transducer - comp w/ Bionet - Uterine Contractions		Ultrasound Foetal Transducer - comp w/ Bionet - UC	Bionet "
"	BPC43		BPC43	https://www.medten.com/product/6899	Replacement	Reusable	Draeger	NIBP Connectors and Adapters	Accessories	Draeger BP Connectors MP00945 5.0mm- for adult Air Hoses	Reusable Draeger BP Connectors MP00945 5.0mm- for adult Air Hoses	Draeger"," 1pc/bag	Draeger BP Connectors MP00945 5.0mm- for adult Air HosesDraeger"," 1pc/bag	1	6				Ultrasound Foetal Transducer - comp w/ Bionet - Uterine Contractions		Ultrasound Foetal Transducer - comp w/ Bionet - UC	Bionet "
"	BPC45		BPC45	https://www.medten.com/product/6900	Replacement	Reusable	Spacelabs	NIBP Connectors and Adapters	Accessories	Spacelabs BP Connectors 4.5mm 714-0053-10- for neonate Air Hoses	Reusable Spacelabs BP Connectors 4.5mm 714-0053-10- for neonate Air Hoses	'Spacelabs	Ultrasound Foetal Transducer - comp w/ Bionet - Uterine Contractions		Ultrasound Foetal Transducer - comp w/ Bionet - UC	Bionet "
"	'Spacelabs BP Connectors 4.5mm 714-0053-10- for neonate Air HosesSpacelabs	for Neonate"," 10pcs/bag'	'Spacelabs BP Connectors 4.5mm 714-0053-10- for neonate Air HosesSpacelabs	Ultrasound Foetal Transducer - comp w/ Bionet - Uterine Contractions		Ultrasound Foetal Transducer - comp w/ Bionet - UC	Bionet "
"	10	for Neonate"," 10pcs/bag'	10	6				Ultrasound Foetal Transducer - comp w/ Bionet - Uterine Contractions		Ultrasound Foetal Transducer - comp w/ Bionet - UC	Bionet "
"	BPC2TM		BPC2TM	https://www.medten.com/product/6901	Replacement	Reusable	GE Healthcare	NIBP Connectors and Adapters	Accessories	2T Barded/Metal BP Connectors 4.5mm-for air hose and cuff	Reusable 2T Barded/Metal BP Connectors 4.5mm-for air hose and cuff	Straight connector"," 10pcs/bag	2T Barded/Metal BP Connectors 4.5mm-for air hose and cuffStraight connector"," 10pcs/bag	10	6				Ultrasound Foetal Transducer - comp w/ Bionet - Uterine Contractions		Ultrasound Foetal Transducer - comp w/ Bionet - UC	Bionet "
"	BPC2TP		BPC2TP	https://www.medten.com/product/6902	Replacement	Reusable		NIBP Connectors and Adapters	Accessories	2T Barded/Plastic BP Connectors 4.5mm- For air hoses and cuffs	Reusable 2T Barded/Plastic BP Connectors 4.5mm- For air hoses and cuffs	Straight connector"," 10pcs/bag	2T Barded/Plastic BP Connectors 4.5mm- For air hoses and cuffsStraight connector"," 10pcs/bag	10	6				Ultrasound Foetal Transducer - comp w/ Bionet - Uterine Contractions		Ultrasound Foetal Transducer - comp w/ Bionet - UC	Bionet "
"	BS17		BS17	https://www.medten.com/product/6903	Replacement	Reusable		NIBP Connectors and Adapters	Accessories	Compatible BP Connectors for Panel Mounting	Reusable Compatible BP Connectors for Panel Mounting	Luer"," 1pc/bag	Compatible BP Connectors for Panel MountingLuer"," 1pc/bag	1	0				Ultrasound Foetal Transducer - comp w/ Bionet - Uterine Contractions		Ultrasound Foetal Transducer - comp w/ Bionet - UC	Bionet "
"	BS18		BS18	https://www.medten.com/product/6904	Replacement	Reusable		NIBP Connectors and Adapters	Accessories	Compatible BP Connectors for Panel Mounting	Reusable Compatible BP Connectors for Panel Mounting	Luer"," 1pc/bag	Compatible BP Connectors for Panel MountingLuer"," 1pc/bag	1	0				Ultrasound Foetal Transducer - comp w/ Bionet - Uterine Contractions		Ultrasound Foetal Transducer - comp w/ Bionet - UC	Bionet "
"	BPS12		BPS12	https://www.medten.com/product/6905	Replacement	Reusable	Welch Allyn	NIBP Connectors and Adapters	Accessories	Air connector for Panel Mounting	Reusable Air connector for Panel Mounting	'tourniquet system	Ultrasound Foetal Transducer - comp w/ Bionet - Uterine Contractions		Ultrasound Foetal Transducer - comp w/ Bionet - UC	Bionet "
"	'Air connector for Panel Mountingtourniquet system	Pace Tech"," 1pc/bag'	'Air connector for Panel Mountingtourniquet system	Ultrasound Foetal Transducer - comp w/ Bionet - Uterine Contractions		Ultrasound Foetal Transducer - comp w/ Bionet - UC	Bionet "
"	1	Pace Tech"," 1pc/bag'	1	0				Ultrasound Foetal Transducer - comp w/ Bionet - Uterine Contractions		Ultrasound Foetal Transducer - comp w/ Bionet - UC	Bionet "
"	BS22		BS22	https://www.medten.com/product/6906	Replacement	Reusable		NIBP Connectors and Adapters	Accessories	Compatible BP Connectors for Panel Mounting	Reusable Compatible BP Connectors for Panel Mounting	Datex"," 1pc/bag	Compatible BP Connectors for Panel MountingDatex"," 1pc/bag	1	0				Ultrasound Foetal Transducer - comp w/ Bionet - Uterine Contractions		Ultrasound Foetal Transducer - comp w/ Bionet - UC	Bionet "
"	SN06		SN06	https://www.medten.com/product/6908	Replacement	Disposable		Monitoring Electrodes	Accessories	Disposable ECG Electrode	Disposable Disposable ECG Electrode	for Adult"," Solid Gel"," Round cloth"," ?55mm"," 50pcs/bag	Disposable ECG Electrodefor Adult"," Solid Gel"," Round cloth"," ?55mm"," 50pcs/bag	50	0				Ultrasound Foetal Transducer - comp w/ Bionet - Uterine Contractions		Ultrasound Foetal Transducer - comp w/ Bionet - UC	Bionet "
"	SF07		SF07	https://www.medten.com/product/6909	Replacement	Disposable		Monitoring Electrodes	Accessories	Disposable ECG Electrode	Disposable Disposable ECG Electrode	for Pediatric"," Solid Gel"," Round foam"," ?25.4mm"," 50pcs/bag	Disposable ECG Electrodefor Pediatric"," Solid Gel"," Round foam"," ?25.4mm"," 50pcs/bag	50	0				Ultrasound Foetal Transducer - comp w/ Bionet - Uterine Contractions		Ultrasound Foetal Transducer - comp w/ Bionet - UC	Bionet "
"	SF12		SF12	https://www.medten.com/product/6910	Replacement	Disposable		Monitoring Electrodes	Accessories	Disposable ECG Electrode	Disposable Disposable ECG Electrode	for Pediatric"," Solid Gel"," Round foam"," ?40 mm"," 50pcs/bag	Disposable ECG Electrodefor Pediatric"," Solid Gel"," Round foam"," ?40 mm"," 50pcs/bag	50	0				Ultrasound Foetal Transducer - comp w/ Bionet - Uterine Contractions		Ultrasound Foetal Transducer - comp w/ Bionet - UC	Bionet "
"	SF08		SF08	https://www.medten.com/product/6911	Replacement	Disposable		Monitoring Electrodes	Accessories	Disposable ECG Electrode	Disposable Disposable ECG Electrode	for Adult"," Solid Gel"," Round foam"," ?50 mm"," 50pcs/bag	Disposable ECG Electrodefor Adult"," Solid Gel"," Round foam"," ?50 mm"," 50pcs/bag	50	0				Ultrasound Foetal Transducer - comp w/ Bionet - Uterine Contractions		Ultrasound Foetal Transducer - comp w/ Bionet - UC	Bionet "
"	JPD-500E		JPD-500E	https://www.medten.com/product/6913	Replacement	Reusable	Jumper	Equipment	Equipment	Fingertip pulse oximeter	Reusable Fingertip pulse oximeter	Fingertip pulse oximeter with HD LED Screen",OriginalJumper,"JPD-500E	Fingertip pulse oximeter Fingertip pulse oximeter with HD LED Screen",OriginalJumper,"JPD-500E	1	12				Ultrasound Foetal Transducer - comp w/ Bionet - Uterine Contractions		Ultrasound Foetal Transducer - comp w/ Bionet - UC	Bionet "
"	BPH-NS30-07Z-06		BPH-NS30-07Z-06	https://www.medten.com/product/6923	Replacement	Reusable	Philips	NIBP Air Hoses	Accessories	Philips NIBP Air Hose M1597B	Reusable Philips NIBP Air Hose M1597B	Replacement: Neonate "," Single Tube"," 3.0m	Philips NIBP Air Hose M1597B"," Neonate "," Single Tube"," 3.0m	1	6				Ultrasound Foetal Transducer - comp w/ Bionet - Uterine Contractions		Ultrasound Foetal Transducer - comp w/ Bionet - UC	Bionet "
"	BPH-NS15-07Z-06		BPH-NS15-07Z-06	https://www.medten.com/product/6926	Replacement	Reusable	Philips	NIBP Air Hoses	Accessories	Philips NIBP Air Hose M1596B	Reusable Philips NIBP Air Hose M1596B	Replacement: Neonate "," Single Tube"," 1.5m	Philips NIBP Air Hose M1596B"," Neonate "," Single Tube"," 1.5m	1	6				Ultrasound Foetal Transducer - comp w/ Bionet - Uterine Contractions		Ultrasound Foetal Transducer - comp w/ Bionet - UC	Bionet "
"6012749	SS-001XC-LAS10		SS-001XC-LAS10	https://www.medten.com/product/6928	Replacement	Reusable	Nellcor	SpO2 Sensors	Accessories	Nellcor SpO2 Sensor FlexMax (large)	Reusable Nellcor SpO2 Sensor FlexMax (large)	Replacement: Large adult"," Soft Rubber"," 1.0m"," Nellcor - OxiMax	Nellcor SpO2 Sensor FlexMax (large)"," Large adult"," Soft Rubber"," 1.0m"," Nellcor - OxiMax	1	0				Ultrasound Foetal Transducer - comp w/ Bionet - Uterine Contractions		Ultrasound Foetal Transducer - comp w/ Bionet - UC	Bionet "
"6012750	SS-001XC-LAS30		SS-001XC-LAS30	https://www.medten.com/product/6929	Replacement	Reusable	Nellcor	SpO2 Sensors	Accessories	Nellcor SpO2 Sensor FlexMax (Large"," 3.0m)	Reusable Nellcor SpO2 Sensor FlexMax (Large"," 3.0m)	Replacement: Large adult"," Soft Rubber"," 3.0m"," Nellcor - OxiMax	Nellcor SpO2 Sensor FlexMax (Large"," 3.0m)"," Large adult"," Soft Rubber"," 3.0m"," Nellcor - OxiMax	1	12				Ultrasound Foetal Transducer - comp w/ Bionet - Uterine Contractions		Ultrasound Foetal Transducer - comp w/ Bionet - UC	Bionet "
"	SS-001XC-VT10		SS-001XC-VT10	https://www.medten.com/product/6930	Replacement	Reusable	Nellcor	Vital Signs Monitoring	Accessories	Nellcor Vet SpO2 V-SAT	Reusable Nellcor Vet SpO2 V-SAT	Replacement"," (please add OEM description here)	Nellcor Vet SpO2 V-SATReplacement"," (please add OEM description here)	1	12				Ultrasound Foetal Transducer - comp w/ Bionet - Uterine Contractions		Ultrasound Foetal Transducer - comp w/ Bionet - UC	Bionet "
"	SS-001XC-VT30		SS-001XC-VT30	https://www.medten.com/product/6931	Replacement	Reusable		Vital Signs Monitoring	Accessories	Nellcor Vet SpO2	Reusable Nellcor Vet SpO2	Replacement: Vet"," Vet Tongue clip"," 3.0m"," Nellcor-Oximax"," Reusable	Nellcor Vet SpO2"," Vet"," Vet Tongue clip"," 3.0m"," Nellcor-Oximax"," Reusable	1	12				Ultrasound Foetal Transducer - comp w/ Bionet - Uterine Contractions		Ultrasound Foetal Transducer - comp w/ Bionet - UC	Bionet "
"	SS-001XC-VC10		SS-001XC-VC10	https://www.medten.com/product/6932	Replacement	Reusable		Vital Signs Monitoring	Accessories	Vet SpO2	Reusable Vet SpO2	Replacement: Vet"," 1.0m"," Nellcor - OxiMax"," Rectal Sensor	Vet SpO2"," Vet"," 1.0m"," Nellcor - OxiMax"," Rectal Sensor	1	12				Ultrasound Foetal Transducer - comp w/ Bionet - Uterine Contractions		Ultrasound Foetal Transducer - comp w/ Bionet - UC	Bionet "
"	SS-001XC-VC30		SS-001XC-VC30	https://www.medten.com/product/6933	Replacement	Reusable	Nellcor	Vital Signs Monitoring	Accessories	Nellcor Vet SpO2	Reusable Nellcor Vet SpO2	Replacement: Vet"," Vet Rectal "," 3.0m"," Nellcor-Oximax"," Reusable	Nellcor Vet SpO2"," Vet"," Vet Rectal "," 3.0m"," Nellcor-Oximax"," Reusable	1	12				Ultrasound Foetal Transducer - comp w/ Bionet - Uterine Contractions		Ultrasound Foetal Transducer - comp w/ Bionet - UC	Bionet "
"6011890	SS-001XC-IS30		SS-001XC-IS30	https://www.medten.com/product/6934	Replacement	Reusable	Nellcor	SpO2 Sensors	Accessories	Nellcor SpO2 Sensor OXI-P/I (3.0m)	Reusable Nellcor SpO2 Sensor OXI-P/I (3.0m)	Replacement: Infant"," Soft rubber"," 3.0m"," Nellcor-Oximax"," Reusable	Nellcor SpO2 Sensor OXI-P/I (3.0m)"," Infant"," Soft rubber"," 3.0m"," Nellcor-Oximax"," Reusable	1	12				Ultrasound Foetal Transducer - comp w/ Bionet - Uterine Contractions		Ultrasound Foetal Transducer - comp w/ Bionet - UC	Bionet "
"	SS-001XC-FH10		SS-001XC-FH10	https://www.medten.com/product/6935	Replacement	Reusable	Nellcor	SpO2 Sensors	Accessories	Nellcor SpO2 Sensor MAXFAST	Reusable Nellcor SpO2 Sensor MAXFAST	Replacement: All Sizes"," Forehead"," 1.0m"," Nellcor-Oximax"," Reusable	Nellcor SpO2 Sensor MAXFAST"," All Sizes"," Forehead"," 1.0m"," Nellcor-Oximax"," Reusable	1	12				Ultrasound Foetal Transducer - comp w/ Bionet - Uterine Contractions		Ultrasound Foetal Transducer - comp w/ Bionet - UC	Bionet "
"	SS-001XC-FH30		SS-001XC-FH30	https://www.medten.com/product/6936	Replacement	Reusable	Nellcor	SpO2 Sensors	Accessories	Nellcor SpO2 Sensor MAXFAST (3.0m)	Reusable Nellcor SpO2 Sensor MAXFAST (3.0m)	Replacement: All Sizes"," 3.0m"," Nellcor - OxiMax	Nellcor SpO2 Sensor MAXFAST (3.0m)"," All Sizes"," 3.0m"," Nellcor - OxiMax	1	12				Ultrasound Foetal Transducer - comp w/ Bionet - Uterine Contractions		Ultrasound Foetal Transducer - comp w/ Bionet - UC	Bionet "
"	FUS-NT02		FUS-NT02	https://www.medten.com/product/6937	Replacement	Reusable	Neoventa	Fetal Transducers	Accessories	Neoventa STAN S31 Fetal Transducer ACC101032	Reusable Neoventa STAN S31 Fetal Transducer ACC101032	Replacement: 3.0m"," 2nd Ultrasound 1.0MHZ	Neoventa STAN S31 Fetal Transducer ACC101032"," 3.0m"," 2nd Ultrasound 1.0MHZ	1	12				Ultrasound Foetal Transducer - comp w/ Bionet - Uterine Contractions		Ultrasound Foetal Transducer - comp w/ Bionet - UC	Bionet "
"6016007	EC-3001RS-I		EC-3001RS-I	https://www.medten.com/product/6939	Replacement	Reusable	AAMI	One-Piece ECG Cables	Accessories	AAMI One-Piece ECG Cable	Reusable AAMI One-Piece ECG Cable	Replacement: 3 lead"," Snap"," 2.5m+1.5m"," With Resistance"," IEC"," Reusable	AAMI One-Piece ECG Cable"," 3 lead"," Snap"," 2.5m+1.5m"," With Resistance"," IEC"," Reusable	1	12				Ultrasound Foetal Transducer - comp w/ Bionet - Uterine Contractions		Ultrasound Foetal Transducer - comp w/ Bionet - UC	Bionet "
"	EC-5081G-I		EC-5081G-I	https://www.medten.com/product/6940	Replacement	Reusable	Mindray	One-Piece ECG Cables	Accessories	Mindray One-Piece ECG Cable	Reusable Mindray One-Piece ECG Cable	Replacement: 5 lead"," Grabber"," 2.5m+1.5m"," IEC"," Reusable	Mindray One-Piece ECG Cable"," 5 lead"," Grabber"," 2.5m+1.5m"," IEC"," Reusable	1	12				Ultrasound Foetal Transducer - comp w/ Bionet - Uterine Contractions		Ultrasound Foetal Transducer - comp w/ Bionet - UC	Bionet "
"	SA-008RB-30ML		SA-008RB-30ML	https://www.medten.com/product/6941	Replacement	Reusable	Masimo	SpO2 Adapter Cables	Accessories	Masimo SpO2 Adapter Cable M-LNC-10	Reusable Masimo SpO2 Adapter Cable M-LNC-10	Replacement: 3.0m"," use with Masimo M LNCS sensor"," Reusable	Masimo SpO2 Adapter Cable M-LNC-10"," 3.0m"," use with Masimo M LNCS sensor"," Reusable	1	12				Ultrasound Foetal Transducer - comp w/ Bionet - Uterine Contractions		Ultrasound Foetal Transducer - comp w/ Bionet - UC	Bionet "
"	BPC3TY		BPC3TY	https://www.medten.com/product/6942	Replacement	Reusable	GE Healthcare	NIBP Connectors and Adapters	Accessories	BP Y Connectors"," 3.5mm	Reusable BP Y Connectors"," 3.5mm	'Y"," 1 Unfitted to 2 Unfitted	Ultrasound Foetal Transducer - comp w/ Bionet - Uterine Contractions		Ultrasound Foetal Transducer - comp w/ Bionet - UC	Bionet "
"	'BP Y Connectors"," 3.5mmY"," 1 Unfitted to 2 Unfitted	Compatibility: Unfitted"," 10pcs/bag'	'BP Y Connectors"," 3.5mmY"," 1 Unfitted to 2 Unfitted	Ultrasound Foetal Transducer - comp w/ Bionet - Uterine Contractions		Ultrasound Foetal Transducer - comp w/ Bionet - UC	Bionet "
"	10	Compatibility: Unfitted"," 10pcs/bag'	10	6				Ultrasound Foetal Transducer - comp w/ Bionet - Uterine Contractions		Ultrasound Foetal Transducer - comp w/ Bionet - UC	Bionet "
"	ELD-D5-90G-V		ELD-D5-90G-V	https://www.medten.com/product/6943	Replacement	Disposable	AAMI	ECG Leadwires	Accessories	Safety Din ECG Leadwire	Disposable Safety Din ECG Leadwire	Replacement: 5 lead"," Safety Din"," Grabber"," 0.9m "," Disposable (Box of 10)	Safety Din ECG Leadwire"," 5 lead"," Safety Din"," Grabber"," 0.9m "," Disposable (Box of 10)	10	0				Ultrasound Foetal Transducer - comp w/ Bionet - Uterine Contractions		Ultrasound Foetal Transducer - comp w/ Bionet - UC	Bionet "
"	FUS-SU01		FUS-SU01	https://www.medten.com/product/6944	Replacement	Reusable	Neoventa	Fetal Transducers	Accessories	Neoventa STAN S41 Fetal Transducer P1221-05038	Reusable Neoventa STAN S41 Fetal Transducer P1221-05038	Replacement: Ultrasound	Neoventa STAN S41 Fetal Transducer P1221-05038"," Ultrasound	1	12				Ultrasound Foetal Transducer - comp w/ Bionet - Uterine Contractions		Ultrasound Foetal Transducer - comp w/ Bionet - UC	Bionet "
"	FTC-SU01		FTC-SU01	https://www.medten.com/product/6945	Replacement	Reusable	Neoventa	Fetal Transducers	Accessories	Neoventa STAN S41 Fetal Transducer P1224-05052	Reusable Neoventa STAN S41 Fetal Transducer P1224-05052	Replacement: 2.2m"," TOCO	Neoventa STAN S41 Fetal Transducer P1224-05052"," 2.2m"," TOCO	1	12				Ultrasound Foetal Transducer - comp w/ Bionet - Uterine Contractions		Ultrasound Foetal Transducer - comp w/ Bionet - UC	Bionet "
"	IBPC-MXT-EW03		IBPC-MXT-EW03	https://www.medten.com/product/6946	Replacement	Reusable	Medex	IBP Adapter Cables	Accessories	Abbott IBP Adapter Cable	Reusable Abbott IBP Adapter Cable	Replacement: 0.3m"," use with Edwards disposable transducer"," Reusable	Abbott IBP Adapter Cable"," 0.3m"," use with Edwards disposable transducer"," Reusable	1	12				Ultrasound Foetal Transducer - comp w/ Bionet - Uterine Contractions		Ultrasound Foetal Transducer - comp w/ Bionet - UC	Bionet "
"	IBPC-UT-MXT03		IBPC-UT-MXT03	https://www.medten.com/product/6947	Replacement	Reusable	Utah	IBP Adapter Cables	Accessories	Utah IBP Adapter Cable	Reusable Utah IBP Adapter Cable	Replacement: 0.3m"," Abbott/Medex disposable transducer"," Reusable	Utah IBP Adapter Cable"," 0.3m"," Abbott/Medex disposable transducer"," Reusable	1	12				Ultrasound Foetal Transducer - comp w/ Bionet - Uterine Contractions		Ultrasound Foetal Transducer - comp w/ Bionet - UC	Bionet "
"	IBPC-BB-MXT03		IBPC-BB-MXT03	https://www.medten.com/product/6948	Replacement	Reusable	B. Braun	IBP Adapter Cables	Accessories	B. Braun IBP Adapter Cable	Reusable B. Braun IBP Adapter Cable	Replacement: 0.3m"," Abbott/Medex disposable transducer"," Reusable	B. Braun IBP Adapter Cable"," 0.3m"," Abbott/Medex disposable transducer"," Reusable	1	12				Ultrasound Foetal Transducer - comp w/ Bionet - Uterine Contractions		Ultrasound Foetal Transducer - comp w/ Bionet - UC	Bionet "
"	IBPC-BD-MXT03		IBPC-BD-MXT03	https://www.medten.com/product/6949	Replacement	Reusable	Medex	IBP Adapter Cables	Accessories	Abbott IBP Transducer Adapter	Reusable Abbott IBP Transducer Adapter	Replacement: 0.3m"," Abbott/Medex disposable transducer"," Reusable	Abbott IBP Transducer Adapter"," 0.3m"," Abbott/Medex disposable transducer"," Reusable	1	12				Ultrasound Foetal Transducer - comp w/ Bionet - Uterine Contractions		Ultrasound Foetal Transducer - comp w/ Bionet - UC	Bionet "
"	IBPC-UT-BD03		IBPC-UT-BD03	https://www.medten.com/product/6950	Replacement	Reusable	Utah	IBP Adapter Cables	Accessories	Utah IBP Adapter Cable	Reusable Utah IBP Adapter Cable	Replacement: 0.3m"," use with Argon/B.D. disposable transducer"," Reusable	Utah IBP Adapter Cable"," 0.3m"," use with Argon/B.D. disposable transducer"," Reusable	1	12				Ultrasound Foetal Transducer - comp w/ Bionet - Uterine Contractions		Ultrasound Foetal Transducer - comp w/ Bionet - UC	Bionet "
"	IBPC-BB-BD03		IBPC-BB-BD03	https://www.medten.com/product/6951	Replacement	Reusable	B. Braun	IBP Adapter Cables	Accessories	B. Braun IBP Adapter Cable	Reusable B. Braun IBP Adapter Cable	Replacement: 0.3m"," use with Argon/B.D. disposable transducer"," Reusable	B. Braun IBP Adapter Cable"," 0.3m"," use with Argon/B.D. disposable transducer"," Reusable	1	12				Ultrasound Foetal Transducer - comp w/ Bionet - Uterine Contractions		Ultrasound Foetal Transducer - comp w/ Bionet - UC	Bionet "
"	IBPC-EW-BD03		IBPC-EW-BD03	https://www.medten.com/product/6952	Replacement	Reusable	Edwards	IBP Adapter Cables	Accessories	Edwards IBP Adapter Cable	Reusable Edwards IBP Adapter Cable	Replacement: 0.3m"," use with Argon/B.D. disposable transducer"," Reusable	Edwards IBP Adapter Cable"," 0.3m"," use with Argon/B.D. disposable transducer"," Reusable	1	12				Ultrasound Foetal Transducer - comp w/ Bionet - Uterine Contractions		Ultrasound Foetal Transducer - comp w/ Bionet - UC	Bionet "
"	IBPC-MXT-BD03		IBPC-MXT-BD03	https://www.medten.com/product/6953	Replacement	Reusable	Medex	IBP Adapter Cables	Accessories	Abbott IBP Adapter Cable	Reusable Abbott IBP Adapter Cable	Replacement: 0.3m"," use with Argon/B.D. disposable transducer"," Transducer Adapters	Abbott IBP Adapter Cable"," 0.3m"," use with Argon/B.D. disposable transducer"," Transducer Adapters	1	12				Ultrasound Foetal Transducer - comp w/ Bionet - Uterine Contractions		Ultrasound Foetal Transducer - comp w/ Bionet - UC	Bionet "
"	IBPC-BB-UT03		IBPC-BB-UT03	https://www.medten.com/product/6954	Replacement	Reusable	B. Braun	IBP Adapter Cables	Accessories	B. Braun IBP Adapter Cable	Reusable B. Braun IBP Adapter Cable	Replacement: 0.3m"," use with Utah disposable transducer"," Reusable	B. Braun IBP Adapter Cable"," 0.3m"," use with Utah disposable transducer"," Reusable	1	12				Ultrasound Foetal Transducer - comp w/ Bionet - Uterine Contractions		Ultrasound Foetal Transducer - comp w/ Bionet - UC	Bionet "
"	IBPC-EW-UT03		IBPC-EW-UT03	https://www.medten.com/product/6955	Replacement	Reusable	Edwards	IBP Adapter Cables	Accessories	Edwards IBP Adapter Cable	Reusable Edwards IBP Adapter Cable	Replacement: 0.3m"," use with Utah disposable transducer"," Reusable	Edwards IBP Adapter Cable"," 0.3m"," use with Utah disposable transducer"," Reusable	1	12				Ultrasound Foetal Transducer - comp w/ Bionet - Uterine Contractions		Ultrasound Foetal Transducer - comp w/ Bionet - UC	Bionet "
"	IBPC-MXT-UT03		IBPC-MXT-UT03	https://www.medten.com/product/6956	Replacement	Reusable	Medex	IBP Adapter Cables	Accessories	Abbott IBP Adapter Cable	Reusable Abbott IBP Adapter Cable	Replacement: 0.3m"," use with Utah disposable transducer"," Transducer Adapters	Abbott IBP Adapter Cable"," 0.3m"," use with Utah disposable transducer"," Transducer Adapters	1	12				Ultrasound Foetal Transducer - comp w/ Bionet - Uterine Contractions		Ultrasound Foetal Transducer - comp w/ Bionet - UC	Bionet "
"	IBPC-BD-UT03		IBPC-BD-UT03	https://www.medten.com/product/6957	Replacement	Reusable	B.D.	IBP Adapter Cables	Accessories	BD IBP Adapter Cable	Reusable BD IBP Adapter Cable	Replacement: 0.3m"," use with Utah disposable transducer"," Reusable	BD IBP Adapter Cable"," 0.3m"," use with Utah disposable transducer"," Reusable	1	12				Ultrasound Foetal Transducer - comp w/ Bionet - Uterine Contractions		Ultrasound Foetal Transducer - comp w/ Bionet - UC	Bionet "
"	IBPC-UT-BB03		IBPC-UT-BB03	https://www.medten.com/product/6958	Replacement	Reusable	Utah	IBP Adapter Cables	Accessories	Utah IBP Adapter Cable	Reusable Utah IBP Adapter Cable	Replacement: 0.3m"," use with B.Braun disposable transducer"," Reusable	Utah IBP Adapter Cable"," 0.3m"," use with B.Braun disposable transducer"," Reusable	1	12				Ultrasound Foetal Transducer - comp w/ Bionet - Uterine Contractions		Ultrasound Foetal Transducer - comp w/ Bionet - UC	Bionet "
"	IBPC-MXT-BB03		IBPC-MXT-BB03	https://www.medten.com/product/6959	Replacement	Reusable	Medex	IBP Adapter Cables	Accessories	Abbott IBP Adapter Cable	Reusable Abbott IBP Adapter Cable	Replacement: 0.3m"," use with B.Braun disposable transducer"," Transducer Adapters	Abbott IBP Adapter Cable"," 0.3m"," use with B.Braun disposable transducer"," Transducer Adapters	1	12				Ultrasound Foetal Transducer - comp w/ Bionet - Uterine Contractions		Ultrasound Foetal Transducer - comp w/ Bionet - UC	Bionet "
"	IBPC-BD-BB03		IBPC-BD-BB03	https://www.medten.com/product/6961	Replacement	Reusable	B. Braun	IBP Adapter Cables	Accessories	BD IBP Adapter Cable	Reusable BD IBP Adapter Cable	Replacement: 0.3m"," use with B.Braun disposable transducer"," Reusable	BD IBP Adapter Cable"," 0.3m"," use with B.Braun disposable transducer"," Reusable	1	12				Ultrasound Foetal Transducer - comp w/ Bionet - Uterine Contractions		Ultrasound Foetal Transducer - comp w/ Bionet - UC	Bionet "
"	IBPC-UT-EW03		IBPC-UT-EW03	https://www.medten.com/product/6962	Replacement	Reusable	Utah	IBP Adapter Cables	Accessories	Utah IBP Adapter Cable	Reusable Utah IBP Adapter Cable	Replacement: 0.3m"," use with Edwards disposable transducer"," Reusable	Utah IBP Adapter Cable"," 0.3m"," use with Edwards disposable transducer"," Reusable	1	12				Ultrasound Foetal Transducer - comp w/ Bionet - Uterine Contractions		Ultrasound Foetal Transducer - comp w/ Bionet - UC	Bionet "
"	IBPC-BB-EW03		IBPC-BB-EW03	https://www.medten.com/product/6963	Replacement	Reusable	B. Braun	IBP Adapter Cables	Accessories	B. Braun IBP Adapter Cable	Reusable B. Braun IBP Adapter Cable	Replacement: 0.3m"," use with Edwards disposable transducer"," Reusable	B. Braun IBP Adapter Cable"," 0.3m"," use with Edwards disposable transducer"," Reusable	1	12				Ultrasound Foetal Transducer - comp w/ Bionet - Uterine Contractions		Ultrasound Foetal Transducer - comp w/ Bionet - UC	Bionet "
"	IBPC-BD-EW03		IBPC-BD-EW03	https://www.medten.com/product/6964	Replacement	Reusable	B.D.	IBP Adapter Cables	Accessories	BD IBP Adapter Cable	Reusable BD IBP Adapter Cable	Replacement: 0.3m"," use with Edwards disposable transducer"," Reusable	BD IBP Adapter Cable"," 0.3m"," use with Edwards disposable transducer"," Reusable	1	12				Ultrasound Foetal Transducer - comp w/ Bionet - Uterine Contractions		Ultrasound Foetal Transducer - comp w/ Bionet - UC	Bionet "
"	TS-FA-PS15		TS-FA-PS15	https://www.medten.com/product/6966	Replacement	Reusable	FANEM	Temperature Probes	Accessories	FANEM Temperature Probe 092.059.600	Reusable FANEM Temperature Probe 092.059.600	Replacement: Pediatric/Neonate"," Skin surface"," 1.5m"," Reusable	FANEM Temperature Probe 092.059.600"," Pediatric/Neonate"," Skin surface"," 1.5m"," Reusable	1	12				Ultrasound Foetal Transducer - comp w/ Bionet - Uterine Contractions		Ultrasound Foetal Transducer - comp w/ Bionet - UC	Bionet "
"	TS-EDA-PG30		TS-EDA-PG30	https://www.medten.com/product/6967	Replacement	Reusable	Edan	Temperature Probes	Accessories	Edan Temperature Probe 01.15.040254	Reusable Edan Temperature Probe 01.15.040254	Replacement: Pediatric"," General (Oral/Rectal)"," 3.0m	Edan Temperature Probe 01.15.040254"," Pediatric"," General (Oral/Rectal)"," 3.0m	1	12				Ultrasound Foetal Transducer - comp w/ Bionet - Uterine Contractions		Ultrasound Foetal Transducer - comp w/ Bionet - UC	Bionet "
"	FDELA-SL01-SPE		FDELA-SL01-SPE	https://www.medten.com/product/6969	Replacement	Reusable	Philips	Fetal Leg Plate (DECG) Cables	Accessories	Philips Fetal Leg Plate (DECG) Cable 989803137811	Reusable Philips Fetal Leg Plate (DECG) Cable 989803137811	Replacement: 2.5m"," use with Philips spiral electrode	Philips Fetal Leg Plate (DECG) Cable 989803137811"," 2.5m"," use with Philips spiral electrode	1	12				Ultrasound Foetal Transducer - comp w/ Bionet - Uterine Contractions		Ultrasound Foetal Transducer - comp w/ Bionet - UC	Bionet "
"	FDELA-SL01-SKE		FDELA-SL01-SKE	https://www.medten.com/product/6970	Replacement	Reusable	Spacelabs	Fetal Leg Plate (DECG) Cables	Accessories	Fetal Leg Plate (DECG) Cable	Reusable Fetal Leg Plate (DECG) Cable	Replacement: 2.5m"," use with Kendall spiral electrode	Fetal Leg Plate (DECG) Cable"," 2.5m"," use with Kendall spiral electrode	1	12				Ultrasound Foetal Transducer - comp w/ Bionet - Uterine Contractions		Ultrasound Foetal Transducer - comp w/ Bionet - UC	Bionet "
"	FDELA-SL01-SGE		FDELA-SL01-SGE	https://www.medten.com/product/6971	Replacement	Reusable	Spacelabs	Fetal Leg Plate (DECG) Cables	Accessories	Fetal Leg Plate (DECG) Cable	Reusable Fetal Leg Plate (DECG) Cable	Replacement: 2.5m"," use with GE spiral electrode	Fetal Leg Plate (DECG) Cable"," 2.5m"," use with GE spiral electrode	1	12				Ultrasound Foetal Transducer - comp w/ Bionet - Uterine Contractions		Ultrasound Foetal Transducer - comp w/ Bionet - UC	Bionet "
"	EC-5080RS-I		EC-5080RS-I	https://www.medten.com/product/6977	Replacement	Reusable	Medicare	One-Piece ECG Cables	Accessories	One-Piece ECG Cable	Reusable One-Piece ECG Cable	Replacement: 5 lead"," Snap"," 2.5m+1.5m"," With Resistance"," IEC"," Reusable	One-Piece ECG Cable"," 5 lead"," Snap"," 2.5m+1.5m"," With Resistance"," IEC"," Reusable	1	12				Ultrasound Foetal Transducer - comp w/ Bionet - Uterine Contractions		Ultrasound Foetal Transducer - comp w/ Bionet - UC	Bionet "
"	EC-5081S-I		EC-5081S-I	https://www.medten.com/product/6979	Replacement	Reusable	Mindray	One-Piece ECG Cables	Accessories	Mindray One-Piece ECG Cable	Reusable Mindray One-Piece ECG Cable	Replacement: 5 lead"," Snap"," 2.5m+1.5m"," IEC"," Reusable	Mindray One-Piece ECG Cable"," 5 lead"," Snap"," 2.5m+1.5m"," IEC"," Reusable	1	12				Ultrasound Foetal Transducer - comp w/ Bionet - Uterine Contractions		Ultrasound Foetal Transducer - comp w/ Bionet - UC	Bionet "
"	EC-3081G-I		EC-3081G-I	https://www.medten.com/product/6981	Replacement	Reusable	AAMI	One-Piece ECG Cables	Accessories	AAMI One-Piece ECG Cable	Reusable AAMI One-Piece ECG Cable	Replacement: 3 lead"," Grabber"," 2.5m+1.5m"," IEC"," Reusable	AAMI One-Piece ECG Cable"," 3 lead"," Grabber"," 2.5m+1.5m"," IEC"," Reusable	1	12				Ultrasound Foetal Transducer - comp w/ Bionet - Uterine Contractions		Ultrasound Foetal Transducer - comp w/ Bionet - UC	Bionet "
"	EC-3081S-I		EC-3081S-I	https://www.medten.com/product/6983	Replacement	Reusable	AAMI	One-Piece ECG Cables	Accessories	AAMI One-Piece ECG Cable	Reusable AAMI One-Piece ECG Cable	Replacement: 3 lead"," Snap"," 2.5m+1.5m"," IEC"," Reusable	AAMI One-Piece ECG Cable"," 3 lead"," Snap"," 2.5m+1.5m"," IEC"," Reusable	1	12				Ultrasound Foetal Transducer - comp w/ Bionet - Uterine Contractions		Ultrasound Foetal Transducer - comp w/ Bionet - UC	Bionet "
"	EC-5057RG-I		EC-5057RG-I	https://www.medten.com/product/6989	Replacement	Reusable	Comen	One-Piece ECG Cables	Accessories	Comen One-Piece ECG Cable 040-000912-00	Reusable Comen One-Piece ECG Cable 040-000912-00	Replacement: 5 lead"," Grabber"," 2.5m+1.5m"," With Resistance"," IEC"," Reusable	Comen One-Piece ECG Cable 040-000912-00"," 5 lead"," Grabber"," 2.5m+1.5m"," With Resistance"," IEC"," Reusable	1	12				Ultrasound Foetal Transducer - comp w/ Bionet - Uterine Contractions		Ultrasound Foetal Transducer - comp w/ Bionet - UC	Bionet "
"	EC-5057RS-I		EC-5057RS-I	https://www.medten.com/product/6991	Replacement	Reusable	Comen	One-Piece ECG Cables	Accessories	Comen One-Piece ECG Cable	Reusable Comen One-Piece ECG Cable	Replacement: 5 lead"," Snap"," 2.5m+1.5m"," With Resistance"," IEC"," Reusable	Comen One-Piece ECG Cable"," 5 lead"," Snap"," 2.5m+1.5m"," With Resistance"," IEC"," Reusable	1	12				Ultrasound Foetal Transducer - comp w/ Bionet - Uterine Contractions		Ultrasound Foetal Transducer - comp w/ Bionet - UC	Bionet "
"	EC-3057RG-I		EC-3057RG-I	https://www.medten.com/product/6993	Replacement	Reusable	Comen	One-Piece ECG Cables	Accessories	Comen One-Piece ECG Cable 040-000911-00	Reusable Comen One-Piece ECG Cable 040-000911-00	Replacement: 3 lead"," Grabber"," 2.5m+1.5m"," With Resistance"," IEC"," Reusable	Comen One-Piece ECG Cable 040-000911-00"," 3 lead"," Grabber"," 2.5m+1.5m"," With Resistance"," IEC"," Reusable	1	12				Ultrasound Foetal Transducer - comp w/ Bionet - Uterine Contractions		Ultrasound Foetal Transducer - comp w/ Bionet - UC	Bionet "
"	EC-3057RS-I		EC-3057RS-I	https://www.medten.com/product/6995	Replacement	Reusable	Comen	One-Piece ECG Cables	Accessories	Comen One-Piece ECG Cable	Reusable Comen One-Piece ECG Cable	Replacement: 3 lead"," Snap"," 2.5m+1.5m"," With Resistance"," IEC"," Reusable	Comen One-Piece ECG Cable"," 3 lead"," Snap"," 2.5m+1.5m"," With Resistance"," IEC"," Reusable	1	1				Ultrasound Foetal Transducer - comp w/ Bionet - Uterine Contractions		Ultrasound Foetal Transducer - comp w/ Bionet - UC	Bionet "
"	EC-5081RG-I		EC-5081RG-I	https://www.medten.com/product/6997	Replacement	Reusable	Mindray	One-Piece ECG Cables	Accessories	Mindray One-Piece ECG Cable	Reusable Mindray One-Piece ECG Cable	Replacement: 5 lead"," Grabber"," 2.5m+1.5m"," With Resistance"," IEC"," Reusable	Mindray One-Piece ECG Cable"," 5 lead"," Grabber"," 2.5m+1.5m"," With Resistance"," IEC"," Reusable	1	12				Ultrasound Foetal Transducer - comp w/ Bionet - Uterine Contractions		Ultrasound Foetal Transducer - comp w/ Bionet - UC	Bionet "
"	EC-5081RS-I		EC-5081RS-I	https://www.medten.com/product/6999	Replacement	Reusable	Mindray	One-Piece ECG Cables	Accessories	Mindray One-Piece ECG Cable	Reusable Mindray One-Piece ECG Cable	Replacement: 5 lead"," Snap"," 2.5m+1.5m"," With Resistance"," IEC"," Reusable	Mindray One-Piece ECG Cable"," 5 lead"," Snap"," 2.5m+1.5m"," With Resistance"," IEC"," Reusable	1	12				Ultrasound Foetal Transducer - comp w/ Bionet - Uterine Contractions		Ultrasound Foetal Transducer - comp w/ Bionet - UC	Bionet "
"	TNC-IBPT-MXT		TNC-IBPT-MXT	https://www.medten.com/product/7001	Replacement	Disposable	Medex	IBP Transducers	Accessories	Abbott/ICU Medical IBP Transducer	Disposable Abbott/ICU Medical IBP Transducer	Replacement: Disposable (Box of 1)	Abbott/ICU Medical IBP Transducer"," Disposable (Box of 1)	1	0				Ultrasound Foetal Transducer - comp w/ Bionet - Uterine Contractions		Ultrasound Foetal Transducer - comp w/ Bionet - UC	Bionet "
"	TNC-IBPT-UT		TNC-IBPT-UT	https://www.medten.com/product/7002	Replacement	Disposable	Utah	IBP Transducers	Accessories	IBP Transducer	Disposable IBP Transducer	Replacement: (Box of 1)	IBP Transducer"," (Box of 1)	1	0				Ultrasound Foetal Transducer - comp w/ Bionet - Uterine Contractions		Ultrasound Foetal Transducer - comp w/ Bionet - UC	Bionet "
"	TNC-IBPT-EW		TNC-IBPT-EW	https://www.medten.com/product/7003	Replacement	Disposable	Edwards	IBP Transducers	Accessories	Edwards IBP Transducer	Disposable Edwards IBP Transducer	Replacement: Edwards connector"," Disposable (Box of 1)	Edwards IBP Transducer"," Edwards connector"," Disposable (Box of 1)	1	0				Ultrasound Foetal Transducer - comp w/ Bionet - Uterine Contractions		Ultrasound Foetal Transducer - comp w/ Bionet - UC	Bionet "
"	TNC-IBPT-BD		TNC-IBPT-BD	https://www.medten.com/product/7004	Replacement	Disposable	Mindray	IBP Transducers	Accessories	BD IBP Transducer	Disposable BD IBP Transducer	Replacement: Disposable (Box of 1)	BD IBP Transducer"," Disposable (Box of 1)	1	0				Ultrasound Foetal Transducer - comp w/ Bionet - Uterine Contractions		Ultrasound Foetal Transducer - comp w/ Bionet - UC	Bionet "
"	TNC-IBPT-BB		TNC-IBPT-BB	https://www.medten.com/product/7005	Replacement	Disposable	B. Braun	IBP Transducers	Accessories	B. Braun IBP Transducer	Disposable B. Braun IBP Transducer	Replacement: B.Braun connector"," Disposable (Box of 1)	B. Braun IBP Transducer"," B.Braun connector"," Disposable (Box of 1)	1	0				Ultrasound Foetal Transducer - comp w/ Bionet - Uterine Contractions		Ultrasound Foetal Transducer - comp w/ Bionet - UC	Bionet "
"	TNC-IBPT-AG		TNC-IBPT-AG	https://www.medten.com/product/7006	Replacement	Disposable	Argon	IBP Transducers	Accessories	IBP Transducer	Disposable IBP Transducer	Replacement: (Box of 1)	IBP Transducer"," (Box of 1)	1	0				Ultrasound Foetal Transducer - comp w/ Bionet - Uterine Contractions		Ultrasound Foetal Transducer - comp w/ Bionet - UC	Bionet "
"	TNC-IBPT-PVB		TNC-IBPT-PVB	https://www.medten.com/product/7007	Replacement	Disposable	PVB	IBP Transducers	Accessories	IBP Transducer	Disposable IBP Transducer	Replacement: PVB connector"," Disposable (Box of 1)	IBP Transducer"," PVB connector"," Disposable (Box of 1)	1	0				Ultrasound Foetal Transducer - comp w/ Bionet - Uterine Contractions		Ultrasound Foetal Transducer - comp w/ Bionet - UC	Bionet "
"	TNC-IBPT-MIR		TNC-IBPT-MIR	https://www.medten.com/product/7008	Replacement	Disposable	Mindray	IBP Transducers	Accessories	IBP Transducer	Disposable IBP Transducer	Replacement: (Box of 1)	IBP Transducer"," (Box of 1)	1	0				Ultrasound Foetal Transducer - comp w/ Bionet - Uterine Contractions		Ultrasound Foetal Transducer - comp w/ Bionet - UC	Bionet "
"	TNC-IBPT-USB		TNC-IBPT-USB	https://www.medten.com/product/7009	Replacement	Disposable		IBP Transducers	Accessories	IBP Transducer	Disposable IBP Transducer	Replacement: (Box of 1)	IBP Transducer"," (Box of 1)	1	0				Ultrasound Foetal Transducer - comp w/ Bionet - Uterine Contractions		Ultrasound Foetal Transducer - comp w/ Bionet - UC	Bionet "
"	TNC-IBPT-2MXT		TNC-IBPT-2MXT	https://www.medten.com/product/7010	Replacement	Disposable	Medex	IBP Transducers	Accessories	IBP Transducer	Disposable IBP Transducer	Replacement: 2 channels (Box of 1)	IBP Transducer"," 2 channels (Box of 1)	1	0				Ultrasound Foetal Transducer - comp w/ Bionet - Uterine Contractions		Ultrasound Foetal Transducer - comp w/ Bionet - UC	Bionet "
"	TNC-IBPT-2UT		TNC-IBPT-2UT	https://www.medten.com/product/7011	Replacement	Disposable	Utah	IBP Transducers	Accessories	IBP Transducer	Disposable IBP Transducer	Replacement: 2 channels (Box of 1)	IBP Transducer"," 2 channels (Box of 1)	1	0				Ultrasound Foetal Transducer - comp w/ Bionet - Uterine Contractions		Ultrasound Foetal Transducer - comp w/ Bionet - UC	Bionet "
"	TNC-IBPT-2BB		TNC-IBPT-2BB	https://www.medten.com/product/7012	Replacement	Disposable	B. Braun	IBP Transducers	Accessories	IBP Transducer	Disposable IBP Transducer	Replacement: 2 channels (Box of 1)	IBP Transducer"," 2 channels (Box of 1)	1	0				Ultrasound Foetal Transducer - comp w/ Bionet - Uterine Contractions		Ultrasound Foetal Transducer - comp w/ Bionet - UC	Bionet "
"	TNC-IBPT-2EW		TNC-IBPT-2EW	https://www.medten.com/product/7013	Replacement	Disposable	Edwards	IBP Transducers	Accessories	IBP Transducer	Disposable IBP Transducer	Replacement: 2 channels (Box of 1)	IBP Transducer"," 2 channels (Box of 1)	1	0				Ultrasound Foetal Transducer - comp w/ Bionet - Uterine Contractions		Ultrasound Foetal Transducer - comp w/ Bionet - UC	Bionet "
"	TNC-IBPT-2BD		TNC-IBPT-2BD	https://www.medten.com/product/7014	Replacement	Disposable	B.D.	IBP Transducers	Accessories	IBP Transducer	Disposable IBP Transducer	Replacement: 2 channels (Box of 1)	IBP Transducer"," 2 channels (Box of 1)	1	0				Ultrasound Foetal Transducer - comp w/ Bionet - Uterine Contractions		Ultrasound Foetal Transducer - comp w/ Bionet - UC	Bionet "
"	TNC-IBPT-2AG		TNC-IBPT-2AG	https://www.medten.com/product/7015	Replacement	Disposable	Argon	IBP Transducers	Accessories	IBP Transducer	Disposable IBP Transducer	Replacement: 2 channels (Box of 1)	IBP Transducer"," 2 channels (Box of 1)	1	0				Ultrasound Foetal Transducer - comp w/ Bionet - Uterine Contractions		Ultrasound Foetal Transducer - comp w/ Bionet - UC	Bionet "
"	TNC-IBPT-2PVB		TNC-IBPT-2PVB	https://www.medten.com/product/7016	Replacement	Disposable	PVB	IBP Transducers	Accessories	IBP Transducer	Disposable IBP Transducer	Replacement: 2 channels (Box of 1)	IBP Transducer"," 2 channels (Box of 1)	1	0				Ultrasound Foetal Transducer - comp w/ Bionet - Uterine Contractions		Ultrasound Foetal Transducer - comp w/ Bionet - UC	Bionet "
"	TNC-IBPT-2MIR		TNC-IBPT-2MIR	https://www.medten.com/product/7017	Replacement	Disposable	Mindray	IBP Transducers	Accessories	IBP Transducer	Disposable IBP Transducer	Replacement: 2 channels (Box of 1)	IBP Transducer"," 2 channels (Box of 1)	1	0				Ultrasound Foetal Transducer - comp w/ Bionet - Uterine Contractions		Ultrasound Foetal Transducer - comp w/ Bionet - UC	Bionet "
"	TNC-IBPT-2USB		TNC-IBPT-2USB	https://www.medten.com/product/7018	Replacement	Disposable		IBP Transducers	Accessories	IBP Transducer	Disposable IBP Transducer	Replacement: 2 channels (Box of 1)	IBP Transducer"," 2 channels (Box of 1)	1	0				Ultrasound Foetal Transducer - comp w/ Bionet - Uterine Contractions		Ultrasound Foetal Transducer - comp w/ Bionet - UC	Bionet "
"	ELA-NKA5-SL5		ELA-NKA5-SL5	https://www.medten.com/product/7020	Replacement	Reusable	Nihon Kohden	ECG Adapter/Extension Cables	Accessories	Nihon Kohden ECG Adapter	Reusable Nihon Kohden ECG Adapter	Compatible ECG adapter from Nihon Kohden to TRuLink 5 lead wire	Nihon Kohden ECG AdapterCompatible ECG adapter from Nihon Kohden to TRuLink 5 lead wire	1	6				Ultrasound Foetal Transducer - comp w/ Bionet - Uterine Contractions		Ultrasound Foetal Transducer - comp w/ Bionet - UC	Bionet "
"	SS-166-AF30		SS-166-AF30	https://www.medten.com/product/7021	Replacement	Reusable	Medicare	SpO2 Sensors	Accessories	Medicare SpO2 Sensor	Reusable Medicare SpO2 Sensor	Replacement: Adult"," Finger clip"," 3.0m"," Reusable	Medicare SpO2 Sensor"," Adult"," Finger clip"," 3.0m"," Reusable	1	12				Ultrasound Foetal Transducer - comp w/ Bionet - Uterine Contractions		Ultrasound Foetal Transducer - comp w/ Bionet - UC	Bionet "
"	KLN-010-13		KLN-010-13	https://www.medten.com/product/7022	Replacement	Reusable	GE Healthcare	Telemetry Parts	Parts	Keypad Flex Circuit Board with Overlay	Reusable Keypad Flex Circuit Board with Overlay	for ApexPro FH	Keypad Flex Circuit Board with Overlay for ApexPro FH	Kit	6				Ultrasound Foetal Transducer - comp w/ Bionet - Uterine Contractions		Ultrasound Foetal Transducer - comp w/ Bionet - UC	Bionet "
"	IBP-AM01-MXT40		IBP-AM01-MXT40	https://www.medten.com/product/7023	Replacement	Reusable	Zoll	IBP Adapter Cables	Accessories	Zoll IBP Adapter Cable 8000-0664-02	Reusable Zoll IBP Adapter Cable 8000-0664-02	Replacement: 4.0m"," use with Abbott/Medex disposable transducer	Zoll IBP Adapter Cable 8000-0664-02"," 4.0m"," use with Abbott/Medex disposable transducer	1	12				Ultrasound Foetal Transducer - comp w/ Bionet - Uterine Contractions		Ultrasound Foetal Transducer - comp w/ Bionet - UC	Bionet "
"	IBP-AM01-MXL40		IBP-AM01-MXL40	https://www.medten.com/product/7024	Replacement	Reusable	AAMI	IBP Adapter Cables	Accessories	AAMI IBP Adapter Cable	Reusable AAMI IBP Adapter Cable	Replacement: 4.0m"," use with Medex-Logical transducer"," Reusable	AAMI IBP Adapter Cable"," 4.0m"," use with Medex-Logical transducer"," Reusable	1	12				Ultrasound Foetal Transducer - comp w/ Bionet - Uterine Contractions		Ultrasound Foetal Transducer - comp w/ Bionet - UC	Bionet "
"	IBP-AM01-UT40		IBP-AM01-UT40	https://www.medten.com/product/7025	Replacement	Reusable	AAMI	IBP Adapter Cables	Accessories	AAMI IBP Adapter Cable	Reusable AAMI IBP Adapter Cable	Replacement: 4.0m"," use with Utah disposable transducer"," Reusable	AAMI IBP Adapter Cable"," 4.0m"," use with Utah disposable transducer"," Reusable	1	12				Ultrasound Foetal Transducer - comp w/ Bionet - Uterine Contractions		Ultrasound Foetal Transducer - comp w/ Bionet - UC	Bionet "
"	IBP-AM01-BB40		IBP-AM01-BB40	https://www.medten.com/product/7026	Replacement	Reusable	AAMI	IBP Adapter Cables	Accessories	AAMI IBP Adapter Cable	Reusable AAMI IBP Adapter Cable	Replacement: 4.0m"," use with B.Braun disposable transducer"," Reusable	AAMI IBP Adapter Cable"," 4.0m"," use with B.Braun disposable transducer"," Reusable	1	12				Ultrasound Foetal Transducer - comp w/ Bionet - Uterine Contractions		Ultrasound Foetal Transducer - comp w/ Bionet - UC	Bionet "
"	IBP-AM01-EW40		IBP-AM01-EW40	https://www.medten.com/product/7027	Replacement	Reusable	Zoll	IBP Adapter Cables	Accessories	AAMI IBP Adapter Cable	Reusable AAMI IBP Adapter Cable	Replacement: 4.0m"," use with Edwards disposable transducer"," Reusable	AAMI IBP Adapter Cable"," 4.0m"," use with Edwards disposable transducer"," Reusable	1	12				Ultrasound Foetal Transducer - comp w/ Bionet - Uterine Contractions		Ultrasound Foetal Transducer - comp w/ Bionet - UC	Bionet "
"	IBP-AM01-BD40		IBP-AM01-BD40	https://www.medten.com/product/7028	Replacement	Reusable	AAMI	IBP Adapter Cables	Accessories	AAMI IBP Adapter Cable	Reusable AAMI IBP Adapter Cable	Replacement: 4.0m"," use with Argon/B.D. disposable transducer"," Reusable	AAMI IBP Adapter Cable"," 4.0m"," use with Argon/B.D. disposable transducer"," Reusable	1	12				Ultrasound Foetal Transducer - comp w/ Bionet - Uterine Contractions		Ultrasound Foetal Transducer - comp w/ Bionet - UC	Bionet "
"	IBP-AM01-PVB40		IBP-AM01-PVB40	https://www.medten.com/product/7029	Replacement	Reusable	AAMI	IBP Adapter Cables	Accessories	AAMI IBP Adapter Cable	Reusable AAMI IBP Adapter Cable	Replacement: 4.0m"," use with PVB disposable transducer"," Reusable	AAMI IBP Adapter Cable"," 4.0m"," use with PVB disposable transducer"," Reusable	1	12				Ultrasound Foetal Transducer - comp w/ Bionet - Uterine Contractions		Ultrasound Foetal Transducer - comp w/ Bionet - UC	Bionet "
"	IBP-AM01-MIR40		IBP-AM01-MIR40	https://www.medten.com/product/7030	Replacement	Reusable	AAMI	IBP Adapter Cables	Accessories	AAMI IBP Adapter Cable	Reusable AAMI IBP Adapter Cable	Replacement: 4.0m"," use with Mindray disposable transducer"," Reusable	AAMI IBP Adapter Cable"," 4.0m"," use with Mindray disposable transducer"," Reusable	1	12				Ultrasound Foetal Transducer - comp w/ Bionet - Uterine Contractions		Ultrasound Foetal Transducer - comp w/ Bionet - UC	Bionet "
"	IBP-AM01-AG40		IBP-AM01-AG40	https://www.medten.com/product/7031	Replacement	Reusable	AAMI	IBP Adapter Cables	Accessories	AAMI IBP Adapter Cable	Reusable AAMI IBP Adapter Cable	Replacement: 4.0m"," use with Argon disposable transducer"," Reusable	AAMI IBP Adapter Cable"," 4.0m"," use with Argon disposable transducer"," Reusable	1	12				Ultrasound Foetal Transducer - comp w/ Bionet - Uterine Contractions		Ultrasound Foetal Transducer - comp w/ Bionet - UC	Bionet "
"	IBP-AM01-USBAM30		IBP-AM01-USBAM30	https://www.medten.com/product/7032	Replacement	Reusable	AAMI	IBP Adapter Cables	Accessories	AAMI IBP Adapter Cable	Reusable AAMI IBP Adapter Cable	Replacement: 4.0m"," Reusable	AAMI IBP Adapter Cable"," 4.0m"," Reusable	1	12				Ultrasound Foetal Transducer - comp w/ Bionet - Uterine Contractions		Ultrasound Foetal Transducer - comp w/ Bionet - UC	Bionet "
"	TNC-AR-FP-001		TNC-AR-FP-001	https://www.medten.com/product/7033	Replacement	Reusable	Draeger	Humidification Chambers	Accessories	Replacement PC bottle	Reusable Replacement PC bottle	Adult for MR370 Gas in Connector (ID 22mm OD 27mm)","Gas out Connector (ID 15mm OD 22mm)"," reusable	Replacement PC bottleAdult for MR370 Gas in Connector (ID 22mm OD 27mm)","Gas out Connector (ID 15mm OD 22mm)"," reusable	1	6				Ultrasound Foetal Transducer - comp w/ Bionet - Uterine Contractions		Ultrasound Foetal Transducer - comp w/ Bionet - UC	Bionet "
"	TNC-AR-FP-002		TNC-AR-FP-002	https://www.medten.com/product/7034	Replacement	Reusable	Draeger	Humidification Chambers	Accessories	Replacement PC bottle	Reusable Replacement PC bottle	'Pediatric and Infant for MR340E","reusalbe	Ultrasound Foetal Transducer - comp w/ Bionet - Uterine Contractions		Ultrasound Foetal Transducer - comp w/ Bionet - UC	Bionet "
"	'Replacement PC bottlePediatric and Infant for MR340E","reusalbe	Gas in Connector (ID 15mm OD 22mm)"," Gas out Connector (ID 15mm OD 22mm)'	'Replacement PC bottlePediatric and Infant for MR340E","reusalbe	Ultrasound Foetal Transducer - comp w/ Bionet - Uterine Contractions		Ultrasound Foetal Transducer - comp w/ Bionet - UC	Bionet "
"	1	Gas in Connector (ID 15mm OD 22mm)"," Gas out Connector (ID 15mm OD 22mm)'	1	6				Ultrasound Foetal Transducer - comp w/ Bionet - Uterine Contractions		Ultrasound Foetal Transducer - comp w/ Bionet - UC	Bionet "
"	TNC-AR-FP-BS		TNC-AR-FP-BS	https://www.medten.com/product/7035	Replacement	Reusable	Alaris	Humidification Chambers	Accessories	Replacement Aluminum base	Reusable Replacement Aluminum base	'For MR370 and MR340E"," base OD 124.5mm"," reusable	Ultrasound Foetal Transducer - comp w/ Bionet - Uterine Contractions		Ultrasound Foetal Transducer - comp w/ Bionet - UC	Bionet "
"	'Replacement Aluminum baseFor MR370 and MR340E"," base OD 124.5mm"," reusable	'	'Replacement Aluminum baseFor MR370 and MR340E"," base OD 124.5mm"," reusable	Ultrasound Foetal Transducer - comp w/ Bionet - Uterine Contractions		Ultrasound Foetal Transducer - comp w/ Bionet - UC	Bionet "
"	1	'	1	6				Ultrasound Foetal Transducer - comp w/ Bionet - Uterine Contractions		Ultrasound Foetal Transducer - comp w/ Bionet - UC	Bionet "
"	TNC-IBP-RPI3000G		TNC-IBP-RPI3000G	https://www.medten.com/product/7036	Replacement	Reusable		Pressure Infusion Bags	Accessories	Pressure Infusion Bag	Reusable Pressure Infusion Bag	'Reusable pressure infusion bag","blue Nylon"," 3000ml","doulbe tubes with metal pressure gauge	Ultrasound Foetal Transducer - comp w/ Bionet - Uterine Contractions		Ultrasound Foetal Transducer - comp w/ Bionet - UC	Bionet "
"	'Pressure Infusion BagReusable pressure infusion bag","blue Nylon"," 3000ml","doulbe tubes with metal pressure gauge	'	'Pressure Infusion BagReusable pressure infusion bag","blue Nylon"," 3000ml","doulbe tubes with metal pressure gauge	Ultrasound Foetal Transducer - comp w/ Bionet - Uterine Contractions		Ultrasound Foetal Transducer - comp w/ Bionet - UC	Bionet "
"	1	'	1	6				Ultrasound Foetal Transducer - comp w/ Bionet - Uterine Contractions		Ultrasound Foetal Transducer - comp w/ Bionet - UC	Bionet "
"	SS-165RB-MY10		SS-165RB-MY10	https://www.medten.com/product/7037	Replacement	Reusable	Masimo	SpO2 Sensors	Accessories	Masimo SpO2 Sensor 4054 (RD SET Y-I)	Reusable Masimo SpO2 Sensor 4054 (RD SET Y-I)	Replacement: All Sizes"," Multi-Y"," 1.0m"," Masimo-RD	Masimo SpO2 Sensor 4054 (RD SET Y-I)"," All Sizes"," Multi-Y"," 1.0m"," Masimo-RD	1	12				Ultrasound Foetal Transducer - comp w/ Bionet - Uterine Contractions		Ultrasound Foetal Transducer - comp w/ Bionet - UC	Bionet "
"	SS-001-VET10		SS-001-VET10	https://www.medten.com/product/7038	Replacement	Reusable	Nellcor	Vital Signs Monitoring	Accessories	Nellcor SpO2 Sensor	Reusable Nellcor SpO2 Sensor	Replacement: Vet"," Vet Tongue clip"," 1.0m"," Nellcor"," Reusable	Nellcor SpO2 Sensor"," Vet"," Vet Tongue clip"," 1.0m"," Nellcor"," Reusable	1	12				Ultrasound Foetal Transducer - comp w/ Bionet - Uterine Contractions		Ultrasound Foetal Transducer - comp w/ Bionet - UC	Bionet "
"	SA-009RB-15RD		SA-009RB-15RD	https://www.medten.com/product/7039	Replacement	Reusable	Masimo	SpO2 Adapter Cables	Accessories	Masimo SpO2 Adapter Cable 4103	Reusable Masimo SpO2 Adapter Cable 4103	Replacement: 1.5m"," used with Masimo SET RD sensor	Masimo SpO2 Adapter Cable 4103"," 1.5m"," used with Masimo SET RD sensor	1	12				Ultrasound Foetal Transducer - comp w/ Bionet - Uterine Contractions		Ultrasound Foetal Transducer - comp w/ Bionet - UC	Bionet "
"6015668	IBP-MRA-2EW40		IBP-MRA-2EW40	https://www.medten.com/product/7040	Replacement	Reusable	Mindray	IBP Adapter Cables	Accessories	Mindray IBP Adapter Cable	Reusable Mindray IBP Adapter Cable	Replacement: 2 channels"," 4.0m"," use with Edwards disposable transducer"," Reusable	Mindray IBP Adapter Cable"," 2 channels"," 4.0m"," use with Edwards disposable transducer"," Reusable	1	12				Ultrasound Foetal Transducer - comp w/ Bionet - Uterine Contractions		Ultrasound Foetal Transducer - comp w/ Bionet - UC	Bionet "
"6015711	IBP-MRA-2BD40		IBP-MRA-2BD40	https://www.medten.com/product/7041	Replacement	Reusable	Mindray	IBP Adapter Cables	Accessories	Mindray IBP Adapter Cable	Reusable Mindray IBP Adapter Cable	Replacement: 2 channels"," 4.0m"," use with Argon/B.D. disposable transducer"," Reusable	Mindray IBP Adapter Cable"," 2 channels"," 4.0m"," use with Argon/B.D. disposable transducer"," Reusable	1	12				Ultrasound Foetal Transducer - comp w/ Bionet - Uterine Contractions		Ultrasound Foetal Transducer - comp w/ Bionet - UC	Bionet "
"	BPH-TS-02M-02M		BPH-TS-02M-02M	https://www.medten.com/product/7043	Replacement	Reusable		NIBP Air Hoses	Accessories	NIBP Air Hose	Reusable NIBP Air Hose	Replacement: Adult/Pediatric"," Single Tube"," 2.5m	NIBP Air Hose"," Adult/Pediatric"," Single Tube"," 2.5m	1	6				Ultrasound Foetal Transducer - comp w/ Bionet - Uterine Contractions		Ultrasound Foetal Transducer - comp w/ Bionet - UC	Bionet "
"	SA-008RB-36LS		SA-008RB-36LS	https://www.medten.com/product/7044	Replacement	Reusable	Masimo	SpO2 Adapter Cables	Accessories	Masimo SpO2 Adapter Cable LNC-14	Reusable Masimo SpO2 Adapter Cable LNC-14	Replacement: 3.6m"," use with Masimo-LNCS sensor"," Reusable	Masimo SpO2 Adapter Cable LNC-14"," 3.6m"," use with Masimo-LNCS sensor"," Reusable	1	12				Ultrasound Foetal Transducer - comp w/ Bionet - Uterine Contractions		Ultrasound Foetal Transducer - comp w/ Bionet - UC	Bionet "
"	SA-009RB-36LS		SA-009RB-36LS	https://www.medten.com/product/7045	Replacement	Reusable	Masimo	SpO2 Adapter Cables	Accessories	Masimo SpO2 Adapter Cable 2057 (Red LNC-14)	Reusable Masimo SpO2 Adapter Cable 2057 (Red LNC-14)	Replacement: 3.6m"," use with Masimo-LNCS sensor"," Reusable	Masimo SpO2 Adapter Cable 2057 (Red LNC-14)"," 3.6m"," use with Masimo-LNCS sensor"," Reusable	1	12				Ultrasound Foetal Transducer - comp w/ Bionet - Uterine Contractions		Ultrasound Foetal Transducer - comp w/ Bionet - UC	Bionet "
"	SA-074D-24		SA-074D-24	https://www.medten.com/product/7046	Replacement	Reusable		SpO2 Adapter Cables	Accessories	Digital SpO2 Adapter Cable	Reusable Digital SpO2 Adapter Cable	Replacement: 2.4m"," use with Digital sensor"," Reusable	Digital SpO2 Adapter Cable"," 2.4m"," use with Digital sensor"," Reusable	1	12				Ultrasound Foetal Transducer - comp w/ Bionet - Uterine Contractions		Ultrasound Foetal Transducer - comp w/ Bionet - UC	Bionet "
"	SS-124-AF30		SS-124-AF30	https://www.medten.com/product/7047	Replacement	Reusable	Comen	SpO2 Sensors	Accessories	Comen SpO2 Sensor 040-000869-00	Reusable Comen SpO2 Sensor 040-000869-00	Replacement: Adult"," Finger clip"," 3.0m"," Reusable	Comen SpO2 Sensor 040-000869-00"," Adult"," Finger clip"," 3.0m"," Reusable	1	12				Ultrasound Foetal Transducer - comp w/ Bionet - Uterine Contractions		Ultrasound Foetal Transducer - comp w/ Bionet - UC	Bionet "
"	ELER-PH5-90G-I		ELER-PH5-90G-I	https://www.medten.com/product/7048	Replacement	Reusable	Philips	ECG Leadwires	Accessories	Philips ECG Leadwire	Reusable Philips ECG Leadwire	Replacement: 5 lead"," IntelliVue"," Grabber"," 0.9m "," IEC"," Reusable"," Radiolucent	Philips ECG Leadwire"," 5 lead"," IntelliVue"," Grabber"," 0.9m "," IEC"," Reusable"," Radiolucent	1	6				Ultrasound Foetal Transducer - comp w/ Bionet - Uterine Contractions		Ultrasound Foetal Transducer - comp w/ Bionet - UC	Bionet "
"	ELER-D5-90G-I		ELER-D5-90G-I	https://www.medten.com/product/7050	Replacement	Reusable	AAMI	ECG Leadwires	Accessories	Safety Din ECG Leadwire	Reusable Safety Din ECG Leadwire	Replacement: 5 lead"," Safety Din"," Radiolucent lead wire with grabber end"," 0.9m "," IEC"," Reusable"," Unshielded	Safety Din ECG Leadwire"," 5 lead"," Safety Din"," Radiolucent lead wire with grabber end"," 0.9m "," IEC"," Reusable"," Unshielded	1	6				Ultrasound Foetal Transducer - comp w/ Bionet - Uterine Contractions		Ultrasound Foetal Transducer - comp w/ Bionet - UC	Bionet "
"	ELER-MNS5-90G-I		ELER-MNS5-90G-I	https://www.medten.com/product/7052	Replacement	Reusable	Mennen Medical	ECG Leadwires	Accessories	Mennen Medical ECG Leadwire	Reusable Mennen Medical ECG Leadwire	Replacement: 5 lead"," Mennen"," Radiolucent lead wire with grabber end"," 0.9m "," IEC"," Individual"," Reusable"," Shielded	Mennen Medical ECG Leadwire"," 5 lead"," Mennen"," Radiolucent lead wire with grabber end"," 0.9m "," IEC"," Individual"," Reusable"," Shielded	1	6				Ultrasound Foetal Transducer - comp w/ Bionet - Uterine Contractions		Ultrasound Foetal Transducer - comp w/ Bionet - UC	Bionet "
"	ELER-MR5-90G-I		ELER-MR5-90G-I	https://www.medten.com/product/7054	Replacement	Reusable	Mindray	ECG Leadwires	Accessories	Mindray ECG Leadwire	Reusable Mindray ECG Leadwire	Replacement: 5 lead"," Mindray"," Radiolucent lead wire with grabber end"," 0.9m "," IEC"," Molded"," Reusable"," Shielded	Mindray ECG Leadwire"," 5 lead"," Mindray"," Radiolucent lead wire with grabber end"," 0.9m "," IEC"," Molded"," Reusable"," Shielded	1	6				Ultrasound Foetal Transducer - comp w/ Bionet - Uterine Contractions		Ultrasound Foetal Transducer - comp w/ Bionet - UC	Bionet "
"	ELER-AA4-90G-I		ELER-AA4-90G-I	https://www.medten.com/product/7055	Replacement	Reusable	Ivy Biomedical	ECG Leadwires	Accessories	Ivy Biomedical ECG Leadwire 590452	Reusable Ivy Biomedical ECG Leadwire 590452	Replacement: 5 lead"," AA Twin-Pin"," Radiolucent lead wire with grabber end"," 0.9m "," IEC"," Reusable"," Shielded	Ivy Biomedical ECG Leadwire 590452"," 5 lead"," AA Twin-Pin"," Radiolucent lead wire with grabber end"," 0.9m "," IEC"," Reusable"," Shielded	1	6				Ultrasound Foetal Transducer - comp w/ Bionet - Uterine Contractions		Ultrasound Foetal Transducer - comp w/ Bionet - UC	Bionet "
"	ET-3001R-PH-I		ET-3001R-PH-I	https://www.medten.com/product/7057	Replacement	Reusable	AAMI	ECG Trunk Cables	Accessories	AAMI ECG Trunk Cable	Reusable AAMI ECG Trunk Cable	Replacement: 3 lead"," 2.5m"," IntelliVue"," IEC"," Reusable	AAMI ECG Trunk Cable"," 3 lead"," 2.5m"," IntelliVue"," IEC"," Reusable	1	12				Ultrasound Foetal Transducer - comp w/ Bionet - Uterine Contractions		Ultrasound Foetal Transducer - comp w/ Bionet - UC	Bionet "
"	TNC-ETCO2-MR-001		TNC-ETCO2-MR-001	https://www.medten.com/product/7060	Replacement	Disposable	Mindray	EtCO2 Accessories and Supplies	Accessories	Mindray Dryline I water trap 115-043022-00	Disposable Mindray Dryline I water trap 115-043022-00	Replacement (Box of 10)	Mindray Dryline I water trap 115-043022-00Replacement (Box of 10)	10	0				Ultrasound Foetal Transducer - comp w/ Bionet - Uterine Contractions		Ultrasound Foetal Transducer - comp w/ Bionet - UC	Bionet "
"	BPH-TS-21-02M		BPH-TS-21-02M	https://www.medten.com/product/7061	Replacement	Reusable	Infinium	NIBP Air Hoses	Accessories	NIBP Air Hose	Reusable NIBP Air Hose	Replacement: Adult/Pediatric"," Single Tube	NIBP Air Hose"," Adult/Pediatric"," Single Tube	1	6				Ultrasound Foetal Transducer - comp w/ Bionet - Uterine Contractions		Ultrasound Foetal Transducer - comp w/ Bionet - UC	Bionet "
"	SA-005RB-12LS		SA-005RB-12LS	https://www.medten.com/product/7063	Replacement	Reusable	Masimo	SpO2 Adapter Cables	Accessories	Masimo SpO2 Extension Cable LNC Ext-4	Reusable Masimo SpO2 Extension Cable LNC Ext-4	Replacement: 1.2m"," use with Masimo-LNCS sensor	Masimo SpO2 Extension Cable LNC Ext-4"," 1.2m"," use with Masimo-LNCS sensor	1	12				Ultrasound Foetal Transducer - comp w/ Bionet - Uterine Contractions		Ultrasound Foetal Transducer - comp w/ Bionet - UC	Bionet "
"	SA-008RB-03		SA-008RB-03	https://www.medten.com/product/7064	Replacement	Reusable	Masimo	SpO2 Adapter Cables	Accessories	Masimo SpO2 Adapter Cable(Masimo-Nellcor) 2364(LNC-1)	Reusable Masimo SpO2 Adapter Cable(Masimo-Nellcor) 2364(LNC-1)	Replacement: 0.3m"," use with Nellcor sensor"," Reusable	Masimo SpO2 Adapter Cable(Masimo-Nellcor) 2364(LNC-1)"," 0.3m"," use with Nellcor sensor"," Reusable	1	12				Ultrasound Foetal Transducer - comp w/ Bionet - Uterine Contractions		Ultrasound Foetal Transducer - comp w/ Bionet - UC	Bionet "
"	SA-008RB-12		SA-008RB-12	https://www.medten.com/product/7065	Replacement	Reusable	Masimo	SpO2 Adapter Cables	Accessories	Masimo SpO2 Adapter Cable LNC-4(>Nellcor)	Reusable Masimo SpO2 Adapter Cable LNC-4(>Nellcor)	Replacement: 1.2m"," use with Nellcor sensor"," Reusable	Masimo SpO2 Adapter Cable LNC-4(>Nellcor)"," 1.2m"," use with Nellcor sensor"," Reusable	1	12				Ultrasound Foetal Transducer - comp w/ Bionet - Uterine Contractions		Ultrasound Foetal Transducer - comp w/ Bionet - UC	Bionet "
"	SA-009RB-03		SA-009RB-03	https://www.medten.com/product/7069	Replacement	Reusable	Masimo	SpO2 Adapter Cables	Accessories	Masimo SpO2 Adapter Cable 2365(Red LNC-01)	Reusable Masimo SpO2 Adapter Cable 2365(Red LNC-01)	Replacement: 0.3m"," use with Nellcor sensor"," Reusable	Masimo SpO2 Adapter Cable 2365(Red LNC-01)"," 0.3m"," use with Nellcor sensor"," Reusable	1	12				Ultrasound Foetal Transducer - comp w/ Bionet - Uterine Contractions		Ultrasound Foetal Transducer - comp w/ Bionet - UC	Bionet "
"6010521	SA-009RB-24		SA-009RB-24	https://www.medten.com/product/7070	Replacement	Reusable	Masimo	SpO2 Adapter Cables	Accessories	Masimo SpO2 Converter Cable Red MNC	Reusable Masimo SpO2 Converter Cable Red MNC	Replacement: 2.4m"," use with Nellcor sensor"," Reusable	Masimo SpO2 Converter Cable Red MNC"," 2.4m"," use with Nellcor sensor"," Reusable	1	12				Ultrasound Foetal Transducer - comp w/ Bionet - Uterine Contractions		Ultrasound Foetal Transducer - comp w/ Bionet - UC	Bionet "
"	SA-015RB-12		SA-015RB-12	https://www.medten.com/product/7072	Replacement	Reusable	GE Healthcare	SpO2 Adapter Cables	Accessories	GE Healthcare SpO2 Adapter Cable LNC GE4(Masimo>Nellcor)	Reusable GE Healthcare SpO2 Adapter Cable LNC GE4(Masimo>Nellcor)	Replacement: 1.2m"," use with Nellcor-Oxismart sensor	GE Healthcare SpO2 Adapter Cable LNC GE4(Masimo>Nellcor)"," 1.2m"," use with Nellcor-Oxismart sensor	1	12				Ultrasound Foetal Transducer - comp w/ Bionet - Uterine Contractions		Ultrasound Foetal Transducer - comp w/ Bionet - UC	Bionet "
"	SA-045RB-30		SA-045RB-30	https://www.medten.com/product/7074	Replacement	Reusable	Nihon Kohden	SpO2 Adapter Cables	Accessories	Nihon Kohden SpO2 Adapter Cable	Reusable Nihon Kohden SpO2 Adapter Cable	Replacement: 3.0m"," use with Nellcor-Oxismart sensor"," Reusable	Nihon Kohden SpO2 Adapter Cable"," 3.0m"," use with Nellcor-Oxismart sensor"," Reusable	1	12				Ultrasound Foetal Transducer - comp w/ Bionet - Uterine Contractions		Ultrasound Foetal Transducer - comp w/ Bionet - UC	Bionet "
"	EL-SMCT5-150G-I		EL-SMCT5-150G-I	https://www.medten.com/product/7078	Replacement	Reusable	Siemens	ECG Leadwires	Accessories	Siemens ECG Leadwire	Reusable Siemens ECG Leadwire	Replacement: 5 lead"," Siemens CT"," Grabber"," 1.5m"," IEC"," Reusable	Siemens ECG Leadwire"," 5 lead"," Siemens CT"," Grabber"," 1.5m"," IEC"," Reusable	1	6				Ultrasound Foetal Transducer - comp w/ Bionet - Uterine Contractions		Ultrasound Foetal Transducer - comp w/ Bionet - UC	Bionet "
"	EL-SMCT5-150S-I		EL-SMCT5-150S-I	https://www.medten.com/product/7080	Replacement	Reusable	Siemens	ECG Leadwires	Accessories	Siemens ECG Leadwire	Reusable Siemens ECG Leadwire	Replacement: 5 lead"," Siemens CT"," Snap"," 1.5m"," IEC"," Reusable	Siemens ECG Leadwire"," 5 lead"," Siemens CT"," Snap"," 1.5m"," IEC"," Reusable	1	6				Ultrasound Foetal Transducer - comp w/ Bionet - Uterine Contractions		Ultrasound Foetal Transducer - comp w/ Bionet - UC	Bionet "
"	BPN-10NS		BPN-10NS	https://www.medten.com/product/7081	Replacement	Reusable		NIBP Cuffs	Accessories	NIBP Cuff	Reusable NIBP Cuff	Replacement: Neonate (5.8-10.8 cm)"," Single Tube"," Without Bladder"," without Connector	NIBP Cuff"," Neonate (5.8-10.8 cm)"," Single Tube"," Without Bladder"," without Connector	1	6				Ultrasound Foetal Transducer - comp w/ Bionet - Uterine Contractions		Ultrasound Foetal Transducer - comp w/ Bionet - UC	Bionet "
"	BISB-AP02-13		BISB-AP02-13	https://www.medten.com/product/7082	Replacement	Reusable	Covidien	BIS Adapter Cables	Accessories	Covidien BIS Patient Interface Cable 186-1018-AMS	Reusable Covidien BIS Patient Interface Cable 186-1018-AMS	BIS LoC 4 channel patient interface cable	Covidien BIS Patient Interface Cable 186-1018-AMSBIS LoC 4 channel patient interface cable	1	12				Ultrasound Foetal Transducer - comp w/ Bionet - Uterine Contractions		Ultrasound Foetal Transducer - comp w/ Bionet - UC	Bionet "
"	TNC-PH-TS01		TNC-PH-TS01	https://www.medten.com/product/7083	Replacement	Reusable	Philips	Monitor/Module Parts	Parts	12"" Touch Screen"," 5 Wire"," THK=1.8mm R5120W001	Reusable 12"" Touch Screen"," 5 Wire"," THK=1.8mm R5120W001	for IntelliVue MX450"," MX500 touch screen"," 5Pin.	12"" Touch Screen"," 5 Wire"," THK=1.8mm R5120W001 for IntelliVue MX450"," MX500 touch screen"," 5Pin.	1	6				Ultrasound Foetal Transducer - comp w/ Bionet - Uterine Contractions		Ultrasound Foetal Transducer - comp w/ Bionet - UC	Bionet "
"	TNC-PH-TS02		TNC-PH-TS02	https://www.medten.com/product/7084	Replacement	Reusable	Philips	Monitor/Module Parts	Parts	15"" Touch Screen"," 5 Wire"," THK=1.8mm R5150W001	Reusable 15"" Touch Screen"," 5 Wire"," THK=1.8mm R5150W001	for IntelliVue MX550/MX700 touch screen"," 5Pin	15"" Touch Screen"," 5 Wire"," THK=1.8mm R5150W001 for IntelliVue MX550/MX700 touch screen"," 5Pin	1	6				Ultrasound Foetal Transducer - comp w/ Bionet - Uterine Contractions		Ultrasound Foetal Transducer - comp w/ Bionet - UC	Bionet "
"	TNC-PH-TS03		TNC-PH-TS03	https://www.medten.com/product/7085	Replacement	Reusable	Philips	Monitor/Module Parts	Parts	19"" Touch Screen"," 5 Wire"," THK=1.8mm R5190W001	Reusable 19"" Touch Screen"," 5 Wire"," THK=1.8mm R5190W001	for IntelliVue MX800 touch screen	19"" Touch Screen"," 5 Wire"," THK=1.8mm R5190W001 for IntelliVue MX800 touch screen	1	6				Ultrasound Foetal Transducer - comp w/ Bionet - Uterine Contractions		Ultrasound Foetal Transducer - comp w/ Bionet - UC	Bionet "
"	BPA-Y-N-1011		BPA-Y-N-1011	https://www.medten.com/product/7086	Replacement	Reusable		NIBP Connectors and Adapters	Accessories	NIBP Cuff Adapter"," 3.5mm	Reusable NIBP Cuff Adapter"," 3.5mm	NIBP Y-adapter"," single unfitted to mated twist lock"," 10pcs/bag	NIBP Cuff Adapter"," 3.5mmNIBP Y-adapter"," single unfitted to mated twist lock"," 10pcs/bag	10	6				Ultrasound Foetal Transducer - comp w/ Bionet - Uterine Contractions		Ultrasound Foetal Transducer - comp w/ Bionet - UC	Bionet "
"	BPA-Y-N-1010		BPA-Y-N-1010	https://www.medten.com/product/7087	Replacement	Reusable	GE Healthcare	NIBP Connectors and Adapters	Accessories	NIBP Cuff Adapter","3.5mm	Reusable NIBP Cuff Adapter","3.5mm	NIBP Y-adapter"," single unfitted to dual male twist lock"," 10pcs/bag	NIBP Cuff Adapter","3.5mmNIBP Y-adapter"," single unfitted to dual male twist lock"," 10pcs/bag	10	6				Ultrasound Foetal Transducer - comp w/ Bionet - Uterine Contractions		Ultrasound Foetal Transducer - comp w/ Bionet - UC	Bionet "
"	BPA-Y-N-09M09M		BPA-Y-N-09M09M	https://www.medten.com/product/7088	Replacement	Reusable	GE Healthcare	NIBP Connectors and Adapters	Accessories	NIBP Cuff Adapter 330048"," 3.5mm	Reusable NIBP Cuff Adapter 330048"," 3.5mm	'Y"," 1 Unfitted to	Ultrasound Foetal Transducer - comp w/ Bionet - Uterine Contractions		Ultrasound Foetal Transducer - comp w/ Bionet - UC	Bionet "
"	'NIBP Cuff Adapter 330048"," 3.5mmY"," 1 Unfitted to	2 Female Screw Connectors "," 10pcs/bag'	'NIBP Cuff Adapter 330048"," 3.5mmY"," 1 Unfitted to	Ultrasound Foetal Transducer - comp w/ Bionet - Uterine Contractions		Ultrasound Foetal Transducer - comp w/ Bionet - UC	Bionet "
"	10	2 Female Screw Connectors "," 10pcs/bag'	10	6				Ultrasound Foetal Transducer - comp w/ Bionet - Uterine Contractions		Ultrasound Foetal Transducer - comp w/ Bionet - UC	Bionet "
"	BPA-Y-01M-NN		BPA-Y-01M-NN	https://www.medten.com/product/7091	Replacement	Reusable		NIBP Connectors and Adapters	Accessories	NIBP Cuff Adapter"," 3.5mm	Reusable NIBP Cuff Adapter"," 3.5mm	NIBP Y-adapter"," single male bayonet to dual unfitted"," 10pcs/bag	NIBP Cuff Adapter"," 3.5mmNIBP Y-adapter"," single male bayonet to dual unfitted"," 10pcs/bag	10	6				Ultrasound Foetal Transducer - comp w/ Bionet - Uterine Contractions		Ultrasound Foetal Transducer - comp w/ Bionet - UC	Bionet "
"	BPA-Y-01M-1011		BPA-Y-01M-1011	https://www.medten.com/product/7092	Replacement	Reusable		NIBP Connectors and Adapters	Accessories	NIBP Cuff Adapter	Reusable NIBP Cuff Adapter	NIBP Y-adapter"," single male bayonet to mated twist lock"," 10pcs/bag	NIBP Cuff AdapterNIBP Y-adapter"," single male bayonet to mated twist lock"," 10pcs/bag	10	6				Ultrasound Foetal Transducer - comp w/ Bionet - Uterine Contractions		Ultrasound Foetal Transducer - comp w/ Bionet - UC	Bionet "
"	BPA-Y-01M-1010		BPA-Y-01M-1010	https://www.medten.com/product/7093	Replacement	Reusable	Welch Allyn	NIBP Connectors and Adapters	Accessories	NIBP Cuff Adapter	Reusable NIBP Cuff Adapter	'NIBP Y-adapter"," single male bayonet to dual male twist lock	Ultrasound Foetal Transducer - comp w/ Bionet - Uterine Contractions		Ultrasound Foetal Transducer - comp w/ Bionet - UC	Bionet "
"	'NIBP Cuff AdapterNIBP Y-adapter"," single male bayonet to dual male twist lock	Compatibility: Philips/HP"," Siemens"," Datascope"," Spacelabs"," 10pcs/bag'	'NIBP Cuff AdapterNIBP Y-adapter"," single male bayonet to dual male twist lock	Ultrasound Foetal Transducer - comp w/ Bionet - Uterine Contractions		Ultrasound Foetal Transducer - comp w/ Bionet - UC	Bionet "
"	10	Compatibility: Philips/HP"," Siemens"," Datascope"," Spacelabs"," 10pcs/bag'	10	6				Ultrasound Foetal Transducer - comp w/ Bionet - Uterine Contractions		Ultrasound Foetal Transducer - comp w/ Bionet - UC	Bionet "
"	BPA-Y-01M-09M09M		BPA-Y-01M-09M09M	https://www.medten.com/product/7094	Replacement	Reusable	GE Healthcare	NIBP Connectors and Adapters	Accessories	NIBP Cuff Adapter	Reusable NIBP Cuff Adapter	'NIBP Y-adapter"," single male bayonet to dual female threaded	Ultrasound Foetal Transducer - comp w/ Bionet - Uterine Contractions		Ultrasound Foetal Transducer - comp w/ Bionet - UC	Bionet "
"	'NIBP Cuff AdapterNIBP Y-adapter"," single male bayonet to dual female threaded	Compatibility: Philips/HP"," Siemens"," Datascope"," Colin"," 10pcs/bag'	'NIBP Cuff AdapterNIBP Y-adapter"," single male bayonet to dual female threaded	Ultrasound Foetal Transducer - comp w/ Bionet - Uterine Contractions		Ultrasound Foetal Transducer - comp w/ Bionet - UC	Bionet "
"	10	Compatibility: Philips/HP"," Siemens"," Datascope"," Colin"," 10pcs/bag'	10	6				Ultrasound Foetal Transducer - comp w/ Bionet - Uterine Contractions		Ultrasound Foetal Transducer - comp w/ Bionet - UC	Bionet "
"	BPA-Y-11-1011		BPA-Y-11-1011	https://www.medten.com/product/7098	Replacement	Reusable		NIBP Connectors and Adapters	Accessories	NIBP Cuff Adapter	Reusable NIBP Cuff Adapter	NIBP Y-adapter"," single female twist lock to mated twist lock"," 10pcs/bag	NIBP Cuff AdapterNIBP Y-adapter"," single female twist lock to mated twist lock"," 10pcs/bag	10	6				Ultrasound Foetal Transducer - comp w/ Bionet - Uterine Contractions		Ultrasound Foetal Transducer - comp w/ Bionet - UC	Bionet "
"	BPA-Y-11-1010		BPA-Y-11-1010	https://www.medten.com/product/7099	Replacement	Reusable		NIBP Connectors and Adapters	Accessories	NIBP Cuff Adapter	Reusable NIBP Cuff Adapter	NIBP Y-adapter"," single female twist lock to dual male twist lock"," 10pcs/bag	NIBP Cuff AdapterNIBP Y-adapter"," single female twist lock to dual male twist lock"," 10pcs/bag	10	6				Ultrasound Foetal Transducer - comp w/ Bionet - Uterine Contractions		Ultrasound Foetal Transducer - comp w/ Bionet - UC	Bionet "
"	BPA-Y-11-09M09M		BPA-Y-11-09M09M	https://www.medten.com/product/7100	Replacement	Reusable	Philips	NIBP Connectors and Adapters	Accessories	NIBP Cuff Adapter	Reusable NIBP Cuff Adapter	NIBP Y-adapter"," single female twist lock to dual female threaded (Welch-Allyn Protocol)"," 10pcs/bag	NIBP Cuff AdapterNIBP Y-adapter"," single female twist lock to dual female threaded (Welch-Allyn Protocol)"," 10pcs/bag	10	0				Ultrasound Foetal Transducer - comp w/ Bionet - Uterine Contractions		Ultrasound Foetal Transducer - comp w/ Bionet - UC	Bionet "
"	BPA-Y-03M-NN		BPA-Y-03M-NN	https://www.medten.com/product/7103	Replacement	Reusable		NIBP Connectors and Adapters	Accessories	NIBP Cuff Adapter"," 3.5mm	Reusable NIBP Cuff Adapter"," 3.5mm	Ytype/1 tube to 2 tubes/2 tubes to 1 tube"," with connector"," 10pcs/bag	NIBP Cuff Adapter"," 3.5mmYtype/1 tube to 2 tubes/2 tubes to 1 tube"," with connector"," 10pcs/bag	10	6				Ultrasound Foetal Transducer - comp w/ Bionet - Uterine Contractions		Ultrasound Foetal Transducer - comp w/ Bionet - UC	Bionet "
"	BPA-Y-03M-1011		BPA-Y-03M-1011	https://www.medten.com/product/7104	Replacement	Reusable		NIBP Connectors and Adapters	Accessories	NIBP Cuff Adapter	Reusable NIBP Cuff Adapter	NIBP Y-adapter"," single female luer to mated twist lock"," 10pcs/bag	NIBP Cuff AdapterNIBP Y-adapter"," single female luer to mated twist lock"," 10pcs/bag	10	6				Ultrasound Foetal Transducer - comp w/ Bionet - Uterine Contractions		Ultrasound Foetal Transducer - comp w/ Bionet - UC	Bionet "
"	BPA-Y-03M-1010		BPA-Y-03M-1010	https://www.medten.com/product/7105	Replacement	Reusable		NIBP Connectors and Adapters	Accessories	NIBP Cuff Adapter	Reusable NIBP Cuff Adapter	NIBP Y-adapter"," single female luer to dual male twist lock"," 10pcs/bag	NIBP Cuff AdapterNIBP Y-adapter"," single female luer to dual male twist lock"," 10pcs/bag	10	6				Ultrasound Foetal Transducer - comp w/ Bionet - Uterine Contractions		Ultrasound Foetal Transducer - comp w/ Bionet - UC	Bionet "
"	BPA-Y-03M-09M09M		BPA-Y-03M-09M09M	https://www.medten.com/product/7106	Replacement	Reusable	Philips	NIBP Connectors and Adapters	Accessories	NIBP Cuff Adapter	Reusable NIBP Cuff Adapter	'NIBP Y-adapter"," single female luer to dual female threaded	Ultrasound Foetal Transducer - comp w/ Bionet - Uterine Contractions		Ultrasound Foetal Transducer - comp w/ Bionet - UC	Bionet "
"	'NIBP Cuff AdapterNIBP Y-adapter"," single female luer to dual female threaded	(Colin"," Datascope-Passport"," Spacelabs"," Welch-Allyn"," Mindray)"," 10pcs/bag'	'NIBP Cuff AdapterNIBP Y-adapter"," single female luer to dual female threaded	Ultrasound Foetal Transducer - comp w/ Bionet - Uterine Contractions		Ultrasound Foetal Transducer - comp w/ Bionet - UC	Bionet "
"	10	(Colin"," Datascope-Passport"," Spacelabs"," Welch-Allyn"," Mindray)"," 10pcs/bag'	10	6				Ultrasound Foetal Transducer - comp w/ Bionet - Uterine Contractions		Ultrasound Foetal Transducer - comp w/ Bionet - UC	Bionet "
"	BPA-Y-08-NN		BPA-Y-08-NN	https://www.medten.com/product/7109	Replacement	Reusable		NIBP Connectors and Adapters	Accessories	NIBP Cuff Adapter"," 3.5mm	Reusable NIBP Cuff Adapter"," 3.5mm	NIBP Y-adapter"," single male threaded to dual unfitted"," 10pcs/bag	NIBP Cuff Adapter"," 3.5mmNIBP Y-adapter"," single male threaded to dual unfitted"," 10pcs/bag	10	6				Ultrasound Foetal Transducer - comp w/ Bionet - Uterine Contractions		Ultrasound Foetal Transducer - comp w/ Bionet - UC	Bionet "
"	BPA-Y-08-1011		BPA-Y-08-1011	https://www.medten.com/product/7110	Replacement	Reusable		NIBP Connectors and Adapters	Accessories	NIBP Cuff Adapter	Reusable NIBP Cuff Adapter	NIBP Y-adapter"," single male threaded to mated twist lock"," 10pcs/bag	NIBP Cuff AdapterNIBP Y-adapter"," single male threaded to mated twist lock"," 10pcs/bag	10	6				Ultrasound Foetal Transducer - comp w/ Bionet - Uterine Contractions		Ultrasound Foetal Transducer - comp w/ Bionet - UC	Bionet "
"	BPA-Y-08-1010		BPA-Y-08-1010	https://www.medten.com/product/7111	Replacement	Reusable		NIBP Connectors and Adapters	Accessories	NIBP Cuff Adapter	Reusable NIBP Cuff Adapter	NIBP Y-adapter"," single male threaded to dual male twist lock"," 10pcs/bag	NIBP Cuff AdapterNIBP Y-adapter"," single male threaded to dual male twist lock"," 10pcs/bag	10	6				Ultrasound Foetal Transducer - comp w/ Bionet - Uterine Contractions		Ultrasound Foetal Transducer - comp w/ Bionet - UC	Bionet "
"	BPA-Y-08-09M09M		BPA-Y-08-09M09M	https://www.medten.com/product/7112	Replacement	Reusable	Philips	NIBP Connectors and Adapters	Accessories	NIBP Cuff Adapter	Reusable NIBP Cuff Adapter	NIBP Y-adapter"," single male threaded to dual female threaded (Welch-Allyn)"," 10pcs/bag	NIBP Cuff AdapterNIBP Y-adapter"," single male threaded to dual female threaded (Welch-Allyn)"," 10pcs/bag	10	6				Ultrasound Foetal Transducer - comp w/ Bionet - Uterine Contractions		Ultrasound Foetal Transducer - comp w/ Bionet - UC	Bionet "
"	BPA-Y-08-2TP2TP		BPA-Y-08-2TP2TP	https://www.medten.com/product/7113	Replacement	Reusable		NIBP Connectors and Adapters	Accessories	NIBP Cuff Adapter	Reusable NIBP Cuff Adapter	Ytype/1 tube to 2 tubes/2 tubes to 1 tube"," with connector"," 10pcs/bag	NIBP Cuff AdapterYtype/1 tube to 2 tubes/2 tubes to 1 tube"," with connector"," 10pcs/bag	10	6				Ultrasound Foetal Transducer - comp w/ Bionet - Uterine Contractions		Ultrasound Foetal Transducer - comp w/ Bionet - UC	Bionet "
"	BPA-Y-12-NN		BPA-Y-12-NN	https://www.medten.com/product/7121	Replacement	Reusable		NIBP Connectors and Adapters	Accessories	NIBP Cuff Adapter"," 3.5mm	Reusable NIBP Cuff Adapter"," 3.5mm	NIBP Y-adapter"," single male quick coupler to dual unfitted"," 10pcs/bag	NIBP Cuff Adapter"," 3.5mmNIBP Y-adapter"," single male quick coupler to dual unfitted"," 10pcs/bag	10	6				Ultrasound Foetal Transducer - comp w/ Bionet - Uterine Contractions		Ultrasound Foetal Transducer - comp w/ Bionet - UC	Bionet "
"	BPA-Y-12-1011		BPA-Y-12-1011	https://www.medten.com/product/7122	Replacement	Reusable		NIBP Connectors and Adapters	Accessories	NIBP Cuff Adapter	Reusable NIBP Cuff Adapter	NIBP Y-adapter"," single male quick coupler to mated twist lock"," 10pcs/bag	NIBP Cuff AdapterNIBP Y-adapter"," single male quick coupler to mated twist lock"," 10pcs/bag	10	6				Ultrasound Foetal Transducer - comp w/ Bionet - Uterine Contractions		Ultrasound Foetal Transducer - comp w/ Bionet - UC	Bionet "
"	BPA-Y-12-1010		BPA-Y-12-1010	https://www.medten.com/product/7123	Replacement	Reusable		NIBP Connectors and Adapters	Accessories	NIBP Cuff Adapter	Reusable NIBP Cuff Adapter	NIBP Y-adapter"," single male quick coupler to dual male twist lock"," 10pcs/bag	NIBP Cuff AdapterNIBP Y-adapter"," single male quick coupler to dual male twist lock"," 10pcs/bag	10	6				Ultrasound Foetal Transducer - comp w/ Bionet - Uterine Contractions		Ultrasound Foetal Transducer - comp w/ Bionet - UC	Bionet "
"	BPA-Y-12-09M09M		BPA-Y-12-09M09M	https://www.medten.com/product/7124	Replacement	Reusable		NIBP Connectors and Adapters	Accessories	NIBP Cuff Adapter	Reusable NIBP Cuff Adapter	NIBP Y-adapter"," single male quick coupler to dual female threaded"," 10pcs/bag	NIBP Cuff AdapterNIBP Y-adapter"," single male quick coupler to dual female threaded"," 10pcs/bag	10	6				Ultrasound Foetal Transducer - comp w/ Bionet - Uterine Contractions		Ultrasound Foetal Transducer - comp w/ Bionet - UC	Bionet "
"	BPA-Y-12-2TP2TP		BPA-Y-12-2TP2TP	https://www.medten.com/product/7125	Replacement	Reusable		NIBP Connectors and Adapters	Accessories	NIBP Cuff Adapter	Reusable NIBP Cuff Adapter	NIBP Y-adapter"," single male quick coupler to dual barbed straight"," plastic"," 10pcs/bag	NIBP Cuff AdapterNIBP Y-adapter"," single male quick coupler to dual barbed straight"," plastic"," 10pcs/bag	10	6				Ultrasound Foetal Transducer - comp w/ Bionet - Uterine Contractions		Ultrasound Foetal Transducer - comp w/ Bionet - UC	Bionet "
"	BPA-Y-N-2TM2TM		BPA-Y-N-2TM2TM	https://www.medten.com/product/7127	Replacement	Reusable		NIBP Connectors and Adapters	Accessories	NIBP Cuff Adapter"," 3.5mm	Reusable NIBP Cuff Adapter"," 3.5mm	NIBP Y-adapter"," single unfitted to dual barbed straight"," metal"," 10pcs/bag	NIBP Cuff Adapter"," 3.5mmNIBP Y-adapter"," single unfitted to dual barbed straight"," metal"," 10pcs/bag	10	6				Ultrasound Foetal Transducer - comp w/ Bionet - Uterine Contractions		Ultrasound Foetal Transducer - comp w/ Bionet - UC	Bionet "
"	BPA-Y-N-32		BPA-Y-N-32	https://www.medten.com/product/7128	Replacement	Reusable	GE Healthcare	NIBP Connectors and Adapters	Accessories	NIBP Cuff Adapter 2059291-004"," 3.5mm	Reusable NIBP Cuff Adapter 2059291-004"," 3.5mm	'Y"," 1 Unfitted to DINACLICK	Ultrasound Foetal Transducer - comp w/ Bionet - Uterine Contractions		Ultrasound Foetal Transducer - comp w/ Bionet - UC	Bionet "
"	'NIBP Cuff Adapter 2059291-004"," 3.5mmY"," 1 Unfitted to DINACLICK	Female Recept"," 10pcs/bag'	'NIBP Cuff Adapter 2059291-004"," 3.5mmY"," 1 Unfitted to DINACLICK	Ultrasound Foetal Transducer - comp w/ Bionet - Uterine Contractions		Ultrasound Foetal Transducer - comp w/ Bionet - UC	Bionet "
"	10	Female Recept"," 10pcs/bag'	10	6				Ultrasound Foetal Transducer - comp w/ Bionet - Uterine Contractions		Ultrasound Foetal Transducer - comp w/ Bionet - UC	Bionet "
"	BPA-Y-01M-2TM2TM		BPA-Y-01M-2TM2TM	https://www.medten.com/product/7129	Replacement	Reusable		NIBP Connectors and Adapters	Accessories	NIBP Cuff Adapter	Reusable NIBP Cuff Adapter	NIBP Y-adapter"," single male bayonet to dual barbed straight"," metal"," 10pcs/bag	NIBP Cuff AdapterNIBP Y-adapter"," single male bayonet to dual barbed straight"," metal"," 10pcs/bag	10	6				Ultrasound Foetal Transducer - comp w/ Bionet - Uterine Contractions		Ultrasound Foetal Transducer - comp w/ Bionet - UC	Bionet "
"	BPA-Y-01M-32		BPA-Y-01M-32	https://www.medten.com/product/7130	Replacement	Reusable	GE Healthcare	NIBP Connectors and Adapters	Accessories	NIBP Cuff Adapter 2059291-001	Reusable NIBP Cuff Adapter 2059291-001	'Y"," 1 Male Bayonet to DINACLICK™	Ultrasound Foetal Transducer - comp w/ Bionet - Uterine Contractions		Ultrasound Foetal Transducer - comp w/ Bionet - UC	Bionet "
"	'NIBP Cuff Adapter 2059291-001Y"," 1 Male Bayonet to DINACLICK™	Female Recept"," 10pcs/bag'	'NIBP Cuff Adapter 2059291-001Y"," 1 Male Bayonet to DINACLICK™	Ultrasound Foetal Transducer - comp w/ Bionet - Uterine Contractions		Ultrasound Foetal Transducer - comp w/ Bionet - UC	Bionet "
"	10	Female Recept"," 10pcs/bag'	10	6				Ultrasound Foetal Transducer - comp w/ Bionet - Uterine Contractions		Ultrasound Foetal Transducer - comp w/ Bionet - UC	Bionet "
"	BPA-Y-03M-2TM2TM		BPA-Y-03M-2TM2TM	https://www.medten.com/product/7131	Replacement	Reusable		NIBP Connectors and Adapters	Accessories	NIBP Cuff Adapter	Reusable NIBP Cuff Adapter	NIBP Y-adapter"," single female luer to dual barbed straight"," metal"," 10pcs/bag	NIBP Cuff AdapterNIBP Y-adapter"," single female luer to dual barbed straight"," metal"," 10pcs/bag	10	6				Ultrasound Foetal Transducer - comp w/ Bionet - Uterine Contractions		Ultrasound Foetal Transducer - comp w/ Bionet - UC	Bionet "
"	BPA-Y-03M-32		BPA-Y-03M-32	https://www.medten.com/product/7132	Replacement	Reusable		NIBP Connectors and Adapters	Accessories	NIBP Cuff Adapter	Reusable NIBP Cuff Adapter	NIBP Y-adapter"," single female luer to dual female Dinaclick"," 10pcs/bag	NIBP Cuff AdapterNIBP Y-adapter"," single female luer to dual female Dinaclick"," 10pcs/bag	10	6				Ultrasound Foetal Transducer - comp w/ Bionet - Uterine Contractions		Ultrasound Foetal Transducer - comp w/ Bionet - UC	Bionet "
"	BPA-Y-04M-1010		BPA-Y-04M-1010	https://www.medten.com/product/7133	Replacement	Reusable		NIBP Connectors and Adapters	Accessories	NIBP Cuff Adapter	Reusable NIBP Cuff Adapter	NIBP Y-adapter"," single male luer to dual male twist lock"," 10pcs/bag	NIBP Cuff AdapterNIBP Y-adapter"," single male luer to dual male twist lock"," 10pcs/bag	10	6				Ultrasound Foetal Transducer - comp w/ Bionet - Uterine Contractions		Ultrasound Foetal Transducer - comp w/ Bionet - UC	Bionet "
"	BPA-Y-04M-1011		BPA-Y-04M-1011	https://www.medten.com/product/7134	Replacement	Reusable		NIBP Connectors and Adapters	Accessories	NIBP Cuff Adapter	Reusable NIBP Cuff Adapter	NIBP Y-adapter"," single male luer to mated twist lock"," 10pcs/bag	NIBP Cuff AdapterNIBP Y-adapter"," single male luer to mated twist lock"," 10pcs/bag	10	6				Ultrasound Foetal Transducer - comp w/ Bionet - Uterine Contractions		Ultrasound Foetal Transducer - comp w/ Bionet - UC	Bionet "
"	BPA-Y-04M-09M09M		BPA-Y-04M-09M09M	https://www.medten.com/product/7135	Replacement	Reusable	Philips	NIBP Connectors and Adapters	Accessories	NIBP Cuff Adapter	Reusable NIBP Cuff Adapter	NIBP Y-adapter"," single male luer to dual female threaded"," 10pcs/bag	NIBP Cuff AdapterNIBP Y-adapter"," single male luer to dual female threaded"," 10pcs/bag	10	6				Ultrasound Foetal Transducer - comp w/ Bionet - Uterine Contractions		Ultrasound Foetal Transducer - comp w/ Bionet - UC	Bionet "
"	BPA-Y-04M-2TM2TM		BPA-Y-04M-2TM2TM	https://www.medten.com/product/7136	Replacement	Reusable		NIBP Connectors and Adapters	Accessories	NIBP Cuff Adapter	Reusable NIBP Cuff Adapter	NIBP Y-adapter"," single male luer to dual barbed straight"," metal"," 10pcs/bag	NIBP Cuff AdapterNIBP Y-adapter"," single male luer to dual barbed straight"," metal"," 10pcs/bag	10	6				Ultrasound Foetal Transducer - comp w/ Bionet - Uterine Contractions		Ultrasound Foetal Transducer - comp w/ Bionet - UC	Bionet "
"	BPA-Y-04M-32		BPA-Y-04M-32	https://www.medten.com/product/7137	Replacement	Reusable		NIBP Connectors and Adapters	Accessories	NIBP Cuff Adapter	Reusable NIBP Cuff Adapter	NIBP Y-adapter"," single male luer to dual female Dinaclick"," 10pcs/bag	NIBP Cuff AdapterNIBP Y-adapter"," single male luer to dual female Dinaclick"," 10pcs/bag	10	6				Ultrasound Foetal Transducer - comp w/ Bionet - Uterine Contractions		Ultrasound Foetal Transducer - comp w/ Bionet - UC	Bionet "
"	BPA-Y-10-1010		BPA-Y-10-1010	https://www.medten.com/product/7138	Replacement	Reusable	GE Healthcare	NIBP Connectors and Adapters	Accessories	NIBP Cuff Adapter	Reusable NIBP Cuff Adapter	NIBP Y-adapter"," single male twist lock to dual male twist lock"," 10pcs/bag	NIBP Cuff AdapterNIBP Y-adapter"," single male twist lock to dual male twist lock"," 10pcs/bag	10	6				Ultrasound Foetal Transducer - comp w/ Bionet - Uterine Contractions		Ultrasound Foetal Transducer - comp w/ Bionet - UC	Bionet "
"	BPA-Y-10-1011		BPA-Y-10-1011	https://www.medten.com/product/7139	Replacement	Reusable		NIBP Connectors and Adapters	Accessories	NIBP Cuff Adapter	Reusable NIBP Cuff Adapter	NIBP Y-adapter"," single male twist lock to mated twist lock"," 10pcs/bag	NIBP Cuff AdapterNIBP Y-adapter"," single male twist lock to mated twist lock"," 10pcs/bag	10	6				Ultrasound Foetal Transducer - comp w/ Bionet - Uterine Contractions		Ultrasound Foetal Transducer - comp w/ Bionet - UC	Bionet "
"	BPA-Y-10-09M09M		BPA-Y-10-09M09M	https://www.medten.com/product/7140	Replacement	Reusable	Philips	NIBP Connectors and Adapters	Accessories	NIBP Cuff Adapter	Reusable NIBP Cuff Adapter	NIBP Y-adapter"," single male twist lock to dual female threaded"," 10pcs/bag	NIBP Cuff AdapterNIBP Y-adapter"," single male twist lock to dual female threaded"," 10pcs/bag	10	6				Ultrasound Foetal Transducer - comp w/ Bionet - Uterine Contractions		Ultrasound Foetal Transducer - comp w/ Bionet - UC	Bionet "
"	BPA-Y-10-2TM2TM		BPA-Y-10-2TM2TM	https://www.medten.com/product/7141	Replacement	Reusable		NIBP Connectors and Adapters	Accessories	NIBP Cuff Adapter	Reusable NIBP Cuff Adapter	NIBP Y-adapter"," single male twist lock to dual barbed straight"," metal"," 10pcs/bag	NIBP Cuff AdapterNIBP Y-adapter"," single male twist lock to dual barbed straight"," metal"," 10pcs/bag	10	6				Ultrasound Foetal Transducer - comp w/ Bionet - Uterine Contractions		Ultrasound Foetal Transducer - comp w/ Bionet - UC	Bionet "
"	BPA-Y-10-32		BPA-Y-10-32	https://www.medten.com/product/7142	Replacement	Reusable	GE Healthcare	NIBP Connectors and Adapters	Accessories	NIBP Cuff Adapter 2059291-003	Reusable NIBP Cuff Adapter 2059291-003	'Y"," T Male Submin to DINACLICK	Ultrasound Foetal Transducer - comp w/ Bionet - Uterine Contractions		Ultrasound Foetal Transducer - comp w/ Bionet - UC	Bionet "
"	'NIBP Cuff Adapter 2059291-003Y"," T Male Submin to DINACLICK	Female Recept"," 10pcs/bag'	'NIBP Cuff Adapter 2059291-003Y"," T Male Submin to DINACLICK	Ultrasound Foetal Transducer - comp w/ Bionet - Uterine Contractions		Ultrasound Foetal Transducer - comp w/ Bionet - UC	Bionet "
"	10	Female Recept"," 10pcs/bag'	10	0				Ultrasound Foetal Transducer - comp w/ Bionet - Uterine Contractions		Ultrasound Foetal Transducer - comp w/ Bionet - UC	Bionet "
"	BPA-Y-11-2TM2TM		BPA-Y-11-2TM2TM	https://www.medten.com/product/7143	Replacement	Reusable		NIBP Connectors and Adapters	Accessories	NIBP Cuff Adapter	Reusable NIBP Cuff Adapter	NIBP Y-adapter"," single female twist lock to dual barbed straight"," metal"," 10pcs/bag	NIBP Cuff AdapterNIBP Y-adapter"," single female twist lock to dual barbed straight"," metal"," 10pcs/bag	10	6				Ultrasound Foetal Transducer - comp w/ Bionet - Uterine Contractions		Ultrasound Foetal Transducer - comp w/ Bionet - UC	Bionet "
"	BPA-Y-11-32		BPA-Y-11-32	https://www.medten.com/product/7144	Replacement	Reusable	GE Healthcare	NIBP Connectors and Adapters	Accessories	NIBP Cuff Adapter 2059291-002	Reusable NIBP Cuff Adapter 2059291-002	'Y"," 1 Female Submin to	Ultrasound Foetal Transducer - comp w/ Bionet - Uterine Contractions		Ultrasound Foetal Transducer - comp w/ Bionet - UC	Bionet "
"	'NIBP Cuff Adapter 2059291-002Y"," 1 Female Submin to	DINACLICK Female Recept"," 10pcs/bag'	'NIBP Cuff Adapter 2059291-002Y"," 1 Female Submin to	Ultrasound Foetal Transducer - comp w/ Bionet - Uterine Contractions		Ultrasound Foetal Transducer - comp w/ Bionet - UC	Bionet "
"	10	DINACLICK Female Recept"," 10pcs/bag'	10	6				Ultrasound Foetal Transducer - comp w/ Bionet - Uterine Contractions		Ultrasound Foetal Transducer - comp w/ Bionet - UC	Bionet "
"	BPA-Y-37-1010		BPA-Y-37-1010	https://www.medten.com/product/7145	Replacement	Reusable		NIBP Connectors and Adapters	Accessories	NIBP Cuff Adapter	Reusable NIBP Cuff Adapter	NIBP Y-adapter"," single FlexiPort to dual male twist lock"," 10pcs/bag	NIBP Cuff AdapterNIBP Y-adapter"," single FlexiPort to dual male twist lock"," 10pcs/bag	10	6				Ultrasound Foetal Transducer - comp w/ Bionet - Uterine Contractions		Ultrasound Foetal Transducer - comp w/ Bionet - UC	Bionet "
"	BPA-Y-37-1011		BPA-Y-37-1011	https://www.medten.com/product/7146	Replacement	Reusable		NIBP Connectors and Adapters	Accessories	NIBP Cuff Adapter	Reusable NIBP Cuff Adapter	NIBP Y-adapter"," single FlexiPort to mated twist lock"," 10pcs/bag	NIBP Cuff AdapterNIBP Y-adapter"," single FlexiPort to mated twist lock"," 10pcs/bag	10	6				Ultrasound Foetal Transducer - comp w/ Bionet - Uterine Contractions		Ultrasound Foetal Transducer - comp w/ Bionet - UC	Bionet "
"	BPA-Y-37-09M09M		BPA-Y-37-09M09M	https://www.medten.com/product/7147	Replacement	Reusable		NIBP Connectors and Adapters	Accessories	NIBP Cuff Adapter	Reusable NIBP Cuff Adapter	NIBP Y-adapter"," single FlexiPort to dual female threaded"," 10pcs/bag	NIBP Cuff AdapterNIBP Y-adapter"," single FlexiPort to dual female threaded"," 10pcs/bag	10	6				Ultrasound Foetal Transducer - comp w/ Bionet - Uterine Contractions		Ultrasound Foetal Transducer - comp w/ Bionet - UC	Bionet "
"	BPA-Y-37-2TM2TM		BPA-Y-37-2TM2TM	https://www.medten.com/product/7148	Replacement	Reusable		NIBP Connectors and Adapters	Accessories	NIBP Cuff Adapter	Reusable NIBP Cuff Adapter	NIBP Y-adapter"," single FlexiPort to dual barbed straight"," metal"," 10pcs/bag	NIBP Cuff AdapterNIBP Y-adapter"," single FlexiPort to dual barbed straight"," metal"," 10pcs/bag	10	6				Ultrasound Foetal Transducer - comp w/ Bionet - Uterine Contractions		Ultrasound Foetal Transducer - comp w/ Bionet - UC	Bionet "
"	BPA-Y-37-32		BPA-Y-37-32	https://www.medten.com/product/7149	Replacement	Reusable		NIBP Connectors and Adapters	Accessories	NIBP Cuff Adapter	Reusable NIBP Cuff Adapter	NIBP Y-adapter"," single FlexiPort to dual female Dinaclick"," 10pcs/bag	NIBP Cuff AdapterNIBP Y-adapter"," single FlexiPort to dual female Dinaclick"," 10pcs/bag	10	6				Ultrasound Foetal Transducer - comp w/ Bionet - Uterine Contractions		Ultrasound Foetal Transducer - comp w/ Bionet - UC	Bionet "
"	BPA-Y-05M-17		BPA-Y-05M-17	https://www.medten.com/product/7150	Replacement	Reusable	GE Healthcare	NIBP Connectors and Adapters	Accessories	NIBP Cuff Adapter	Reusable NIBP Cuff Adapter	'NIBP Y-adapter"," single male neonatal safe release to dual female neonatal safe release	Ultrasound Foetal Transducer - comp w/ Bionet - Uterine Contractions		Ultrasound Foetal Transducer - comp w/ Bionet - UC	Bionet "
"	'NIBP Cuff AdapterNIBP Y-adapter"," single male neonatal safe release to dual female neonatal safe release	Compatibility: Philips/HP"," Siemens"," Datascope"," Spacelabs"," 10pcs/bag'	'NIBP Cuff AdapterNIBP Y-adapter"," single male neonatal safe release to dual female neonatal safe release	Ultrasound Foetal Transducer - comp w/ Bionet - Uterine Contractions		Ultrasound Foetal Transducer - comp w/ Bionet - UC	Bionet "
"	10	Compatibility: Philips/HP"," Siemens"," Datascope"," Spacelabs"," 10pcs/bag'	10	6				Ultrasound Foetal Transducer - comp w/ Bionet - Uterine Contractions		Ultrasound Foetal Transducer - comp w/ Bionet - UC	Bionet "
"	BPA-Y-05M-33		BPA-Y-05M-33	https://www.medten.com/product/7151	Replacement	Reusable	GE Healthcare	NIBP Connectors and Adapters	Accessories	Y-adapter: 1T male slip luer to 2T NEO-SNAP male plug(10/box) 2059290-001	Reusable Y-adapter: 1T male slip luer to 2T NEO-SNAP male plug(10/box) 2059290-001	'Y"," 1 Male Slip Luer to Neo-Snap	Ultrasound Foetal Transducer - comp w/ Bionet - Uterine Contractions		Ultrasound Foetal Transducer - comp w/ Bionet - UC	Bionet "
"	'Y-adapter: 1T male slip luer to 2T NEO-SNAP male plug(10/box) 2059290-001Y"," 1 Male Slip Luer to Neo-Snap	Male Plug"," 10pcs/bag'	'Y-adapter: 1T male slip luer to 2T NEO-SNAP male plug(10/box) 2059290-001Y"," 1 Male Slip Luer to Neo-Snap	Ultrasound Foetal Transducer - comp w/ Bionet - Uterine Contractions		Ultrasound Foetal Transducer - comp w/ Bionet - UC	Bionet "
"	10	Male Plug"," 10pcs/bag'	10	6				Ultrasound Foetal Transducer - comp w/ Bionet - Uterine Contractions		Ultrasound Foetal Transducer - comp w/ Bionet - UC	Bionet "
"	BPA-Y-05M-4545		BPA-Y-05M-4545	https://www.medten.com/product/7152	Replacement	Reusable		NIBP Connectors and Adapters	Accessories	NIBP Cuff Adapter	Reusable NIBP Cuff Adapter	'NIBP Y-adapter"," single male neonatal safe release to dual female neonatal safe release connectors	Ultrasound Foetal Transducer - comp w/ Bionet - Uterine Contractions		Ultrasound Foetal Transducer - comp w/ Bionet - UC	Bionet "
"	'NIBP Cuff AdapterNIBP Y-adapter"," single male neonatal safe release to dual female neonatal safe release connectors	used with spacelabs cuffs"," 10pcs/bag'	'NIBP Cuff AdapterNIBP Y-adapter"," single male neonatal safe release to dual female neonatal safe release connectors	Ultrasound Foetal Transducer - comp w/ Bionet - Uterine Contractions		Ultrasound Foetal Transducer - comp w/ Bionet - UC	Bionet "
"	10	used with spacelabs cuffs"," 10pcs/bag'	10	6				Ultrasound Foetal Transducer - comp w/ Bionet - Uterine Contractions		Ultrasound Foetal Transducer - comp w/ Bionet - UC	Bionet "
"	BPA-Y-36-17		BPA-Y-36-17	https://www.medten.com/product/7153	Replacement	Reusable		NIBP Connectors and Adapters	Accessories	NIBP Cuff Adapter	Reusable NIBP Cuff Adapter	'NIBP Y-adapter"," single Philips neonatal safety connector to dual female neonatal safe release	Ultrasound Foetal Transducer - comp w/ Bionet - Uterine Contractions		Ultrasound Foetal Transducer - comp w/ Bionet - UC	Bionet "
"	'NIBP Cuff AdapterNIBP Y-adapter"," single Philips neonatal safety connector to dual female neonatal safe release	used with GE neo cuff"," 10pcs/bag'	'NIBP Cuff AdapterNIBP Y-adapter"," single Philips neonatal safety connector to dual female neonatal safe release	Ultrasound Foetal Transducer - comp w/ Bionet - Uterine Contractions		Ultrasound Foetal Transducer - comp w/ Bionet - UC	Bionet "
"	10	used with GE neo cuff"," 10pcs/bag'	10	6				Ultrasound Foetal Transducer - comp w/ Bionet - Uterine Contractions		Ultrasound Foetal Transducer - comp w/ Bionet - UC	Bionet "
"	BPA-Y-36-33		BPA-Y-36-33	https://www.medten.com/product/7154	Replacement	Reusable		NIBP Connectors and Adapters	Accessories	NIBP Cuff Adapter	Reusable NIBP Cuff Adapter	'Y"," 1 Philips neo to Neo-Snap	Ultrasound Foetal Transducer - comp w/ Bionet - Uterine Contractions		Ultrasound Foetal Transducer - comp w/ Bionet - UC	Bionet "
"		Male Plug	Ultrasound Foetal Transducer - comp w/ Bionet - Uterine Contractions		Ultrasound Foetal Transducer - comp w/ Bionet - UC	Bionet "
"	'NIBP Cuff AdapterY"," 1 Philips neo to Neo-Snap	used with GE cuffs"," 10pcs/bag'	'NIBP Cuff AdapterY"," 1 Philips neo to Neo-Snap	Ultrasound Foetal Transducer - comp w/ Bionet - Uterine Contractions		Ultrasound Foetal Transducer - comp w/ Bionet - UC	Bionet "
"		Male Plug	Ultrasound Foetal Transducer - comp w/ Bionet - Uterine Contractions		Ultrasound Foetal Transducer - comp w/ Bionet - UC	Bionet "
"	10	used with GE cuffs"," 10pcs/bag'	10	6				Ultrasound Foetal Transducer - comp w/ Bionet - Uterine Contractions		Ultrasound Foetal Transducer - comp w/ Bionet - UC	Bionet "
"	BPA-Y-36-4545		BPA-Y-36-4545	https://www.medten.com/product/7155	Replacement	Reusable		NIBP Connectors and Adapters	Accessories	NIBP Cuff Adapter	Reusable NIBP Cuff Adapter	'Ytype/1 tube to 2 tubes/2 tubes to 1 tube"," with connector	Ultrasound Foetal Transducer - comp w/ Bionet - Uterine Contractions		Ultrasound Foetal Transducer - comp w/ Bionet - UC	Bionet "
"	'NIBP Cuff AdapterYtype/1 tube to 2 tubes/2 tubes to 1 tube"," with connector	used with Spacelabs neo cuffs"," 10pcs/bag'	'NIBP Cuff AdapterYtype/1 tube to 2 tubes/2 tubes to 1 tube"," with connector	Ultrasound Foetal Transducer - comp w/ Bionet - Uterine Contractions		Ultrasound Foetal Transducer - comp w/ Bionet - UC	Bionet "
"	10	used with Spacelabs neo cuffs"," 10pcs/bag'	10	6				Ultrasound Foetal Transducer - comp w/ Bionet - Uterine Contractions		Ultrasound Foetal Transducer - comp w/ Bionet - UC	Bionet "
"	BPA-Y-02M-0808		BPA-Y-02M-0808	https://www.medten.com/product/7160	Replacement	Reusable	Welch Allyn	NIBP Connectors and Adapters	Accessories	NIBP Cuff Adapter	Reusable NIBP Cuff Adapter	Double Female Screw (#5082-164) to Single Female Bayonet (Rectus) Metal Connector(s)"," 10pcs/bag	NIBP Cuff AdapterDouble Female Screw (#5082-164) to Single Female Bayonet (Rectus) Metal Connector(s)"," 10pcs/bag	10	6				Ultrasound Foetal Transducer - comp w/ Bionet - Uterine Contractions		Ultrasound Foetal Transducer - comp w/ Bionet - UC	Bionet "
"	BPA-Y-02M-1011		BPA-Y-02M-1011	https://www.medten.com/product/7161	Replacement	Reusable		NIBP Connectors and Adapters	Accessories	NIBP Cuff Adapter	Reusable NIBP Cuff Adapter	Ytype/1 tube to 2 tubes/2 tubes to 1 tube"," with connector"," 10pcs/bag	NIBP Cuff AdapterYtype/1 tube to 2 tubes/2 tubes to 1 tube"," with connector"," 10pcs/bag	10	6				Ultrasound Foetal Transducer - comp w/ Bionet - Uterine Contractions		Ultrasound Foetal Transducer - comp w/ Bionet - UC	Bionet "
"	BPA-Y-02M-1111		BPA-Y-02M-1111	https://www.medten.com/product/7162	Replacement	Reusable		NIBP Connectors and Adapters	Accessories	NIBP Cuff Adapter	Reusable NIBP Cuff Adapter	Ytype/1 tube to 2 tubes/2 tubes to 1 tube"," with connector"," 10pcs/bag	NIBP Cuff AdapterYtype/1 tube to 2 tubes/2 tubes to 1 tube"," with connector"," 10pcs/bag	10	6				Ultrasound Foetal Transducer - comp w/ Bionet - Uterine Contractions		Ultrasound Foetal Transducer - comp w/ Bionet - UC	Bionet "
"	BPA-Y-02M-38		BPA-Y-02M-38	https://www.medten.com/product/7163	Replacement	Reusable		NIBP Connectors and Adapters	Accessories	NIBP Cuff Adapter	Reusable NIBP Cuff Adapter	Ytype/1 tube to 2 tubes/2 tubes to 1 tube"," with connector"," 10pcs/bag	NIBP Cuff AdapterYtype/1 tube to 2 tubes/2 tubes to 1 tube"," with connector"," 10pcs/bag	10	6				Ultrasound Foetal Transducer - comp w/ Bionet - Uterine Contractions		Ultrasound Foetal Transducer - comp w/ Bionet - UC	Bionet "
"	BPA-Y-04M-0808		BPA-Y-04M-0808	https://www.medten.com/product/7165	Replacement	Reusable		NIBP Connectors and Adapters	Accessories	NIBP Cuff Adapter	Reusable NIBP Cuff Adapter	Ytype/1 tube to 2 tubes/2 tubes to 1 tube"," with connector"," 10pcs/bag	NIBP Cuff AdapterYtype/1 tube to 2 tubes/2 tubes to 1 tube"," with connector"," 10pcs/bag	10	6				Ultrasound Foetal Transducer - comp w/ Bionet - Uterine Contractions		Ultrasound Foetal Transducer - comp w/ Bionet - UC	Bionet "
"	BPA-Y-04M-1111		BPA-Y-04M-1111	https://www.medten.com/product/7166	Replacement	Reusable		NIBP Connectors and Adapters	Accessories	NIBP Cuff Adapter	Reusable NIBP Cuff Adapter	Ytype/1 tube to 2 tubes/2 tubes to 1 tube"," with connector"," 10pcs/bag	NIBP Cuff AdapterYtype/1 tube to 2 tubes/2 tubes to 1 tube"," with connector"," 10pcs/bag	10	6				Ultrasound Foetal Transducer - comp w/ Bionet - Uterine Contractions		Ultrasound Foetal Transducer - comp w/ Bionet - UC	Bionet "
"	BPA-Y-04M-38		BPA-Y-04M-38	https://www.medten.com/product/7167	Replacement	Reusable		NIBP Connectors and Adapters	Accessories	NIBP Cuff Adapter	Reusable NIBP Cuff Adapter	Ytype/1 tube to 2 tubes/2 tubes to 1 tube"," with connector"," 10pcs/bag	NIBP Cuff AdapterYtype/1 tube to 2 tubes/2 tubes to 1 tube"," with connector"," 10pcs/bag	10	6				Ultrasound Foetal Transducer - comp w/ Bionet - Uterine Contractions		Ultrasound Foetal Transducer - comp w/ Bionet - UC	Bionet "
"	BPA-Y-09M-0808		BPA-Y-09M-0808	https://www.medten.com/product/7169	Replacement	Reusable		NIBP Connectors and Adapters	Accessories	NIBP Cuff Adapter	Reusable NIBP Cuff Adapter	Ytype/1 tube to 2 tubes/2 tubes to 1 tube"," with connector"," 10pcs/bag	NIBP Cuff AdapterYtype/1 tube to 2 tubes/2 tubes to 1 tube"," with connector"," 10pcs/bag	10	6				Ultrasound Foetal Transducer - comp w/ Bionet - Uterine Contractions		Ultrasound Foetal Transducer - comp w/ Bionet - UC	Bionet "
"	BPA-Y-09M-1011		BPA-Y-09M-1011	https://www.medten.com/product/7170	Replacement	Reusable		NIBP Connectors and Adapters	Accessories	NIBP Cuff Adapter	Reusable NIBP Cuff Adapter	Ytype/1 tube to 2 tubes/2 tubes to 1 tube"," with connector"," 10pcs/bag	NIBP Cuff AdapterYtype/1 tube to 2 tubes/2 tubes to 1 tube"," with connector"," 10pcs/bag	10	6				Ultrasound Foetal Transducer - comp w/ Bionet - Uterine Contractions		Ultrasound Foetal Transducer - comp w/ Bionet - UC	Bionet "
"	BPA-Y-09M-1111		BPA-Y-09M-1111	https://www.medten.com/product/7171	Replacement	Reusable		NIBP Connectors and Adapters	Accessories	NIBP Cuff Adapter	Reusable NIBP Cuff Adapter	Ytype/1 tube to 2 tubes/2 tubes to 1 tube"," with connector"," 10pcs/bag	NIBP Cuff AdapterYtype/1 tube to 2 tubes/2 tubes to 1 tube"," with connector"," 10pcs/bag	10	6				Ultrasound Foetal Transducer - comp w/ Bionet - Uterine Contractions		Ultrasound Foetal Transducer - comp w/ Bionet - UC	Bionet "
"	BPA-Y-09M-38		BPA-Y-09M-38	https://www.medten.com/product/7172	Replacement	Reusable		NIBP Connectors and Adapters	Accessories	NIBP Cuff Adapter	Reusable NIBP Cuff Adapter	Ytype/1 tube to 2 tubes/2 tubes to 1 tube"," with connector"," 10pcs/bag	NIBP Cuff AdapterYtype/1 tube to 2 tubes/2 tubes to 1 tube"," with connector"," 10pcs/bag	10	6				Ultrasound Foetal Transducer - comp w/ Bionet - Uterine Contractions		Ultrasound Foetal Transducer - comp w/ Bionet - UC	Bionet "
"	BPA-Y-10-0808		BPA-Y-10-0808	https://www.medten.com/product/7174	Replacement	Reusable		NIBP Connectors and Adapters	Accessories	NIBP Cuff Adapter	Reusable NIBP Cuff Adapter	Ytype/1 tube to 2 tubes/2 tubes to 1 tube"," with connector"," 10pcs/bag	NIBP Cuff AdapterYtype/1 tube to 2 tubes/2 tubes to 1 tube"," with connector"," 10pcs/bag	10	6				Ultrasound Foetal Transducer - comp w/ Bionet - Uterine Contractions		Ultrasound Foetal Transducer - comp w/ Bionet - UC	Bionet "
"	BPA-Y-10-1111		BPA-Y-10-1111	https://www.medten.com/product/7175	Replacement	Reusable		NIBP Connectors and Adapters	Accessories	NIBP Cuff Adapter	Reusable NIBP Cuff Adapter	Ytype/1 tube to 2 tubes/2 tubes to 1 tube"," with connector"," 10pcs/bag	NIBP Cuff AdapterYtype/1 tube to 2 tubes/2 tubes to 1 tube"," with connector"," 10pcs/bag	10	6				Ultrasound Foetal Transducer - comp w/ Bionet - Uterine Contractions		Ultrasound Foetal Transducer - comp w/ Bionet - UC	Bionet "
"	BPA-Y-10-38		BPA-Y-10-38	https://www.medten.com/product/7176	Replacement	Reusable		NIBP Connectors and Adapters	Accessories	NIBP Cuff Adapter	Reusable NIBP Cuff Adapter	Ytype/1 tube to 2 tubes/2 tubes to 1 tube"," with connector"," 10pcs/bag	NIBP Cuff AdapterYtype/1 tube to 2 tubes/2 tubes to 1 tube"," with connector"," 10pcs/bag	10	6				Ultrasound Foetal Transducer - comp w/ Bionet - Uterine Contractions		Ultrasound Foetal Transducer - comp w/ Bionet - UC	Bionet "
"	BPA-Y-11-0808		BPA-Y-11-0808	https://www.medten.com/product/7177	Replacement	Reusable		NIBP Connectors and Adapters	Accessories	NIBP Cuff Adapter	Reusable NIBP Cuff Adapter	Ytype/1 tube to 2 tubes/2 tubes to 1 tube"," with connector"," 10pcs/bag	NIBP Cuff AdapterYtype/1 tube to 2 tubes/2 tubes to 1 tube"," with connector"," 10pcs/bag	10	6				Ultrasound Foetal Transducer - comp w/ Bionet - Uterine Contractions		Ultrasound Foetal Transducer - comp w/ Bionet - UC	Bionet "
"	BPA-Y-11-1111		BPA-Y-11-1111	https://www.medten.com/product/7178	Replacement	Reusable		NIBP Connectors and Adapters	Accessories	NIBP Cuff Adapter	Reusable NIBP Cuff Adapter	Ytype/1 tube to 2 tubes/2 tubes to 1 tube"," with connector"," 10pcs/bag	NIBP Cuff AdapterYtype/1 tube to 2 tubes/2 tubes to 1 tube"," with connector"," 10pcs/bag	10	6				Ultrasound Foetal Transducer - comp w/ Bionet - Uterine Contractions		Ultrasound Foetal Transducer - comp w/ Bionet - UC	Bionet "
"	BPA-Y-11-38		BPA-Y-11-38	https://www.medten.com/product/7179	Replacement	Reusable		NIBP Connectors and Adapters	Accessories	NIBP Cuff Adapter	Reusable NIBP Cuff Adapter	'Ytype/1 tube to 2 tubes/2 tubes to 1 tube"," with connector	Ultrasound Foetal Transducer - comp w/ Bionet - Uterine Contractions		Ultrasound Foetal Transducer - comp w/ Bionet - UC	Bionet "
"	'NIBP Cuff AdapterYtype/1 tube to 2 tubes/2 tubes to 1 tube"," with connector	"," 10pcs/bag'	'NIBP Cuff AdapterYtype/1 tube to 2 tubes/2 tubes to 1 tube"," with connector	Ultrasound Foetal Transducer - comp w/ Bionet - Uterine Contractions		Ultrasound Foetal Transducer - comp w/ Bionet - UC	Bionet "
"	10	"," 10pcs/bag'	10	6				Ultrasound Foetal Transducer - comp w/ Bionet - Uterine Contractions		Ultrasound Foetal Transducer - comp w/ Bionet - UC	Bionet "
"	BPA-Y-25-0808		BPA-Y-25-0808	https://www.medten.com/product/7181	Replacement	Reusable		NIBP Connectors and Adapters	Accessories	NIBP Cuff Adapter	Reusable NIBP Cuff Adapter	'Ytype/1 tube to 2 tubes/2 tubes to 1 tube"," with connector	Ultrasound Foetal Transducer - comp w/ Bionet - Uterine Contractions		Ultrasound Foetal Transducer - comp w/ Bionet - UC	Bionet "
"	'NIBP Cuff AdapterYtype/1 tube to 2 tubes/2 tubes to 1 tube"," with connector	used with Welch Allyn cuffs"," 10pcs/bag'	'NIBP Cuff AdapterYtype/1 tube to 2 tubes/2 tubes to 1 tube"," with connector	Ultrasound Foetal Transducer - comp w/ Bionet - Uterine Contractions		Ultrasound Foetal Transducer - comp w/ Bionet - UC	Bionet "
"	10	used with Welch Allyn cuffs"," 10pcs/bag'	10	6				Ultrasound Foetal Transducer - comp w/ Bionet - Uterine Contractions		Ultrasound Foetal Transducer - comp w/ Bionet - UC	Bionet "
"	BPA-Y-25-1011		BPA-Y-25-1011	https://www.medten.com/product/7182	Replacement	Reusable		NIBP Connectors and Adapters	Accessories	NIBP Cuff Adapter	Reusable NIBP Cuff Adapter	'Ytype/1 tube to 2 tubes/2 tubes to 1 tube"," with connector	Ultrasound Foetal Transducer - comp w/ Bionet - Uterine Contractions		Ultrasound Foetal Transducer - comp w/ Bionet - UC	Bionet "
"	'NIBP Cuff AdapterYtype/1 tube to 2 tubes/2 tubes to 1 tube"," with connector	used with Welch Allyn cuffs"," 10pcs/bag'	'NIBP Cuff AdapterYtype/1 tube to 2 tubes/2 tubes to 1 tube"," with connector	Ultrasound Foetal Transducer - comp w/ Bionet - Uterine Contractions		Ultrasound Foetal Transducer - comp w/ Bionet - UC	Bionet "
"	10	used with Welch Allyn cuffs"," 10pcs/bag'	10	6				Ultrasound Foetal Transducer - comp w/ Bionet - Uterine Contractions		Ultrasound Foetal Transducer - comp w/ Bionet - UC	Bionet "
"	BPA-Y-25-1111		BPA-Y-25-1111	https://www.medten.com/product/7183	Replacement	Reusable		NIBP Connectors and Adapters	Accessories	NIBP Cuff Adapter	Reusable NIBP Cuff Adapter	Ytype/1 tube to 2 tubes/2 tubes to 1 tube"," with connector"," 10pcs/bag	NIBP Cuff AdapterYtype/1 tube to 2 tubes/2 tubes to 1 tube"," with connector"," 10pcs/bag	10	6				Ultrasound Foetal Transducer - comp w/ Bionet - Uterine Contractions		Ultrasound Foetal Transducer - comp w/ Bionet - UC	Bionet "
"	BPA-Y-25-38		BPA-Y-25-38	https://www.medten.com/product/7184	Replacement	Reusable		NIBP Connectors and Adapters	Accessories	NIBP Cuff Adapter	Reusable NIBP Cuff Adapter	'Ytype/1 tube to 2 tubes/2 tubes to 1 tube"," with connector	Ultrasound Foetal Transducer - comp w/ Bionet - Uterine Contractions		Ultrasound Foetal Transducer - comp w/ Bionet - UC	Bionet "
"	'NIBP Cuff AdapterYtype/1 tube to 2 tubes/2 tubes to 1 tube"," with connector	used with Welch Allyn cuffs"," 10pcs/bag'	'NIBP Cuff AdapterYtype/1 tube to 2 tubes/2 tubes to 1 tube"," with connector	Ultrasound Foetal Transducer - comp w/ Bionet - Uterine Contractions		Ultrasound Foetal Transducer - comp w/ Bionet - UC	Bionet "
"	10	used with Welch Allyn cuffs"," 10pcs/bag'	10	6				Ultrasound Foetal Transducer - comp w/ Bionet - Uterine Contractions		Ultrasound Foetal Transducer - comp w/ Bionet - UC	Bionet "
"	BPA-Y-43-0808		BPA-Y-43-0808	https://www.medten.com/product/7186	Replacement	Reusable		NIBP Connectors and Adapters	Accessories	NIBP Cuff Adapter	Reusable NIBP Cuff Adapter	Ytype/1 tube to 2 tubes/2 tubes to 1 tube"," with connector"," 10pcs/bag	NIBP Cuff AdapterYtype/1 tube to 2 tubes/2 tubes to 1 tube"," with connector"," 10pcs/bag	10	6				Ultrasound Foetal Transducer - comp w/ Bionet - Uterine Contractions		Ultrasound Foetal Transducer - comp w/ Bionet - UC	Bionet "
"	BPA-Y-43-1011		BPA-Y-43-1011	https://www.medten.com/product/7187	Replacement	Reusable		NIBP Connectors and Adapters	Accessories	NIBP Cuff Adapter	Reusable NIBP Cuff Adapter	NBP Adapter"," GE"," 10pcs/bag	NIBP Cuff AdapterNBP Adapter"," GE"," 10pcs/bag	10	6				Ultrasound Foetal Transducer - comp w/ Bionet - Uterine Contractions		Ultrasound Foetal Transducer - comp w/ Bionet - UC	Bionet "
"	BPA-Y-43-1111		BPA-Y-43-1111	https://www.medten.com/product/7188	Replacement	Reusable	Draeger	NIBP Connectors and Adapters	Accessories	Draeger NIBP Cuff Adapter MP00942 (10 pcs/bag)	Reusable Draeger NIBP Cuff Adapter MP00942 (10 pcs/bag)	Used with GE air hoses"," 10pcs/bag	Draeger NIBP Cuff Adapter MP00942 (10 pcs/bag)Used with GE air hoses"," 10pcs/bag	10	6				Ultrasound Foetal Transducer - comp w/ Bionet - Uterine Contractions		Ultrasound Foetal Transducer - comp w/ Bionet - UC	Bionet "
"	BPA-Y-43-38		BPA-Y-43-38	https://www.medten.com/product/7189	Replacement	Reusable		NIBP Connectors and Adapters	Accessories	NIBP Cuff Adapter	Reusable NIBP Cuff Adapter	For GE"," 10pcs/bag	NIBP Cuff AdapterFor GE"," 10pcs/bag	10	6				Ultrasound Foetal Transducer - comp w/ Bionet - Uterine Contractions		Ultrasound Foetal Transducer - comp w/ Bionet - UC	Bionet "
"	BPA-Y-06-NN		BPA-Y-06-NN	https://www.medten.com/product/7190	Replacement	Reusable		NIBP Connectors and Adapters	Accessories	NIBP Cuff Adapter	Reusable NIBP Cuff Adapter	Ytype/1 tube to 2 tubes/2 tubes to 1 tube"," with connector"," 10pcs/bag	NIBP Cuff AdapterYtype/1 tube to 2 tubes/2 tubes to 1 tube"," with connector"," 10pcs/bag	10	6				Ultrasound Foetal Transducer - comp w/ Bionet - Uterine Contractions		Ultrasound Foetal Transducer - comp w/ Bionet - UC	Bionet "
"	BPA-Y-06-05M05M		BPA-Y-06-05M05M	https://www.medten.com/product/7191	Replacement	Reusable		NIBP Connectors and Adapters	Accessories	NIBP Cuff Adapter	Reusable NIBP Cuff Adapter	Ytype/1 tube to 2 tubes/2 tubes to 1 tube"," with connector"," 10pcs/bag	NIBP Cuff AdapterYtype/1 tube to 2 tubes/2 tubes to 1 tube"," with connector"," 10pcs/bag	10	6				Ultrasound Foetal Transducer - comp w/ Bionet - Uterine Contractions		Ultrasound Foetal Transducer - comp w/ Bionet - UC	Bionet "
"	BPA-Y-06-3434		BPA-Y-06-3434	https://www.medten.com/product/7192	Replacement	Reusable		NIBP Connectors and Adapters	Accessories	NIBP Cuff Adapter	Reusable NIBP Cuff Adapter	Ytype/1 tube to 2 tubes/2 tubes to 1 tube"," with connector"," 10pcs/bag	NIBP Cuff AdapterYtype/1 tube to 2 tubes/2 tubes to 1 tube"," with connector"," 10pcs/bag	10	6				Ultrasound Foetal Transducer - comp w/ Bionet - Uterine Contractions		Ultrasound Foetal Transducer - comp w/ Bionet - UC	Bionet "
"	BPA-Y-36-NN		BPA-Y-36-NN	https://www.medten.com/product/7193	Replacement	Reusable		NIBP Connectors and Adapters	Accessories	NIBP Cuff Adapter"," 3.5mm	Reusable NIBP Cuff Adapter"," 3.5mm	Ytype/1 tube to 2 tubes/2 tubes to 1 tube"," with connector"," 10pcs/bag	NIBP Cuff Adapter"," 3.5mmYtype/1 tube to 2 tubes/2 tubes to 1 tube"," with connector"," 10pcs/bag	10	6				Ultrasound Foetal Transducer - comp w/ Bionet - Uterine Contractions		Ultrasound Foetal Transducer - comp w/ Bionet - UC	Bionet "
"	BPA-Y-35-05M05M		BPA-Y-35-05M05M	https://www.medten.com/product/7194	Replacement	Reusable		NIBP Connectors and Adapters	Accessories	NIBP Cuff Adapter	Reusable NIBP Cuff Adapter	'Ytype/1 tube to 2 tubes/2 tubes to 1 tube"," with connector	Ultrasound Foetal Transducer - comp w/ Bionet - Uterine Contractions		Ultrasound Foetal Transducer - comp w/ Bionet - UC	Bionet "
"	'NIBP Cuff AdapterYtype/1 tube to 2 tubes/2 tubes to 1 tube"," with connector	used with Philips neonate cuffs"," 10pcs/bag'	'NIBP Cuff AdapterYtype/1 tube to 2 tubes/2 tubes to 1 tube"," with connector	Ultrasound Foetal Transducer - comp w/ Bionet - Uterine Contractions		Ultrasound Foetal Transducer - comp w/ Bionet - UC	Bionet "
"	10	used with Philips neonate cuffs"," 10pcs/bag'	10	6				Ultrasound Foetal Transducer - comp w/ Bionet - Uterine Contractions		Ultrasound Foetal Transducer - comp w/ Bionet - UC	Bionet "
"	BPA-Y-35-3434		BPA-Y-35-3434	https://www.medten.com/product/7195	Replacement	Reusable		NIBP Connectors and Adapters	Accessories	NIBP Cuff Adapter	Reusable NIBP Cuff Adapter	'Ytype/1 tube to 2 tubes/2 tubes to 1 tube"," with connector	Ultrasound Foetal Transducer - comp w/ Bionet - Uterine Contractions		Ultrasound Foetal Transducer - comp w/ Bionet - UC	Bionet "
"	'NIBP Cuff AdapterYtype/1 tube to 2 tubes/2 tubes to 1 tube"," with connector	used with Philips neonate cuffs"," 10pcs/bag'	'NIBP Cuff AdapterYtype/1 tube to 2 tubes/2 tubes to 1 tube"," with connector	Ultrasound Foetal Transducer - comp w/ Bionet - Uterine Contractions		Ultrasound Foetal Transducer - comp w/ Bionet - UC	Bionet "
"	10	used with Philips neonate cuffs"," 10pcs/bag'	10	6				Ultrasound Foetal Transducer - comp w/ Bionet - Uterine Contractions		Ultrasound Foetal Transducer - comp w/ Bionet - UC	Bionet "
"	BPA-S-2TP-25		BPA-S-2TP-25	https://www.medten.com/product/7198	Replacement	Reusable	Welch Allyn	NIBP Connectors and Adapters	Accessories	Please type your own Product Title	Reusable Please type your own Product Title	One-Tube"," Hose Barb Connector(s) to FlexiPort Port Adapter"," 10pcs/bag	Please type your own Product TitleOne-Tube"," Hose Barb Connector(s) to FlexiPort Port Adapter"," 10pcs/bag	10	6				Ultrasound Foetal Transducer - comp w/ Bionet - Uterine Contractions		Ultrasound Foetal Transducer - comp w/ Bionet - UC	Bionet "
"	BPA-S-10-25		BPA-S-10-25	https://www.medten.com/product/7200	Replacement	Reusable	Welch Allyn	NIBP Connectors and Adapters	Accessories	NIBP Cuff Adapter 1-NK (10 pcs/bag)	Reusable NIBP Cuff Adapter 1-NK (10 pcs/bag)	One-Tube"," Male Subminiature (#5082-172) Connector(s) to FlexiPort Port"," 10pcs/bag	NIBP Cuff Adapter 1-NK (10 pcs/bag)One-Tube"," Male Subminiature (#5082-172) Connector(s) to FlexiPort Port"," 10pcs/bag	10	6				Ultrasound Foetal Transducer - comp w/ Bionet - Uterine Contractions		Ultrasound Foetal Transducer - comp w/ Bionet - UC	Bionet "
"	BPA-S-08-25		BPA-S-08-25	https://www.medten.com/product/7201	Replacement	Reusable	Welch Allyn	NIBP Connectors and Adapters	Accessories	Please type your own Product Title	Reusable Please type your own Product Title	1 tube to 1 tube"," with connector"," 10pcs/bag	Please type your own Product Title1 tube to 1 tube"," with connector"," 10pcs/bag	10	6				Ultrasound Foetal Transducer - comp w/ Bionet - Uterine Contractions		Ultrasound Foetal Transducer - comp w/ Bionet - UC	Bionet "
"	BPA-Y-05P-33		BPA-Y-05P-33	https://www.medten.com/product/7206	Replacement	Reusable	GE Healthcare	NIBP Connectors and Adapters	Accessories	Y"," 1 Male Slip Luer to Neo-Snap Male Plug(10 pcs/box) 2059290-001	Reusable Y"," 1 Male Slip Luer to Neo-Snap Male Plug(10 pcs/box) 2059290-001	'Y"," 1 Male Slip Luer to Neo-Snap	Ultrasound Foetal Transducer - comp w/ Bionet - Uterine Contractions		Ultrasound Foetal Transducer - comp w/ Bionet - UC	Bionet "
"	'Y"," 1 Male Slip Luer to Neo-Snap Male Plug(10 pcs/box) 2059290-001Y"," 1 Male Slip Luer to Neo-Snap	Male Plug"," 10pcs/bag'	'Y"," 1 Male Slip Luer to Neo-Snap Male Plug(10 pcs/box) 2059290-001Y"," 1 Male Slip Luer to Neo-Snap	Ultrasound Foetal Transducer - comp w/ Bionet - Uterine Contractions		Ultrasound Foetal Transducer - comp w/ Bionet - UC	Bionet "
"	10	Male Plug"," 10pcs/bag'	10	6				Ultrasound Foetal Transducer - comp w/ Bionet - Uterine Contractions		Ultrasound Foetal Transducer - comp w/ Bionet - UC	Bionet "
"	BPA-Y-N-0808		BPA-Y-N-0808	https://www.medten.com/product/7210	Replacement	Reusable		NIBP Connectors and Adapters	Accessories	NIBP Cuff Adapter"," 3.5mm	Reusable NIBP Cuff Adapter"," 3.5mm	Ytype/1 tube to 2 tubes/2 tubes to 1 tube"," with connector"," 10pcs/bag	NIBP Cuff Adapter"," 3.5mmYtype/1 tube to 2 tubes/2 tubes to 1 tube"," with connector"," 10pcs/bag	10	6				Ultrasound Foetal Transducer - comp w/ Bionet - Uterine Contractions		Ultrasound Foetal Transducer - comp w/ Bionet - UC	Bionet "
"	BPA-Y-N-1111		BPA-Y-N-1111	https://www.medten.com/product/7211	Replacement	Reusable		NIBP Connectors and Adapters	Accessories	NIBP Cuff Adapter"," 3.5mm	Reusable NIBP Cuff Adapter"," 3.5mm	Ytype/1 tube to 2 tubes/2 tubes to 1 tube"," with connector"," 10pcs/bag	NIBP Cuff Adapter"," 3.5mmYtype/1 tube to 2 tubes/2 tubes to 1 tube"," with connector"," 10pcs/bag	10	6				Ultrasound Foetal Transducer - comp w/ Bionet - Uterine Contractions		Ultrasound Foetal Transducer - comp w/ Bionet - UC	Bionet "
"	BPA-Y-N-38		BPA-Y-N-38	https://www.medten.com/product/7212	Replacement	Reusable		NIBP Connectors and Adapters	Accessories	NIBP Cuff Adapter"," 3.5mm	Reusable NIBP Cuff Adapter"," 3.5mm	Ytype/1 tube to 2 tubes/2 tubes to 1 tube"," with connector"," 10pcs/bag	NIBP Cuff Adapter"," 3.5mmYtype/1 tube to 2 tubes/2 tubes to 1 tube"," with connector"," 10pcs/bag	10	6				Ultrasound Foetal Transducer - comp w/ Bionet - Uterine Contractions		Ultrasound Foetal Transducer - comp w/ Bionet - UC	Bionet "
"	BPA-Y-02M-NN		BPA-Y-02M-NN	https://www.medten.com/product/7213	Replacement	Reusable		NIBP Connectors and Adapters	Accessories	NIBP Cuff Adapter"," 3.5mm	Reusable NIBP Cuff Adapter"," 3.5mm	Ytype/1 tube to 2 tubes/2 tubes to 1 tube"," with connector"," 10pcs/bag	NIBP Cuff Adapter"," 3.5mmYtype/1 tube to 2 tubes/2 tubes to 1 tube"," with connector"," 10pcs/bag	10	6				Ultrasound Foetal Transducer - comp w/ Bionet - Uterine Contractions		Ultrasound Foetal Transducer - comp w/ Bionet - UC	Bionet "
"	BPA-Y-04M-NN		BPA-Y-04M-NN	https://www.medten.com/product/7214	Replacement	Reusable		NIBP Connectors and Adapters	Accessories	NIBP Cuff Adapter"," 3.5mm	Reusable NIBP Cuff Adapter"," 3.5mm	Ytype/1 tube to 2 tubes/2 tubes to 1 tube"," with connector"," 10pcs/bag	NIBP Cuff Adapter"," 3.5mmYtype/1 tube to 2 tubes/2 tubes to 1 tube"," with connector"," 10pcs/bag	10	6				Ultrasound Foetal Transducer - comp w/ Bionet - Uterine Contractions		Ultrasound Foetal Transducer - comp w/ Bionet - UC	Bionet "
"	BPA-Y-09M-NN		BPA-Y-09M-NN	https://www.medten.com/product/7215	Replacement	Reusable		NIBP Connectors and Adapters	Accessories	NIBP Cuff Adapter"," 3.5mm	Reusable NIBP Cuff Adapter"," 3.5mm	Ytype/1 tube to 2 tubes/2 tubes to 1 tube"," with connector"," 10pcs/bag	NIBP Cuff Adapter"," 3.5mmYtype/1 tube to 2 tubes/2 tubes to 1 tube"," with connector"," 10pcs/bag	10	6				Ultrasound Foetal Transducer - comp w/ Bionet - Uterine Contractions		Ultrasound Foetal Transducer - comp w/ Bionet - UC	Bionet "
"	BPA-Y-10-NN		BPA-Y-10-NN	https://www.medten.com/product/7216	Replacement	Reusable		NIBP Connectors and Adapters	Accessories	NIBP Cuff Adapter"," 3.5mm	Reusable NIBP Cuff Adapter"," 3.5mm	Ytype/1 tube to 2 tubes/2 tubes to 1 tube"," with connector"," 10pcs/bag	NIBP Cuff Adapter"," 3.5mmYtype/1 tube to 2 tubes/2 tubes to 1 tube"," with connector"," 10pcs/bag	10	6				Ultrasound Foetal Transducer - comp w/ Bionet - Uterine Contractions		Ultrasound Foetal Transducer - comp w/ Bionet - UC	Bionet "
"	BPA-Y-11-NN		BPA-Y-11-NN	https://www.medten.com/product/7217	Replacement	Reusable		NIBP Connectors and Adapters	Accessories	NIBP Cuff Adapter"," 3.5mm	Reusable NIBP Cuff Adapter"," 3.5mm	Ytype/1 tube to 2 tubes/2 tubes to 1 tube"," with connector"," 10pcs/bag	NIBP Cuff Adapter"," 3.5mmYtype/1 tube to 2 tubes/2 tubes to 1 tube"," with connector"," 10pcs/bag	10	6				Ultrasound Foetal Transducer - comp w/ Bionet - Uterine Contractions		Ultrasound Foetal Transducer - comp w/ Bionet - UC	Bionet "
"	BPA-Y-25-NN		BPA-Y-25-NN	https://www.medten.com/product/7218	Replacement	Reusable		NIBP Connectors and Adapters	Accessories	NIBP Cuff Adapter"," 3.5mm	Reusable NIBP Cuff Adapter"," 3.5mm	'Ytype/1 tube to 2 tubes/2 tubes to 1 tube"," with connector	Ultrasound Foetal Transducer - comp w/ Bionet - Uterine Contractions		Ultrasound Foetal Transducer - comp w/ Bionet - UC	Bionet "
"	'NIBP Cuff Adapter"," 3.5mmYtype/1 tube to 2 tubes/2 tubes to 1 tube"," with connector	used with Welch Allyn cuffs"," 10pcs/bag'	'NIBP Cuff Adapter"," 3.5mmYtype/1 tube to 2 tubes/2 tubes to 1 tube"," with connector	Ultrasound Foetal Transducer - comp w/ Bionet - Uterine Contractions		Ultrasound Foetal Transducer - comp w/ Bionet - UC	Bionet "
"	10	used with Welch Allyn cuffs"," 10pcs/bag'	10	6				Ultrasound Foetal Transducer - comp w/ Bionet - Uterine Contractions		Ultrasound Foetal Transducer - comp w/ Bionet - UC	Bionet "
"	BPA-Y-43-NN		BPA-Y-43-NN	https://www.medten.com/product/7219	Replacement	Reusable		NIBP Connectors and Adapters	Accessories	NIBP Cuff Adapter"," 3.5mm	Reusable NIBP Cuff Adapter"," 3.5mm	Ytype/1 tube to 2 tubes/2 tubes to 1 tube"," with connector"," 10pcs/bag	NIBP Cuff Adapter"," 3.5mmYtype/1 tube to 2 tubes/2 tubes to 1 tube"," with connector"," 10pcs/bag	10	6				Ultrasound Foetal Transducer - comp w/ Bionet - Uterine Contractions		Ultrasound Foetal Transducer - comp w/ Bionet - UC	Bionet "
"	BPA-S-01M-10		BPA-S-01M-10	https://www.medten.com/product/7224	Replacement	Reusable		NIBP Connectors and Adapters	Accessories	NIBP Cuff Adapter	Reusable NIBP Cuff Adapter	'Single tube adapter	Ultrasound Foetal Transducer - comp w/ Bionet - Uterine Contractions		Ultrasound Foetal Transducer - comp w/ Bionet - UC	Bionet "
"	'NIBP Cuff AdapterSingle tube adapter	NBP Adapter"," Philips"," Spacelabs"," Mindray"," 1pc/bag'	'NIBP Cuff AdapterSingle tube adapter	Ultrasound Foetal Transducer - comp w/ Bionet - Uterine Contractions		Ultrasound Foetal Transducer - comp w/ Bionet - UC	Bionet "
"	1	NBP Adapter"," Philips"," Spacelabs"," Mindray"," 1pc/bag'	1	6				Ultrasound Foetal Transducer - comp w/ Bionet - Uterine Contractions		Ultrasound Foetal Transducer - comp w/ Bionet - UC	Bionet "
"	BPA-S-01M-25		BPA-S-01M-25	https://www.medten.com/product/7225	Replacement	Reusable	Welch Allyn	NIBP Connectors and Adapters	Accessories	NIBP Cuff AdapterWA-1-HP-o1 (10 pcs/bag)	Reusable NIBP Cuff AdapterWA-1-HP-o1 (10 pcs/bag)	'One-Tube"," Male Bayonet (#5082-184) Connector(s) to FlexiPort Port Adapter	Ultrasound Foetal Transducer - comp w/ Bionet - Uterine Contractions		Ultrasound Foetal Transducer - comp w/ Bionet - UC	Bionet "
"	'NIBP Cuff AdapterWA-1-HP-o1 (10 pcs/bag)One-Tube"," Male Bayonet (#5082-184) Connector(s) to FlexiPort Port Adapter	NBP Adapter"," Philips"," Spacelabs"," Mindray"," 10pcs/bag'	'NIBP Cuff AdapterWA-1-HP-o1 (10 pcs/bag)One-Tube"," Male Bayonet (#5082-184) Connector(s) to FlexiPort Port Adapter	Ultrasound Foetal Transducer - comp w/ Bionet - Uterine Contractions		Ultrasound Foetal Transducer - comp w/ Bionet - UC	Bionet "
"	10	NBP Adapter"," Philips"," Spacelabs"," Mindray"," 10pcs/bag'	10	6				Ultrasound Foetal Transducer - comp w/ Bionet - Uterine Contractions		Ultrasound Foetal Transducer - comp w/ Bionet - UC	Bionet "
"	BPA-S-01M-43		BPA-S-01M-43	https://www.medten.com/product/7226	Replacement	Reusable		NIBP Connectors and Adapters	Accessories	NIBP Cuff Adapter	Reusable NIBP Cuff Adapter	NBP Adapter"," Philips"," Spacelabs"," Mindray"," 10pcs/bag	NIBP Cuff AdapterNBP Adapter"," Philips"," Spacelabs"," Mindray"," 10pcs/bag	10	6				Ultrasound Foetal Transducer - comp w/ Bionet - Uterine Contractions		Ultrasound Foetal Transducer - comp w/ Bionet - UC	Bionet "
"	BPA-S-01M-09M		BPA-S-01M-09M	https://www.medten.com/product/7227	Replacement	Reusable		NIBP Connectors and Adapters	Accessories	NIBP Cuff Adapter	Reusable NIBP Cuff Adapter	'Single tube adapter	Ultrasound Foetal Transducer - comp w/ Bionet - Uterine Contractions		Ultrasound Foetal Transducer - comp w/ Bionet - UC	Bionet "
"	'NIBP Cuff AdapterSingle tube adapter	NBP Adapter"," Philips"," Spacelabs"," Mindray"," 10pcs/bag'	'NIBP Cuff AdapterSingle tube adapter	Ultrasound Foetal Transducer - comp w/ Bionet - Uterine Contractions		Ultrasound Foetal Transducer - comp w/ Bionet - UC	Bionet "
"	10	NBP Adapter"," Philips"," Spacelabs"," Mindray"," 10pcs/bag'	10	6				Ultrasound Foetal Transducer - comp w/ Bionet - Uterine Contractions		Ultrasound Foetal Transducer - comp w/ Bionet - UC	Bionet "
"	BPA-S-01M-04M		BPA-S-01M-04M	https://www.medten.com/product/7228	Replacement	Reusable		NIBP Connectors and Adapters	Accessories	NIBP Cuff Adapter	Reusable NIBP Cuff Adapter	'Single tube adapter	Ultrasound Foetal Transducer - comp w/ Bionet - Uterine Contractions		Ultrasound Foetal Transducer - comp w/ Bionet - UC	Bionet "
"	'NIBP Cuff AdapterSingle tube adapter	NBP Adapter"," Philips"," Spacelabs"," Mindray"," 1pc/bag'	'NIBP Cuff AdapterSingle tube adapter	Ultrasound Foetal Transducer - comp w/ Bionet - Uterine Contractions		Ultrasound Foetal Transducer - comp w/ Bionet - UC	Bionet "
"	1	NBP Adapter"," Philips"," Spacelabs"," Mindray"," 1pc/bag'	1	6				Ultrasound Foetal Transducer - comp w/ Bionet - Uterine Contractions		Ultrasound Foetal Transducer - comp w/ Bionet - UC	Bionet "
"	BPA-S-11-02M		BPA-S-11-02M	https://www.medten.com/product/7229	Replacement	Reusable	Welch Allyn	NIBP Connectors and Adapters	Accessories	NIBP Cuff Adapter	Reusable NIBP Cuff Adapter	'1 Hose Adapter (Welch-Allyn Protocol)	Ultrasound Foetal Transducer - comp w/ Bionet - Uterine Contractions		Ultrasound Foetal Transducer - comp w/ Bionet - UC	Bionet "
"	'NIBP Cuff Adapter1 Hose Adapter (Welch-Allyn Protocol)	Male quick-connect style connector"," 1pc/bag'	'NIBP Cuff Adapter1 Hose Adapter (Welch-Allyn Protocol)	Ultrasound Foetal Transducer - comp w/ Bionet - Uterine Contractions		Ultrasound Foetal Transducer - comp w/ Bionet - UC	Bionet "
"	1	Male quick-connect style connector"," 1pc/bag'	1	6				Ultrasound Foetal Transducer - comp w/ Bionet - Uterine Contractions		Ultrasound Foetal Transducer - comp w/ Bionet - UC	Bionet "
"	BPA-S-11-25		BPA-S-11-25	https://www.medten.com/product/7230	Replacement	Reusable	Welch Allyn	NIBP Connectors and Adapters	Accessories	NIBP Cuff Adapter WA-1-MQ-o1(10 pcs/bag)	Reusable NIBP Cuff Adapter WA-1-MQ-o1(10 pcs/bag)	One-Tube"," Female Subminiature (#5082-182) Connector(s) to FlexiPort Port"," 10pcs/bag	NIBP Cuff Adapter WA-1-MQ-o1(10 pcs/bag)One-Tube"," Female Subminiature (#5082-182) Connector(s) to FlexiPort Port"," 10pcs/bag	10	6				Ultrasound Foetal Transducer - comp w/ Bionet - Uterine Contractions		Ultrasound Foetal Transducer - comp w/ Bionet - UC	Bionet "
"	BPA-S-11-43		BPA-S-11-43	https://www.medten.com/product/7231	Replacement	Reusable	Draeger	NIBP Connectors and Adapters	Accessories	Please type your own Product Title	Reusable Please type your own Product Title	NBP Adapter"," used with Draeger cuff"," 10pcs/bag	Please type your own Product TitleNBP Adapter"," used with Draeger cuff"," 10pcs/bag	10	6				Ultrasound Foetal Transducer - comp w/ Bionet - Uterine Contractions		Ultrasound Foetal Transducer - comp w/ Bionet - UC	Bionet "
"	BPA-S-11-09M		BPA-S-11-09M	https://www.medten.com/product/7232	Replacement	Reusable		NIBP Connectors and Adapters	Accessories	NIBP Cuff Adapter	Reusable NIBP Cuff Adapter	Single tube adapter"," 10pcs/bag	NIBP Cuff AdapterSingle tube adapter"," 10pcs/bag	10	6				Ultrasound Foetal Transducer - comp w/ Bionet - Uterine Contractions		Ultrasound Foetal Transducer - comp w/ Bionet - UC	Bionet "
"	BPA-S-11-04M		BPA-S-11-04M	https://www.medten.com/product/7233	Replacement	Reusable		NIBP Connectors and Adapters	Accessories	NIBP Cuff Adapter	Reusable NIBP Cuff Adapter	Single tube adapter"," 10pcs/bag	NIBP Cuff AdapterSingle tube adapter"," 10pcs/bag	10	6				Ultrasound Foetal Transducer - comp w/ Bionet - Uterine Contractions		Ultrasound Foetal Transducer - comp w/ Bionet - UC	Bionet "
"	BPA-S-44-02M		BPA-S-44-02M	https://www.medten.com/product/7234	Replacement	Reusable		NIBP Connectors and Adapters	Accessories	NIBP Cuff Adapter	Reusable NIBP Cuff Adapter	'1 Hose adapter (Draeger)	Ultrasound Foetal Transducer - comp w/ Bionet - Uterine Contractions		Ultrasound Foetal Transducer - comp w/ Bionet - UC	Bionet "
"	'NIBP Cuff Adapter1 Hose adapter (Draeger)	Luer-lock style cuff adapter"," 10pcs/bag'	'NIBP Cuff Adapter1 Hose adapter (Draeger)	Ultrasound Foetal Transducer - comp w/ Bionet - Uterine Contractions		Ultrasound Foetal Transducer - comp w/ Bionet - UC	Bionet "
"	10	Luer-lock style cuff adapter"," 10pcs/bag'	10	6				Ultrasound Foetal Transducer - comp w/ Bionet - Uterine Contractions		Ultrasound Foetal Transducer - comp w/ Bionet - UC	Bionet "
"	BPA-S-44-25		BPA-S-44-25	https://www.medten.com/product/7235	Replacement	Reusable		NIBP Connectors and Adapters	Accessories	NIBP Cuff Adapter	Reusable NIBP Cuff Adapter	For Draeger","Single tube adapter"," used with Welch Allyn cuff"," 10pcs/bag	NIBP Cuff AdapterFor Draeger","Single tube adapter"," used with Welch Allyn cuff"," 10pcs/bag	10	0				Ultrasound Foetal Transducer - comp w/ Bionet - Uterine Contractions		Ultrasound Foetal Transducer - comp w/ Bionet - UC	Bionet "
"	BPA-S-44-10		BPA-S-44-10	https://www.medten.com/product/7236	Replacement	Reusable		NIBP Connectors and Adapters	Accessories	NIBP Cuff Adapter	Reusable NIBP Cuff Adapter	'Single tube adapter	Ultrasound Foetal Transducer - comp w/ Bionet - Uterine Contractions		Ultrasound Foetal Transducer - comp w/ Bionet - UC	Bionet "
"	'NIBP Cuff AdapterSingle tube adapter	Draeger"," 10pcs/bag'	'NIBP Cuff AdapterSingle tube adapter	Ultrasound Foetal Transducer - comp w/ Bionet - Uterine Contractions		Ultrasound Foetal Transducer - comp w/ Bionet - UC	Bionet "
"	10	Draeger"," 10pcs/bag'	10	6				Ultrasound Foetal Transducer - comp w/ Bionet - Uterine Contractions		Ultrasound Foetal Transducer - comp w/ Bionet - UC	Bionet "
"	BPA-S-44-09M		BPA-S-44-09M	https://www.medten.com/product/7237	Replacement	Reusable		NIBP Connectors and Adapters	Accessories	NIBP Cuff Adapter	Reusable NIBP Cuff Adapter	'Single tube adapter	Ultrasound Foetal Transducer - comp w/ Bionet - Uterine Contractions		Ultrasound Foetal Transducer - comp w/ Bionet - UC	Bionet "
"	'NIBP Cuff AdapterSingle tube adapter	Draeger"," 10pcs/bag'	'NIBP Cuff AdapterSingle tube adapter	Ultrasound Foetal Transducer - comp w/ Bionet - Uterine Contractions		Ultrasound Foetal Transducer - comp w/ Bionet - UC	Bionet "
"	10	Draeger"," 10pcs/bag'	10	6				Ultrasound Foetal Transducer - comp w/ Bionet - Uterine Contractions		Ultrasound Foetal Transducer - comp w/ Bionet - UC	Bionet "
"	BPA-S-44-04M		BPA-S-44-04M	https://www.medten.com/product/7238	Replacement	Reusable		NIBP Connectors and Adapters	Accessories	NIBP Cuff Adapter	Reusable NIBP Cuff Adapter	'Single tube adapter	Ultrasound Foetal Transducer - comp w/ Bionet - Uterine Contractions		Ultrasound Foetal Transducer - comp w/ Bionet - UC	Bionet "
"	'NIBP Cuff AdapterSingle tube adapter	Draeger"," 10pcs/bag'	'NIBP Cuff AdapterSingle tube adapter	Ultrasound Foetal Transducer - comp w/ Bionet - Uterine Contractions		Ultrasound Foetal Transducer - comp w/ Bionet - UC	Bionet "
"	10	Draeger"," 10pcs/bag'	10	6				Ultrasound Foetal Transducer - comp w/ Bionet - Uterine Contractions		Ultrasound Foetal Transducer - comp w/ Bionet - UC	Bionet "
"	BPA-S-08-02M		BPA-S-08-02M	https://www.medten.com/product/7239	Replacement	Reusable	Welch Allyn	NIBP Connectors and Adapters	Accessories	NIBP Cuff Adapter	Reusable NIBP Cuff Adapter	'1 Hose adapter (Welch-Allyn)	Ultrasound Foetal Transducer - comp w/ Bionet - Uterine Contractions		Ultrasound Foetal Transducer - comp w/ Bionet - UC	Bionet "
"	'NIBP Cuff Adapter1 Hose adapter (Welch-Allyn)	Threaded female style connecto"," 10pcs/bag'	'NIBP Cuff Adapter1 Hose adapter (Welch-Allyn)	Ultrasound Foetal Transducer - comp w/ Bionet - Uterine Contractions		Ultrasound Foetal Transducer - comp w/ Bionet - UC	Bionet "
"	10	Threaded female style connecto"," 10pcs/bag'	10	6				Ultrasound Foetal Transducer - comp w/ Bionet - Uterine Contractions		Ultrasound Foetal Transducer - comp w/ Bionet - UC	Bionet "
"	BPA-S-08-43		BPA-S-08-43	https://www.medten.com/product/7241	Replacement	Reusable		NIBP Connectors and Adapters	Accessories	NIBP Cuff Adapter	Reusable NIBP Cuff Adapter	Single tube adapter"," used with Draeger cuff"," 10pcs/bag	NIBP Cuff AdapterSingle tube adapter"," used with Draeger cuff"," 10pcs/bag	10	6				Ultrasound Foetal Transducer - comp w/ Bionet - Uterine Contractions		Ultrasound Foetal Transducer - comp w/ Bionet - UC	Bionet "
"	BPA-S-08-10		BPA-S-08-10	https://www.medten.com/product/7242	Replacement	Reusable		NIBP Connectors and Adapters	Accessories	NIBP Cuff Adapter	Reusable NIBP Cuff Adapter	Single tube adapter"," 10pcs/bag	NIBP Cuff AdapterSingle tube adapter"," 10pcs/bag	10	6				Ultrasound Foetal Transducer - comp w/ Bionet - Uterine Contractions		Ultrasound Foetal Transducer - comp w/ Bionet - UC	Bionet "
"	BPA-S-08-04M		BPA-S-08-04M	https://www.medten.com/product/7243	Replacement	Reusable		NIBP Connectors and Adapters	Accessories	NIBP Cuff Adapter	Reusable NIBP Cuff Adapter	Single tube adapter"," 10pcs/bag	NIBP Cuff AdapterSingle tube adapter"," 10pcs/bag	10	6				Ultrasound Foetal Transducer - comp w/ Bionet - Uterine Contractions		Ultrasound Foetal Transducer - comp w/ Bionet - UC	Bionet "
"	BPA-S-03M-02M		BPA-S-03M-02M	https://www.medten.com/product/7244	Replacement	Reusable	Philips	NIBP Connectors and Adapters	Accessories	NIBP Cuff Adapter	Reusable NIBP Cuff Adapter	'1 Hose adapter (Draeger)	Ultrasound Foetal Transducer - comp w/ Bionet - Uterine Contractions		Ultrasound Foetal Transducer - comp w/ Bionet - UC	Bionet "
"	'NIBP Cuff Adapter1 Hose adapter (Draeger)	Luer-lock style cuff adapter"," 10pcs/bag'	'NIBP Cuff Adapter1 Hose adapter (Draeger)	Ultrasound Foetal Transducer - comp w/ Bionet - Uterine Contractions		Ultrasound Foetal Transducer - comp w/ Bionet - UC	Bionet "
"	10	Luer-lock style cuff adapter"," 10pcs/bag'	10	6				Ultrasound Foetal Transducer - comp w/ Bionet - Uterine Contractions		Ultrasound Foetal Transducer - comp w/ Bionet - UC	Bionet "
"	BPA-S-03M-25		BPA-S-03M-25	https://www.medten.com/product/7245	Replacement	Reusable	Welch Allyn	NIBP Connectors and Adapters	Accessories	NIBP Cuff Adapter (10 pcs/bag)	Reusable NIBP Cuff Adapter (10 pcs/bag)	Single tube adapter"," 10pcs/bag	NIBP Cuff Adapter (10 pcs/bag)Single tube adapter"," 10pcs/bag	10	6				Ultrasound Foetal Transducer - comp w/ Bionet - Uterine Contractions		Ultrasound Foetal Transducer - comp w/ Bionet - UC	Bionet "
"	BPA-S-03M-43		BPA-S-03M-43	https://www.medten.com/product/7246	Replacement	Reusable		NIBP Connectors and Adapters	Accessories	NIBP Cuff Adapter	Reusable NIBP Cuff Adapter	Single tube adapter"," used with Draeger cuff"," 10pcs/bag	NIBP Cuff AdapterSingle tube adapter"," used with Draeger cuff"," 10pcs/bag	10	6				Ultrasound Foetal Transducer - comp w/ Bionet - Uterine Contractions		Ultrasound Foetal Transducer - comp w/ Bionet - UC	Bionet "
"	BPA-S-03M-09M		BPA-S-03M-09M	https://www.medten.com/product/7247	Replacement	Reusable		NIBP Connectors and Adapters	Accessories	NIBP Cuff Adapter	Reusable NIBP Cuff Adapter	Single tube adapter"," 10pcs/bag	NIBP Cuff AdapterSingle tube adapter"," 10pcs/bag	10	6				Ultrasound Foetal Transducer - comp w/ Bionet - Uterine Contractions		Ultrasound Foetal Transducer - comp w/ Bionet - UC	Bionet "
"	BPA-S-03M-10		BPA-S-03M-10	https://www.medten.com/product/7248	Replacement	Reusable		NIBP Connectors and Adapters	Accessories	NIBP Cuff Adapter	Reusable NIBP Cuff Adapter	Single tube adapter"," 10pcs/bag	NIBP Cuff AdapterSingle tube adapter"," 10pcs/bag	10	6				Ultrasound Foetal Transducer - comp w/ Bionet - Uterine Contractions		Ultrasound Foetal Transducer - comp w/ Bionet - UC	Bionet "
"	BPA-D-01M01M-32		BPA-D-01M01M-32	https://www.medten.com/product/7249	Replacement	Reusable	GE Healthcare	NIBP Connectors and Adapters	Accessories	NIBP Cuff Adapter2059292-001	Reusable NIBP Cuff Adapter2059292-001	'X"," 2 Male Bayonet to DINACLICK	Ultrasound Foetal Transducer - comp w/ Bionet - Uterine Contractions		Ultrasound Foetal Transducer - comp w/ Bionet - UC	Bionet "
"	'NIBP Cuff Adapter2059292-001X"," 2 Male Bayonet to DINACLICK	Female Recept"," 10pcs/bag'	'NIBP Cuff Adapter2059292-001X"," 2 Male Bayonet to DINACLICK	Ultrasound Foetal Transducer - comp w/ Bionet - Uterine Contractions		Ultrasound Foetal Transducer - comp w/ Bionet - UC	Bionet "
"	10	Female Recept"," 10pcs/bag'	10	6				Ultrasound Foetal Transducer - comp w/ Bionet - Uterine Contractions		Ultrasound Foetal Transducer - comp w/ Bionet - UC	Bionet "
"	BPA-D-1111-32		BPA-D-1111-32	https://www.medten.com/product/7254	Replacement	Reusable	GE Healthcare	NIBP Connectors and Adapters	Accessories	NIBP Cuff Adapter 2059292-002	Reusable NIBP Cuff Adapter 2059292-002	X"," 2 Female Submin to DINACLICK Female Recept"," 10pcs/bag	NIBP Cuff Adapter 2059292-002X"," 2 Female Submin to DINACLICK Female Recept"," 10pcs/bag	10	6				Ultrasound Foetal Transducer - comp w/ Bionet - Uterine Contractions		Ultrasound Foetal Transducer - comp w/ Bionet - UC	Bionet "
"	BPA-D-1111-26		BPA-D-1111-26	https://www.medten.com/product/7255	Replacement	Reusable	Welch Allyn	NIBP Connectors and Adapters	Accessories	NIBP Cuff Adapter WA-2-SCC-o1"," 2-MQ (10 pcs/bag)	Reusable NIBP Cuff Adapter WA-2-SCC-o1"," 2-MQ (10 pcs/bag)	For GE Marquette. double tube/X type adapter"," 10pcs/bag	NIBP Cuff Adapter WA-2-SCC-o1"," 2-MQ (10 pcs/bag)For GE Marquette. double tube/X type adapter"," 10pcs/bag	10	6				Ultrasound Foetal Transducer - comp w/ Bionet - Uterine Contractions		Ultrasound Foetal Transducer - comp w/ Bionet - UC	Bionet "
"	BPA-D-1111-1011		BPA-D-1111-1011	https://www.medten.com/product/7256	Replacement	Reusable		NIBP Connectors and Adapters	Accessories	NIBP Cuff Adapter	Reusable NIBP Cuff Adapter	double tube/X type adapter"," 10pcs/bag	NIBP Cuff Adapterdouble tube/X type adapter"," 10pcs/bag	10	6				Ultrasound Foetal Transducer - comp w/ Bionet - Uterine Contractions		Ultrasound Foetal Transducer - comp w/ Bionet - UC	Bionet "
"	BPA-D-1111-09M09M		BPA-D-1111-09M09M	https://www.medten.com/product/7257	Replacement	Reusable	Philips	NIBP Connectors and Adapters	Accessories	NIBP Cuff Adapter	Reusable NIBP Cuff Adapter	'2 Hose Adapter (GE/Marquette)	Ultrasound Foetal Transducer - comp w/ Bionet - Uterine Contractions		Ultrasound Foetal Transducer - comp w/ Bionet - UC	Bionet "
"	'NIBP Cuff Adapter2 Hose Adapter (GE/Marquette)	Male quick connect style connecto"," 10pcs/bag'	'NIBP Cuff Adapter2 Hose Adapter (GE/Marquette)	Ultrasound Foetal Transducer - comp w/ Bionet - Uterine Contractions		Ultrasound Foetal Transducer - comp w/ Bionet - UC	Bionet "
"	10	Male quick connect style connecto"," 10pcs/bag'	10	6				Ultrasound Foetal Transducer - comp w/ Bionet - Uterine Contractions		Ultrasound Foetal Transducer - comp w/ Bionet - UC	Bionet "
"	BPA-D-1011-32		BPA-D-1011-32	https://www.medten.com/product/7259	Replacement	Reusable	GE Healthcare	NIBP Connectors and Adapters	Accessories	NIBP Cuff Adapter 2059292-003	Reusable NIBP Cuff Adapter 2059292-003	'X"," 2 Mated Submin to DINACLICK	Ultrasound Foetal Transducer - comp w/ Bionet - Uterine Contractions		Ultrasound Foetal Transducer - comp w/ Bionet - UC	Bionet "
"	'NIBP Cuff Adapter 2059292-003X"," 2 Mated Submin to DINACLICK	Female Recep"," 10pcs/bag'	'NIBP Cuff Adapter 2059292-003X"," 2 Mated Submin to DINACLICK	Ultrasound Foetal Transducer - comp w/ Bionet - Uterine Contractions		Ultrasound Foetal Transducer - comp w/ Bionet - UC	Bionet "
"	10	Female Recep"," 10pcs/bag'	10	6				Ultrasound Foetal Transducer - comp w/ Bionet - Uterine Contractions		Ultrasound Foetal Transducer - comp w/ Bionet - UC	Bionet "
"	BPA-D-1011-1010		BPA-D-1011-1010	https://www.medten.com/product/7260	Replacement	Reusable	GE Healthcare	NIBP Connectors and Adapters	Accessories	NIBP Cuff Adapter	Reusable NIBP Cuff Adapter	'X"," Mated Pair Submins to	Ultrasound Foetal Transducer - comp w/ Bionet - Uterine Contractions		Ultrasound Foetal Transducer - comp w/ Bionet - UC	Bionet "
"		2 Male Submins	Ultrasound Foetal Transducer - comp w/ Bionet - Uterine Contractions		Ultrasound Foetal Transducer - comp w/ Bionet - UC	Bionet "
"	'NIBP Cuff AdapterX"," Mated Pair Submins to	Compatibility: GE Datex-Ohmeda"," 10pcs/bag'	'NIBP Cuff AdapterX"," Mated Pair Submins to	Ultrasound Foetal Transducer - comp w/ Bionet - Uterine Contractions		Ultrasound Foetal Transducer - comp w/ Bionet - UC	Bionet "
"		2 Male Submins	Ultrasound Foetal Transducer - comp w/ Bionet - Uterine Contractions		Ultrasound Foetal Transducer - comp w/ Bionet - UC	Bionet "
"	10	Compatibility: GE Datex-Ohmeda"," 10pcs/bag'	10	6				Ultrasound Foetal Transducer - comp w/ Bionet - Uterine Contractions		Ultrasound Foetal Transducer - comp w/ Bionet - UC	Bionet "
"	BPA-D-1011-26		BPA-D-1011-26	https://www.medten.com/product/7261	Replacement	Reusable	Welch Allyn	NIBP Connectors and Adapters	Accessories	Please type your own Product Title	Reusable Please type your own Product Title	double tube/X type adapter"," 10pcs/bag	Please type your own Product Titledouble tube/X type adapter"," 10pcs/bag	10	6				Ultrasound Foetal Transducer - comp w/ Bionet - Uterine Contractions		Ultrasound Foetal Transducer - comp w/ Bionet - UC	Bionet "
"	BPA-D-1011-09M09M		BPA-D-1011-09M09M	https://www.medten.com/product/7262	Replacement	Reusable	Philips	NIBP Connectors and Adapters	Accessories	NIBP Cuff Adapter	Reusable NIBP Cuff Adapter	'2 Hose Adapter (Datex/Ohmeda)	Ultrasound Foetal Transducer - comp w/ Bionet - Uterine Contractions		Ultrasound Foetal Transducer - comp w/ Bionet - UC	Bionet "
"	'NIBP Cuff Adapter2 Hose Adapter (Datex/Ohmeda)	One male and one female quick-connect style connecto"," 10pcs/bag'	'NIBP Cuff Adapter2 Hose Adapter (Datex/Ohmeda)	Ultrasound Foetal Transducer - comp w/ Bionet - Uterine Contractions		Ultrasound Foetal Transducer - comp w/ Bionet - UC	Bionet "
"	10	One male and one female quick-connect style connecto"," 10pcs/bag'	10	6				Ultrasound Foetal Transducer - comp w/ Bionet - Uterine Contractions		Ultrasound Foetal Transducer - comp w/ Bionet - UC	Bionet "
"	BPA-D-0808-32		BPA-D-0808-32	https://www.medten.com/product/7264	Replacement	Reusable	GE Healthcare	NIBP Connectors and Adapters	Accessories	NIBP Cuff Adapter 2059292-004	Reusable NIBP Cuff Adapter 2059292-004	'X"," 2 Male Screw to DINACLICK	Ultrasound Foetal Transducer - comp w/ Bionet - Uterine Contractions		Ultrasound Foetal Transducer - comp w/ Bionet - UC	Bionet "
"	'NIBP Cuff Adapter 2059292-004X"," 2 Male Screw to DINACLICK	Female Recept"," 10pcs/bag'	'NIBP Cuff Adapter 2059292-004X"," 2 Male Screw to DINACLICK	Ultrasound Foetal Transducer - comp w/ Bionet - Uterine Contractions		Ultrasound Foetal Transducer - comp w/ Bionet - UC	Bionet "
"	10	Female Recept"," 10pcs/bag'	10	6				Ultrasound Foetal Transducer - comp w/ Bionet - Uterine Contractions		Ultrasound Foetal Transducer - comp w/ Bionet - UC	Bionet "
"	BPA-D-0808-1010		BPA-D-0808-1010	https://www.medten.com/product/7265	Replacement	Reusable		NIBP Connectors and Adapters	Accessories	NIBP Cuff Adapter	Reusable NIBP Cuff Adapter	double tube/X type adapter"," 10pcs/bag	NIBP Cuff Adapterdouble tube/X type adapter"," 10pcs/bag	10	6				Ultrasound Foetal Transducer - comp w/ Bionet - Uterine Contractions		Ultrasound Foetal Transducer - comp w/ Bionet - UC	Bionet "
"	BPA-D-0808-1011		BPA-D-0808-1011	https://www.medten.com/product/7266	Replacement	Reusable		NIBP Connectors and Adapters	Accessories	NIBP Cuff Adapter	Reusable NIBP Cuff Adapter	double tube/X type adapter"," 10pcs/bag	NIBP Cuff Adapterdouble tube/X type adapter"," 10pcs/bag	10	6				Ultrasound Foetal Transducer - comp w/ Bionet - Uterine Contractions		Ultrasound Foetal Transducer - comp w/ Bionet - UC	Bionet "
"	BPA-D-0808-26		BPA-D-0808-26	https://www.medten.com/product/7267	Replacement	Reusable	Welch Allyn	NIBP Connectors and Adapters	Accessories	Please type your own Product Title	Reusable Please type your own Product Title	double tube/X type adapter"," 10pcs/bag	Please type your own Product Titledouble tube/X type adapter"," 10pcs/bag	10	6				Ultrasound Foetal Transducer - comp w/ Bionet - Uterine Contractions		Ultrasound Foetal Transducer - comp w/ Bionet - UC	Bionet "
"	BPA-D-38-26		BPA-D-38-26	https://www.medten.com/product/7269	Replacement	Reusable		NIBP Connectors and Adapters	Accessories	NIBP Cuff Adapter	Reusable NIBP Cuff Adapter	For GE. double tube/X type adapter"," 10pcs/bag	NIBP Cuff AdapterFor GE. double tube/X type adapter"," 10pcs/bag	10	6				Ultrasound Foetal Transducer - comp w/ Bionet - Uterine Contractions		Ultrasound Foetal Transducer - comp w/ Bionet - UC	Bionet "
"	BPA-D-38-1010		BPA-D-38-1010	https://www.medten.com/product/7270	Replacement	Reusable		NIBP Connectors and Adapters	Accessories	NIBP Cuff Adapter	Reusable NIBP Cuff Adapter	double tube/X type adapter"," 10pcs/bag	NIBP Cuff Adapterdouble tube/X type adapter"," 10pcs/bag	10	6				Ultrasound Foetal Transducer - comp w/ Bionet - Uterine Contractions		Ultrasound Foetal Transducer - comp w/ Bionet - UC	Bionet "
"	BPA-D-38-1011		BPA-D-38-1011	https://www.medten.com/product/7271	Replacement	Reusable		NIBP Connectors and Adapters	Accessories	NIBP Cuff Adapter	Reusable NIBP Cuff Adapter	double tube/X type adapter"," 10pcs/bag	NIBP Cuff Adapterdouble tube/X type adapter"," 10pcs/bag	10	6				Ultrasound Foetal Transducer - comp w/ Bionet - Uterine Contractions		Ultrasound Foetal Transducer - comp w/ Bionet - UC	Bionet "
"	BPA-D-38-09M09M		BPA-D-38-09M09M	https://www.medten.com/product/7272	Replacement	Reusable		NIBP Connectors and Adapters	Accessories	NIBP Cuff Adapter	Reusable NIBP Cuff Adapter	double tube/X type adapter"," 10pcs/bag	NIBP Cuff Adapterdouble tube/X type adapter"," 10pcs/bag	10	6				Ultrasound Foetal Transducer - comp w/ Bionet - Uterine Contractions		Ultrasound Foetal Transducer - comp w/ Bionet - UC	Bionet "
"	ELA-SL5-PH5		ELA-SL5-PH5	https://www.medten.com/product/7275	Replacement	Reusable	Spacelabs	ECG Adapter/Extension Cables	Accessories	Spacelabs ECG Adapter	Reusable Spacelabs ECG Adapter	adapter from TruLink to Philips IntelliVue"," 5 lead	Spacelabs ECG Adapteradapter from TruLink to Philips IntelliVue"," 5 lead	1	6				Ultrasound Foetal Transducer - comp w/ Bionet - Uterine Contractions		Ultrasound Foetal Transducer - comp w/ Bionet - UC	Bionet "
"	ELA-SM5-NKA5		ELA-SM5-NKA5	https://www.medten.com/product/7276	Replacement	Reusable	Siemens	ECG Adapter/Extension Cables	Accessories	Draeger ECG Adapter	Reusable Draeger ECG Adapter	Compatible adapter from Drager to Nihon Kohden"," 5 lead	Draeger ECG AdapterCompatible adapter from Drager to Nihon Kohden"," 5 lead	1	6				Ultrasound Foetal Transducer - comp w/ Bionet - Uterine Contractions		Ultrasound Foetal Transducer - comp w/ Bionet - UC	Bionet "
"	ELA-SM5-PH5		ELA-SM5-PH5	https://www.medten.com/product/7277	Replacement	Reusable	Draeger	ECG Adapter/Extension Cables	Accessories	Draeger ECG Adapter	Reusable Draeger ECG Adapter	Compatible adapter from Drager to Philips IntelliVue"," 5 lead	Draeger ECG AdapterCompatible adapter from Drager to Philips IntelliVue"," 5 lead	1	6				Ultrasound Foetal Transducer - comp w/ Bionet - Uterine Contractions		Ultrasound Foetal Transducer - comp w/ Bionet - UC	Bionet "
"	ELA-SM5-SL5		ELA-SM5-SL5	https://www.medten.com/product/7278	Replacement	Reusable	Siemens	ECG Adapter/Extension Cables	Accessories	Draeger ECG Adapter	Reusable Draeger ECG Adapter	Compatible adapter from Drager to TruLinkï¼Œ 5 lead	Draeger ECG AdapterCompatible adapter from Drager to TruLinkï¼Œ 5 lead	1	6				Ultrasound Foetal Transducer - comp w/ Bionet - Uterine Contractions		Ultrasound Foetal Transducer - comp w/ Bionet - UC	Bionet "
"	TH-RS40-12-48		TH-RS40-12-48	https://www.medten.com/product/7279	Replacement	Reusable	Zimmer Biomet	Air Hoses	Accessories	Tourniquet Hose	Reusable Tourniquet Hose	Single Port Hose"," Red/White"," 4.0m	Tourniquet HoseSingle Port Hose"," Red/White"," 4.0m	1	6				Ultrasound Foetal Transducer - comp w/ Bionet - Uterine Contractions		Ultrasound Foetal Transducer - comp w/ Bionet - UC	Bionet "
"	TH-BS40-12-48		TH-BS40-12-48	https://www.medten.com/product/7280	Replacement	Reusable	Zimmer Biomet	Air Hoses	Accessories	Tourniquet Hose	Reusable Tourniquet Hose	Single Port Hose"," Blue/White","4.0m	Tourniquet HoseSingle Port Hose"," Blue/White","4.0m	1	6				Ultrasound Foetal Transducer - comp w/ Bionet - Uterine Contractions		Ultrasound Foetal Transducer - comp w/ Bionet - UC	Bionet "
"	TH-SS40-12-48		TH-SS40-12-48	https://www.medten.com/product/7281	Replacement	Reusable	Zimmer Biomet	Air Hoses	Accessories	Tourniquet Hose (2 pcs/set)	Reusable Tourniquet Hose (2 pcs/set)	Single Port Hose"," Red/White","4.0m(1 pc)+Single Port Hose"," Blue/White"," 4.0m(1 pc)	Tourniquet Hose (2 pcs/set)Single Port Hose"," Red/White","4.0m(1 pc)+Single Port Hose"," Blue/White"," 4.0m(1 pc)	Set	6				Ultrasound Foetal Transducer - comp w/ Bionet - Uterine Contractions		Ultrasound Foetal Transducer - comp w/ Bionet - UC	Bionet "
"	COCB-DG01-25		COCB-DG01-25	https://www.medten.com/product/7282	Replacement	Reusable	Draeger	Cardiac Output Cables	Accessories	Draeger Cardiac Output Cable	Reusable Draeger Cardiac Output Cable	Replacement: 2.5m"," Reusable	Draeger Cardiac Output Cable"," 2.5m"," Reusable	1	12				Ultrasound Foetal Transducer - comp w/ Bionet - Uterine Contractions		Ultrasound Foetal Transducer - comp w/ Bionet - UC	Bionet "
"	TNC-IBPT-3H		TNC-IBPT-3H	https://www.medten.com/product/7283	Replacement	Reusable		IBP Accessories and Supplies	Accessories	IBP Accessories: Reusable fixation plate Holder	Reusable IBP Accessories: Reusable fixation plate Holder	Reusable fixation plate holder for Disposable pressure transducer ","triple kit	IBP Accessories: Reusable fixation plate HolderReusable fixation plate holder for Disposable pressure transducer ","triple kit	1	6				Ultrasound Foetal Transducer - comp w/ Bionet - Uterine Contractions		Ultrasound Foetal Transducer - comp w/ Bionet - UC	Bionet "
"	TNC-IBPT-4H		TNC-IBPT-4H	https://www.medten.com/product/7284	Replacement	Reusable		IBP Accessories and Supplies	Accessories	IBP Accessories:Reusable fixation plate Holder	Reusable IBP Accessories:Reusable fixation plate Holder	Reusable fixation plate holder for Disposable pressure transducer ","quadruple kit	IBP Accessories:Reusable fixation plate HolderReusable fixation plate holder for Disposable pressure transducer ","quadruple kit	1	6				Ultrasound Foetal Transducer - comp w/ Bionet - Uterine Contractions		Ultrasound Foetal Transducer - comp w/ Bionet - UC	Bionet "
"	ELA-MQ5-NKA5		ELA-MQ5-NKA5	https://www.medten.com/product/7285	Replacement	Reusable	Marquette	ECG Adapter/Extension Cables	Accessories	GE Multi-Link ECG Adapter	Reusable GE Multi-Link ECG Adapter	Compatible: adapter from Multi-Link to Nihon Kohden"," 5 lead","	GE Multi-Link ECG AdapterCompatible: adapter from Multi-Link to Nihon Kohden"," 5 lead","	1	6				Ultrasound Foetal Transducer - comp w/ Bionet - Uterine Contractions		Ultrasound Foetal Transducer - comp w/ Bionet - UC	Bionet "
"	ELA-MQ5-PH5		ELA-MQ5-PH5	https://www.medten.com/product/7286	Replacement	Reusable	Marquette	ECG Adapter/Extension Cables	Accessories	GE Multi-Link ECG Adapter	Reusable GE Multi-Link ECG Adapter	Compatible: adapter from Multi-Link to IntelliVue"," 5 lead	GE Multi-Link ECG AdapterCompatible: adapter from Multi-Link to IntelliVue"," 5 lead	1	6				Ultrasound Foetal Transducer - comp w/ Bionet - Uterine Contractions		Ultrasound Foetal Transducer - comp w/ Bionet - UC	Bionet "
"	ELA-MQ5-SL5		ELA-MQ5-SL5	https://www.medten.com/product/7287	Replacement	Reusable	Marquette	ECG Adapter/Extension Cables	Accessories	GE Multi-Link ECG Adapter	Reusable GE Multi-Link ECG Adapter	Compatible: adapter from Multi-Link to TruLink"," 5 lead	GE Multi-Link ECG AdapterCompatible: adapter from Multi-Link to TruLink"," 5 lead	1	6				Ultrasound Foetal Transducer - comp w/ Bionet - Uterine Contractions		Ultrasound Foetal Transducer - comp w/ Bionet - UC	Bionet "
"	ELA-MQ5-SM5		ELA-MQ5-SM5	https://www.medten.com/product/7288	Replacement	Reusable	Marquette	ECG Adapter/Extension Cables	Accessories	GE Multi-Link ECG Adapter	Reusable GE Multi-Link ECG Adapter	Compatible: adapter from Multi-Link to Drager"," 5 lead	GE Multi-Link ECG AdapterCompatible: adapter from Multi-Link to Drager"," 5 lead	1	6				Ultrasound Foetal Transducer - comp w/ Bionet - Uterine Contractions		Ultrasound Foetal Transducer - comp w/ Bionet - UC	Bionet "
"	ELA-NKA5-PH5		ELA-NKA5-PH5	https://www.medten.com/product/7289	Replacement	Reusable	Nihon Kohden	ECG Adapter/Extension Cables	Accessories	Nihon Kohden ECG Adapter	Reusable Nihon Kohden ECG Adapter	Compatible: adapter from Nihon Kohden to IntelliVue"," 5 lead	Nihon Kohden ECG AdapterCompatible: adapter from Nihon Kohden to IntelliVue"," 5 lead	1	6				Ultrasound Foetal Transducer - comp w/ Bionet - Uterine Contractions		Ultrasound Foetal Transducer - comp w/ Bionet - UC	Bionet "
"	ELA-NKA5-SM5		ELA-NKA5-SM5	https://www.medten.com/product/7290	Replacement	Reusable	Nihon Kohden	ECG Adapter/Extension Cables	Accessories	Nihon Kohden ECG Adapter	Reusable Nihon Kohden ECG Adapter	Compatible: adapter from Nihon Kohden to Drager"," 5 lead	Nihon Kohden ECG AdapterCompatible: adapter from Nihon Kohden to Drager"," 5 lead	1	6				Ultrasound Foetal Transducer - comp w/ Bionet - Uterine Contractions		Ultrasound Foetal Transducer - comp w/ Bionet - UC	Bionet "
"	ELA-SL5-SM5		ELA-SL5-SM5	https://www.medten.com/product/7291	Replacement	Reusable	Spacelabs	ECG Adapter/Extension Cables	Accessories	Spacelabs ECG Adapter	Reusable Spacelabs ECG Adapter	Compatible: adapter from TruLink to Drager"," 5 lead	Spacelabs ECG AdapterCompatible: adapter from TruLink to Drager"," 5 lead	1	6				Ultrasound Foetal Transducer - comp w/ Bionet - Uterine Contractions		Ultrasound Foetal Transducer - comp w/ Bionet - UC	Bionet "
"	ELA-SL5-NKA5		ELA-SL5-NKA5	https://www.medten.com/product/7292	Replacement	Reusable	Spacelabs	ECG Adapter/Extension Cables	Accessories	Spacelabs ECG Adapter	Reusable Spacelabs ECG Adapter	Compatible: adapter from TruLink to Nihon Kohdenï¼Œ 5 lead	Spacelabs ECG AdapterCompatible: adapter from TruLink to Nihon Kohdenï¼Œ 5 lead	1	6				Ultrasound Foetal Transducer - comp w/ Bionet - Uterine Contractions		Ultrasound Foetal Transducer - comp w/ Bionet - UC	Bionet "
"	EEG-D10-150S1		EEG-D10-150S1	https://www.medten.com/product/7293	Replacement	Reusable	Mindray	EEG Cables and Lead Wires	Accessories	EEG Lead Wires	Reusable EEG Lead Wires	Compatible: D type"," 10 color"," 1.5m	EEG Lead WiresCompatible: D type"," 10 color"," 1.5m	1	6				Ultrasound Foetal Transducer - comp w/ Bionet - Uterine Contractions		Ultrasound Foetal Transducer - comp w/ Bionet - UC	Bionet "
"	TNC-IBP-ID		TNC-IBP-ID	https://www.medten.com/product/7294	Replacement	Reusable		Pressure Infusion Bags	Accessories	Please type your own Product Title	Reusable Please type your own Product Title	Please type your own Product description.	Please type your own Product TitlePlease type your own Product description.	1	6				Ultrasound Foetal Transducer - comp w/ Bionet - Uterine Contractions		Ultrasound Foetal Transducer - comp w/ Bionet - UC	Bionet "
"	K1		K1	https://www.medten.com/product/7298	Replacement	Reusable	Yonker	Equipment	Equipment	Fingertip Pulse Oximeter (Pediatric Only)	Reusable Fingertip Pulse Oximeter (Pediatric Only)	Fingertip pulse oximeter for child","Dual color OLED displays","with Lithium battery	Fingertip Pulse Oximeter (Pediatric Only) Fingertip pulse oximeter for child","Dual color OLED displays","with Lithium battery	0	0				Ultrasound Foetal Transducer - comp w/ Bionet - Uterine Contractions		Ultrasound Foetal Transducer - comp w/ Bionet - UC	Bionet "
"	TNC-AS-001		TNC-AS-001	https://www.medten.com/product/7299	Replacement	Reusable		Sphygmomanometer Parts	Accessories	Aneroid sphygmomanometer	Reusable Aneroid sphygmomanometer	With ABS big gauge","single tube cuff with bladder and pvc bulb.	Aneroid sphygmomanometerWith ABS big gauge","single tube cuff with bladder and pvc bulb.	Set	0				Ultrasound Foetal Transducer - comp w/ Bionet - Uterine Contractions		Ultrasound Foetal Transducer - comp w/ Bionet - UC	Bionet "
"	TNC-AS-002		TNC-AS-002	https://www.medten.com/product/7300	Replacement	Reusable		Sphygmomanometer Parts	Accessories	Aneroid sphygmomanometer	Reusable Aneroid sphygmomanometer	With metal gauge","dual tube cuff with bladder and pvc bulb.	Aneroid sphygmomanometerWith metal gauge","dual tube cuff with bladder and pvc bulb.	Set	0				Ultrasound Foetal Transducer - comp w/ Bionet - Uterine Contractions		Ultrasound Foetal Transducer - comp w/ Bionet - UC	Bionet "
"	IBPC-EW-BB03		IBPC-EW-BB03	https://www.medten.com/product/7305	Replacement	Reusable	Edwards	IBP Adapter Cables	Accessories	Edwards IBP Transducer Adapter	Reusable Edwards IBP Transducer Adapter	0.3m"," use with B.Braun disposable transducer	Edwards IBP Transducer Adapter0.3m"," use with B.Braun disposable transducer	1	12				Ultrasound Foetal Transducer - comp w/ Bionet - Uterine Contractions		Ultrasound Foetal Transducer - comp w/ Bionet - UC	Bionet "
"6014001	BPH-AS25-07-02M		BPH-AS25-07-02M	https://www.medten.com/product/7306	Replacement	Reusable	Mindray	NIBP Air Hoses	Accessories	Mindray NIBP Air Hose	Reusable Mindray NIBP Air Hose	Replacement: Adult/Pediatric"," Single Tube"," 2.5m"," Female Bayonet	Mindray NIBP Air Hose"," Adult/Pediatric"," Single Tube"," 2.5m"," Female Bayonet	1	6				Ultrasound Foetal Transducer - comp w/ Bionet - Uterine Contractions		Ultrasound Foetal Transducer - comp w/ Bionet - UC	Bionet "
"6010559	SA-024M-24		SA-024M-24	https://www.medten.com/product/7307	Replacement	Reusable	Philips	SpO2 Adapter Cables	Accessories	Philips SpO2 Adapter Cable LNC-MP10(Masimo>Nellcor)	Reusable Philips SpO2 Adapter Cable LNC-MP10(Masimo>Nellcor)	Replacement: 2.4m"," use with Nellcor-Oxismart sensor	Philips SpO2 Adapter Cable LNC-MP10(Masimo>Nellcor)"," 2.4m"," use with Nellcor-Oxismart sensor	1	12				Ultrasound Foetal Transducer - comp w/ Bionet - Uterine Contractions		Ultrasound Foetal Transducer - comp w/ Bionet - UC	Bionet "
"	KLN-006-13		KLN-006-13	https://www.medten.com/product/7308	Replacement	Reusable	Philips	Telemetry Parts	Parts	ECG Lead Wire block with flex Cable	Reusable ECG Lead Wire block with flex Cable	for M2601B/M4841A TRx+ S02 S03	ECG Lead Wire block with flex Cable for M2601B/M4841A TRx+ S02 S03	1	6				Ultrasound Foetal Transducer - comp w/ Bionet - Uterine Contractions		Ultrasound Foetal Transducer - comp w/ Bionet - UC	Bionet "
"	KLN-006-14		KLN-006-14	https://www.medten.com/product/7309	Replacement	Reusable	Philips	Telemetry Parts	Parts	ECG Lead Wire block with flex Cable without SpO2	Reusable ECG Lead Wire block with flex Cable without SpO2	for M2601B/M4841A TRx+ S01	ECG Lead Wire block with flex Cable without SpO2 for M2601B/M4841A TRx+ S01	1	6				Ultrasound Foetal Transducer - comp w/ Bionet - Uterine Contractions		Ultrasound Foetal Transducer - comp w/ Bionet - UC	Bionet "
"	KLN-013-04G		KLN-013-04G	https://www.medten.com/product/7312	Replacement	Reusable	Philips	Monitor/Module Parts	Parts	MSL Flex Connector with Plastic Housing (White)	Reusable MSL Flex Connector with Plastic Housing (White)	for Philips M3012A / M3014A / M3015A / M3016A	MSL Flex Connector with Plastic Housing (White) for Philips M3012A / M3014A / M3015A / M3016A	Kit	6				Ultrasound Foetal Transducer - comp w/ Bionet - Uterine Contractions		Ultrasound Foetal Transducer - comp w/ Bionet - UC	Bionet "
"	KLN-013-04B		KLN-013-04B	https://www.medten.com/product/7313	Replacement	Reusable	Philips	Monitor/Module Parts	Parts	MSL Flex Connector with Plastic Housing (Blue)	Reusable MSL Flex Connector with Plastic Housing (Blue)	for Philips M3012A / M3014A / M3015A / M3016A	MSL Flex Connector with Plastic Housing (Blue) for Philips M3012A / M3014A / M3015A / M3016A	Kit	0				Ultrasound Foetal Transducer - comp w/ Bionet - Uterine Contractions		Ultrasound Foetal Transducer - comp w/ Bionet - UC	Bionet "
"	TAF-FP01-09		TAF-FP01-09	https://www.medten.com/product/7318	Replacement	Reusable	Fisher & Paykel	Fisher & Paykel Humidifier Accessories	Accessories	Heater Wire Adapter 900MR805	Reusable Heater Wire Adapter 900MR805	'for RT-Series dual heated breathing circuits","0.9m	Ultrasound Foetal Transducer - comp w/ Bionet - Uterine Contractions		Ultrasound Foetal Transducer - comp w/ Bionet - UC	Bionet "
"	'Heater Wire Adapter 900MR805for RT-Series dual heated breathing circuits","0.9m	MR850"," HC550 humidifier'	'Heater Wire Adapter 900MR805for RT-Series dual heated breathing circuits","0.9m	Ultrasound Foetal Transducer - comp w/ Bionet - Uterine Contractions		Ultrasound Foetal Transducer - comp w/ Bionet - UC	Bionet "
"	1	MR850"," HC550 humidifier'	1	12				Ultrasound Foetal Transducer - comp w/ Bionet - Uterine Contractions		Ultrasound Foetal Transducer - comp w/ Bionet - UC	Bionet "
"	TAF-FP03-045		TAF-FP03-045	https://www.medten.com/product/7319	Replacement	Reusable	Fisher & Paykel	Fisher & Paykel Humidifier Accessories	Accessories	Inspiratory Heater Wire Adapter 900MR858	Reusable Inspiratory Heater Wire Adapter 900MR858	for MR850"," HC550"," reusable circuits Lemo style"," 0.45m	Inspiratory Heater Wire Adapter 900MR858for MR850"," HC550"," reusable circuits Lemo style"," 0.45m	1	12				Ultrasound Foetal Transducer - comp w/ Bionet - Uterine Contractions		Ultrasound Foetal Transducer - comp w/ Bionet - UC	Bionet "
"	TS-FP02-15		TS-FP02-15	https://www.medten.com/product/7320	Replacement	Reusable	Fisher & Paykel	Fisher & Paykel Humidifier Accessories	Accessories	Dual Airway Temperature Probe"," Right Angle 900MR569	Reusable Dual Airway Temperature Probe"," Right Angle 900MR569	for MR700 series Humidifiers"," 1.5m	Dual Airway Temperature Probe"," Right Angle 900MR569for MR700 series Humidifiers"," 1.5m	1	12				Ultrasound Foetal Transducer - comp w/ Bionet - Uterine Contractions		Ultrasound Foetal Transducer - comp w/ Bionet - UC	Bionet "
"	TSF-FP01-15		TSF-FP01-15	https://www.medten.com/product/7321	Replacement	Reusable	Fisher & Paykel	Fisher & Paykel Humidifier Accessories	Accessories	Temperature/flow probe 900MR869	Reusable Temperature/flow probe 900MR869	'for RT-Series breathing circuits"," 2.0m	Ultrasound Foetal Transducer - comp w/ Bionet - Uterine Contractions		Ultrasound Foetal Transducer - comp w/ Bionet - UC	Bionet "
"	'Temperature/flow probe 900MR869for RT-Series breathing circuits"," 2.0m	MR850"," HC550 Humidifier'	'Temperature/flow probe 900MR869for RT-Series breathing circuits"," 2.0m	Ultrasound Foetal Transducer - comp w/ Bionet - Uterine Contractions		Ultrasound Foetal Transducer - comp w/ Bionet - UC	Bionet "
"	1	MR850"," HC550 Humidifier'	1	12				Ultrasound Foetal Transducer - comp w/ Bionet - Uterine Contractions		Ultrasound Foetal Transducer - comp w/ Bionet - UC	Bionet "
"	TAF-FP02-045		TAF-FP02-045	https://www.medten.com/product/7322	Replacement	Reusable	Fisher & Paykel	Fisher & Paykel Humidifier Accessories	Accessories	Heater Wire Adapter 900MR806	Reusable Heater Wire Adapter 900MR806	'for RT-Series inspiratory heated breathing circuits"," 0.45m	Ultrasound Foetal Transducer - comp w/ Bionet - Uterine Contractions		Ultrasound Foetal Transducer - comp w/ Bionet - UC	Bionet "
"	'Heater Wire Adapter 900MR806for RT-Series inspiratory heated breathing circuits"," 0.45m	MR850"," HC550'	'Heater Wire Adapter 900MR806for RT-Series inspiratory heated breathing circuits"," 0.45m	Ultrasound Foetal Transducer - comp w/ Bionet - Uterine Contractions		Ultrasound Foetal Transducer - comp w/ Bionet - UC	Bionet "
"	1	MR850"," HC550'	1	12				Ultrasound Foetal Transducer - comp w/ Bionet - Uterine Contractions		Ultrasound Foetal Transducer - comp w/ Bionet - UC	Bionet "
"	EKT-PH-PIM		EKT-PH-PIM	https://www.medten.com/product/7323	Replacement	Reusable	Philips	EKG Patient Interface Cables	Accessories	Philips EKG Patient Data Cable 989803164281	Reusable Philips EKG Patient Data Cable 989803164281	Replacement: 2.0m for TC70	Philips EKG Patient Data Cable 989803164281"," 2.0m for TC70	1	6				Ultrasound Foetal Transducer - comp w/ Bionet - Uterine Contractions		Ultrasound Foetal Transducer - comp w/ Bionet - UC	Bionet "
"	TNC-NIBP-X-001		TNC-NIBP-X-001	https://www.medten.com/product/7326	Replacement	Reusable	GE Healthcare	Sphygmomanometer Parts	Accessories	Pressure t Aneroid Gauge	Reusable Pressure t Aneroid Gauge	Metal round Pressure Gauge	Pressure t Aneroid GaugeMetal round Pressure Gauge	1	0				Ultrasound Foetal Transducer - comp w/ Bionet - Uterine Contractions		Ultrasound Foetal Transducer - comp w/ Bionet - UC	Bionet "
"	M06-T005		M06-T005	https://www.medten.com/product/7327	Replacement	Reusable		Sphygmomanometer Parts	Accessories	Coiled TPU tube	Reusable Coiled TPU tube	Coiled TPU tube for the 3m of the expanded length",black,"?3.8*7.8mm	Coiled TPU tubeCoiled TPU tube for the 3m of the expanded length",black,"?3.8*7.8mm	1	0				Ultrasound Foetal Transducer - comp w/ Bionet - Uterine Contractions		Ultrasound Foetal Transducer - comp w/ Bionet - UC	Bionet "
"	M06-G001		M06-G001	https://www.medten.com/product/7328	Replacement	Reusable	GE Healthcare	Sphygmomanometer Parts	Accessories	Pressure PVC Bulb & Valve	Reusable Pressure PVC Bulb & Valve	Pressure PVC bulb with metal stopcock"," black	Pressure PVC Bulb & ValvePressure PVC bulb with metal stopcock"," black	1	0				Ultrasound Foetal Transducer - comp w/ Bionet - Uterine Contractions		Ultrasound Foetal Transducer - comp w/ Bionet - UC	Bionet "
"	EL-SMV5-90G-I		EL-SMV5-90G-I	https://www.medten.com/product/7332	Replacement	Reusable	Siemens	ECG Leadwires	Accessories	Siemens/Draeger ECG Leadwire MP03417	Reusable Siemens/Draeger ECG Leadwire MP03417	Replacement: 5 lead"," Siemens Dual-Pin"," Grabber"," 0.9m "," IEC"," Chest Lead	Siemens/Draeger ECG Leadwire MP03417"," 5 lead"," Siemens Dual-Pin"," Grabber"," 0.9m "," IEC"," Chest Lead	1	6				Ultrasound Foetal Transducer - comp w/ Bionet - Uterine Contractions		Ultrasound Foetal Transducer - comp w/ Bionet - UC	Bionet "
"6015836	IBP-DGB-2AG40		IBP-DGB-2AG40	https://www.medten.com/product/7336	Replacement	Reusable	Draeger	IBP Adapter Cables	Accessories	Draeger IBP Adapter Cable	Reusable Draeger IBP Adapter Cable	Replacement: 2 channels"," 4.0m"," use with Argon/B.D. disposable transducer"," Reusable	Draeger IBP Adapter Cable"," 2 channels"," 4.0m"," use with Argon/B.D. disposable transducer"," Reusable	1	12				Ultrasound Foetal Transducer - comp w/ Bionet - Uterine Contractions		Ultrasound Foetal Transducer - comp w/ Bionet - UC	Bionet "
"	EL-MQ3-130S-A		EL-MQ3-130S-A	https://www.medten.com/product/7337	Replacement	Reusable	Marquette	ECG Leadwires	Accessories	Marquette/GE ECG Leadwire 2106385-002	Reusable Marquette/GE ECG Leadwire 2106385-002	Replacement"," (please add OEM description here)	Marquette/GE ECG Leadwire 2106385-002Replacement"," (please add OEM description here)	0	0				Ultrasound Foetal Transducer - comp w/ Bionet - Uterine Contractions		Ultrasound Foetal Transducer - comp w/ Bionet - UC	Bionet "
"6017599	EL-MQS5-130G-A		EL-MQS5-130G-A	https://www.medten.com/product/7339	Replacement	Reusable	Marquette	ECG Leadwires	Accessories	Marquette ECG Leadwire 2106391-002	Reusable Marquette ECG Leadwire 2106391-002	Replacement"," (please add OEM description here)	Marquette ECG Leadwire 2106391-002Replacement"," (please add OEM description here)	0	0				Ultrasound Foetal Transducer - comp w/ Bionet - Uterine Contractions		Ultrasound Foetal Transducer - comp w/ Bionet - UC	Bionet "
"6017536	EL-PH5-90(150)S-I		EL-PH5-90(150)S-I	https://www.medten.com/product/7346	Replacement	Reusable	Philips	ECG Leadwires	Accessories	Philips ECG Leadwire M1645A	Reusable Philips ECG Leadwire M1645A	Replacement: 5 lead"," IntelliVue"," Snap"," 0.9m+1.5m"," IEC"," Reusable	Philips ECG Leadwire M1645A"," 5 lead"," IntelliVue"," Snap"," 0.9m+1.5m"," IEC"," Reusable	1	0				Ultrasound Foetal Transducer - comp w/ Bionet - Uterine Contractions		Ultrasound Foetal Transducer - comp w/ Bionet - UC	Bionet "
"	EKL-PSV10-S-I		EKL-PSV10-S-I	https://www.medten.com/product/7349	Replacement	Reusable	Philips	ECG Leadwires	Accessories	Philips ECG Leadwire 989803137671	Reusable Philips ECG Leadwire 989803137671	Replacement"," (please add OEM description here)	Philips ECG Leadwire 989803137671Replacement"," (please add OEM description here)	0	0				Ultrasound Foetal Transducer - comp w/ Bionet - Uterine Contractions		Ultrasound Foetal Transducer - comp w/ Bionet - UC	Bionet "
"	EKL(12)-PSV10-S-I		EKL(12)-PSV10-S-I	https://www.medten.com/product/7350	Replacement	Reusable	Philips	ECG Leadwires	Accessories	Philips ECG Leadwire 989803136961	Reusable Philips ECG Leadwire 989803136961	Replacement"," (please add OEM description here)	Philips ECG Leadwire 989803136961Replacement"," (please add OEM description here)	0	0				Ultrasound Foetal Transducer - comp w/ Bionet - Uterine Contractions		Ultrasound Foetal Transducer - comp w/ Bionet - UC	Bionet "
"	EL-MQ3-130G-I		EL-MQ3-130G-I	https://www.medten.com/product/7351	Replacement	Reusable	Marquette	ECG Leadwires	Accessories	Marquette ECG Leadwire 412682-004	Reusable Marquette ECG Leadwire 412682-004	Replacement"," (please add OEM description here)	Marquette ECG Leadwire 412682-004Replacement"," (please add OEM description here)	0	0				Ultrasound Foetal Transducer - comp w/ Bionet - Uterine Contractions		Ultrasound Foetal Transducer - comp w/ Bionet - UC	Bionet "
"	EL-MQ3-130S-I		EL-MQ3-130S-I	https://www.medten.com/product/7352	Replacement	Reusable	Marquette	ECG Leadwires	Accessories	Marquette ECG Leadwire 411203-004	Reusable Marquette ECG Leadwire 411203-004	Replacement"," (please add OEM description here)	Marquette ECG Leadwire 411203-004Replacement"," (please add OEM description here)	0	0				Ultrasound Foetal Transducer - comp w/ Bionet - Uterine Contractions		Ultrasound Foetal Transducer - comp w/ Bionet - UC	Bionet "
"6017600	EL-MQS5-130G-I		EL-MQS5-130G-I	https://www.medten.com/product/7353	Replacement	Reusable	Marquette	ECG Leadwires	Accessories	Marquette ECG Leadwire 414556-004	Reusable Marquette ECG Leadwire 414556-004	Replacement"," (please add OEM description here)	Marquette ECG Leadwire 414556-004Replacement"," (please add OEM description here)	0	0				Ultrasound Foetal Transducer - comp w/ Bionet - Uterine Contractions		Ultrasound Foetal Transducer - comp w/ Bionet - UC	Bionet "
"6017558	EL-MQS5-90(130)G-I		EL-MQS5-90(130)G-I	https://www.medten.com/product/7354	Replacement	Reusable	Marquette	ECG Leadwires	Accessories	Marquette ECG Leadwire 414556-006	Reusable Marquette ECG Leadwire 414556-006	Replacement"," (please add OEM description here)	Marquette ECG Leadwire 414556-006Replacement"," (please add OEM description here)	0	0				Ultrasound Foetal Transducer - comp w/ Bionet - Uterine Contractions		Ultrasound Foetal Transducer - comp w/ Bionet - UC	Bionet "
"6017602	EL-MQS5-130S-I		EL-MQS5-130S-I	https://www.medten.com/product/7355	Replacement	Reusable	Marquette	ECG Leadwires	Accessories	Marquette ECG Leadwire 411200-004	Reusable Marquette ECG Leadwire 411200-004	Replacement"," (please add OEM description here)	Marquette ECG Leadwire 411200-004Replacement"," (please add OEM description here)	0	0				Ultrasound Foetal Transducer - comp w/ Bionet - Uterine Contractions		Ultrasound Foetal Transducer - comp w/ Bionet - UC	Bionet "
"6017560	EL-MQS5-90(130)S-I		EL-MQS5-90(130)S-I	https://www.medten.com/product/7356	Replacement	Reusable	Marquette	ECG Leadwires	Accessories	Marquette ECG Leadwire 411200-006	Reusable Marquette ECG Leadwire 411200-006	Replacement"," (please add OEM description here)	Marquette ECG Leadwire 411200-006Replacement"," (please add OEM description here)	0	0				Ultrasound Foetal Transducer - comp w/ Bionet - Uterine Contractions		Ultrasound Foetal Transducer - comp w/ Bionet - UC	Bionet "
"	EL-MQS6-130G-I		EL-MQS6-130G-I	https://www.medten.com/product/7357	Replacement	Reusable	Marquette	ECG Leadwires	Accessories	Marquette ECG Leadwire 421933-002	Reusable Marquette ECG Leadwire 421933-002	Replacement"," (please add OEM description here)	Marquette ECG Leadwire 421933-002Replacement"," (please add OEM description here)	0	0				Ultrasound Foetal Transducer - comp w/ Bionet - Uterine Contractions		Ultrasound Foetal Transducer - comp w/ Bionet - UC	Bionet "
"	EL-MQS6-90(130)S-I		EL-MQS6-90(130)S-I	https://www.medten.com/product/7359	Replacement	Reusable	Marquette	ECG Leadwires	Accessories	Marquette ECG Leadwire 421931-003	Reusable Marquette ECG Leadwire 421931-003	Replacement"," (please add OEM description here)	Marquette ECG Leadwire 421931-003Replacement"," (please add OEM description here)	0	0				Ultrasound Foetal Transducer - comp w/ Bionet - Uterine Contractions		Ultrasound Foetal Transducer - comp w/ Bionet - UC	Bionet "
"	EL-MQS6-130S-I		EL-MQS6-130S-I	https://www.medten.com/product/7361	Replacement	Reusable	Marquette	ECG Leadwires	Accessories	Marquette ECG Leadwire 421931-002	Reusable Marquette ECG Leadwire 421931-002	Replacement"," (please add OEM description here)	Marquette ECG Leadwire 421931-002Replacement"," (please add OEM description here)	0	0				Ultrasound Foetal Transducer - comp w/ Bionet - Uterine Contractions		Ultrasound Foetal Transducer - comp w/ Bionet - UC	Bionet "
"	KLN-070-06		KLN-070-06	https://www.medten.com/product/7364	Replacement	Reusable	Alaris	Infusion Pump Parts	Parts	Latch Kit Assembly 49000432	Reusable Latch Kit Assembly 49000432	for 8100/8015 (New BD)	Latch Kit Assembly 49000432 for 8100/8015 (New BD)	Kit	6				Ultrasound Foetal Transducer - comp w/ Bionet - Uterine Contractions		Ultrasound Foetal Transducer - comp w/ Bionet - UC	Bionet "
"	KLN-078-01		KLN-078-01	https://www.medten.com/product/7365	Replacement	Reusable	Alaris	Infusion Pump Parts	Parts	Keypad with optical fiber	Reusable Keypad with optical fiber	for Alaris 8210	Keypad with optical fiber for Alaris 8210	1	6				Ultrasound Foetal Transducer - comp w/ Bionet - Uterine Contractions		Ultrasound Foetal Transducer - comp w/ Bionet - UC	Bionet "
"	KLN-034-07		KLN-034-07	https://www.medten.com/product/7366	Replacement	Reusable	Alaris	Infusion Pump Parts	Parts	LVP Membrane Frame/blue TC10010839	Reusable LVP Membrane Frame/blue TC10010839	for Alaris 8100 (New BD)	LVP Membrane Frame/blue TC10010839 for Alaris 8100 (New BD)	Kit	6				Ultrasound Foetal Transducer - comp w/ Bionet - Uterine Contractions		Ultrasound Foetal Transducer - comp w/ Bionet - UC	Bionet "
"	TNC-IPP-BS-001		TNC-IPP-BS-001	https://www.medten.com/product/7367	Replacement	Reusable	Baxter	Infusion Pump Parts	Parts	LCD (3.5“) LQ035Q7DB05	Reusable LCD (3.5“) LQ035Q7DB05	for Sigma Spectrum	LCD (3.5“) LQ035Q7DB05 for Sigma Spectrum	1	6				Ultrasound Foetal Transducer - comp w/ Bionet - Uterine Contractions		Ultrasound Foetal Transducer - comp w/ Bionet - UC	Bionet "
"	KLN-083-02A		KLN-083-02A	https://www.medten.com/product/7368	Replacement	Reusable		Infusion Pump Parts	Parts	Rubber End Cap - Black (2pcs)	Reusable Rubber End Cap - Black (2pcs)	for AS40/50	Rubber End Cap - Black (2pcs) for AS40/50	2	6				Ultrasound Foetal Transducer - comp w/ Bionet - Uterine Contractions		Ultrasound Foetal Transducer - comp w/ Bionet - UC	Bionet "
"	KLN-083-02B		KLN-083-02B	https://www.medten.com/product/7369	Replacement	Reusable		Infusion Pump Parts	Parts	Rubber End Cap/Orange (2 pcs/Bag)	Reusable Rubber End Cap/Orange (2 pcs/Bag)	for AS40/50	Rubber End Cap/Orange (2 pcs/Bag) for AS40/50	2	6				Ultrasound Foetal Transducer - comp w/ Bionet - Uterine Contractions		Ultrasound Foetal Transducer - comp w/ Bionet - UC	Bionet "
"	KLN-053-06		KLN-053-06	https://www.medten.com/product/7370	Replacement	Reusable	Medfusion	Infusion Pump Parts	Parts	Battery Door Cover G6000112	Reusable Battery Door Cover G6000112	for Medfusion 3500	Battery Door Cover G6000112 for Medfusion 3500	Kit	6				Ultrasound Foetal Transducer - comp w/ Bionet - Uterine Contractions		Ultrasound Foetal Transducer - comp w/ Bionet - UC	Bionet "
"	KLN-077-01A		KLN-077-01A	https://www.medten.com/product/7372	Replacement	Reusable	Medfusion	Infusion Pump Parts	Parts	Front Panel Overlay with Keypad	Reusable Front Panel Overlay with Keypad	for Medfusion 4000	Front Panel Overlay with Keypad for Medfusion 4000	1	6				Ultrasound Foetal Transducer - comp w/ Bionet - Uterine Contractions		Ultrasound Foetal Transducer - comp w/ Bionet - UC	Bionet "
"	KLN-077-01		KLN-077-01	https://www.medten.com/product/7373	Replacement	Reusable	Medfusion	Infusion Pump Parts	Parts	Top case assembly with Keypad	Reusable Top case assembly with Keypad	for Medfusion 4000	Top case assembly with Keypad for Medfusion 4000	Kit	6				Ultrasound Foetal Transducer - comp w/ Bionet - Uterine Contractions		Ultrasound Foetal Transducer - comp w/ Bionet - UC	Bionet "
"	KLN-077-02		KLN-077-02	https://www.medten.com/product/7374	Replacement	Reusable	Medfusion	Infusion Pump Parts	Parts	Batter Door Cover G6001471	Reusable Batter Door Cover G6001471	for Medfusion 4000	Batter Door Cover G6001471 for Medfusion 4000	Kit	6				Ultrasound Foetal Transducer - comp w/ Bionet - Uterine Contractions		Ultrasound Foetal Transducer - comp w/ Bionet - UC	Bionet "
"	KLN-075-02		KLN-075-02	https://www.medten.com/product/7376	Replacement	Reusable		Infusion Pump Parts	Parts	Front case assembly with overlay	Reusable Front case assembly with overlay	for Sigma Spectrum	Front case assembly with overlay for Sigma Spectrum	Kit	6				Ultrasound Foetal Transducer - comp w/ Bionet - Uterine Contractions		Ultrasound Foetal Transducer - comp w/ Bionet - UC	Bionet "
"	KLN-075-03		KLN-075-03	https://www.medten.com/product/7377	Replacement	Reusable		Infusion Pump Parts	Parts	Rear case assembly with overlay	Reusable Rear case assembly with overlay	for Sigma Spectrum	Rear case assembly with overlay for Sigma Spectrum	Kit	6				Ultrasound Foetal Transducer - comp w/ Bionet - Uterine Contractions		Ultrasound Foetal Transducer - comp w/ Bionet - UC	Bionet "
"	KLN-075-04		KLN-075-04	https://www.medten.com/product/7378	Replacement	Reusable	Baxter	Infusion Pump Parts	Parts	Door slot assembly with reflection	Reusable Door slot assembly with reflection	for Sigma Spectrum	Door slot assembly with reflection for Sigma Spectrum	Kit	6				Ultrasound Foetal Transducer - comp w/ Bionet - Uterine Contractions		Ultrasound Foetal Transducer - comp w/ Bionet - UC	Bionet "
"	IBPA-DGB-2DGB03		IBPA-DGB-2DGB03	https://www.medten.com/product/7380	Replacement	Reusable	Siemens	IBP Adapter Cables	Accessories	Draeger IBP Converter Cable 5195180	Reusable Draeger IBP Converter Cable 5195180	Replacement: 2 channels"," 0.3m"," Reusable"," use with Siemens 7 Pin IBP cable	Draeger IBP Converter Cable 5195180"," 2 channels"," 0.3m"," Reusable"," use with Siemens 7 Pin IBP cable	1	12				Ultrasound Foetal Transducer - comp w/ Bionet - Uterine Contractions		Ultrasound Foetal Transducer - comp w/ Bionet - UC	Bionet "
"	M20-F166		M20-F166	https://www.medten.com/product/7386	Replacement	Reusable	Medfusion	Infusion Pump Parts	Parts	Model Branding Cover	Reusable Model Branding Cover	for Medfusion 4000"," used on top case	Model Branding Cover for Medfusion 4000"," used on top case	1	6				Ultrasound Foetal Transducer - comp w/ Bionet - Uterine Contractions		Ultrasound Foetal Transducer - comp w/ Bionet - UC	Bionet "
"	KLN-083-01		KLN-083-01	https://www.medten.com/product/7387	Replacement	Reusable	Baxter	Infusion Pump Parts	Parts	Baxter AS50 Pump Cover with Window Assembly	Reusable Baxter AS50 Pump Cover with Window Assembly	for Baxter AS50	Baxter AS50 Pump Cover with Window Assembly for Baxter AS50	1	6				Ultrasound Foetal Transducer - comp w/ Bionet - Uterine Contractions		Ultrasound Foetal Transducer - comp w/ Bionet - UC	Bionet "
"	EL-PH3-90B-I		EL-PH3-90B-I	https://www.medten.com/product/7389	Replacement	Reusable	Philips	ECG Leadwires	Accessories	Philips ECG Leadwire	Reusable Philips ECG Leadwire	Replacement: 3 lead"," IntelliVue"," 4mm banana"," 0.9m "," IEC"," Reusable	Philips ECG Leadwire"," 3 lead"," IntelliVue"," 4mm banana"," 0.9m "," IEC"," Reusable	1	6				Ultrasound Foetal Transducer - comp w/ Bionet - Uterine Contractions		Ultrasound Foetal Transducer - comp w/ Bionet - UC	Bionet "
"	EL-MQS5-90B-A		EL-MQS5-90B-A	https://www.medten.com/product/7393	Replacement	Reusable	Marquette	ECG Leadwires	Accessories	Marquette ECG Leadwire 417949-001	Reusable Marquette ECG Leadwire 417949-001	Replacement"," (please add OEM description here)	Marquette ECG Leadwire 417949-001Replacement"," (please add OEM description here)	0	0				Ultrasound Foetal Transducer - comp w/ Bionet - Uterine Contractions		Ultrasound Foetal Transducer - comp w/ Bionet - UC	Bionet "
"	KLN-006-04		KLN-006-04	https://www.medten.com/product/7395	Replacement	Reusable	Philips	Telemetry Parts	Parts	Flex circuit Spo2 Sensor Connector	Reusable Flex circuit Spo2 Sensor Connector	for M2601B/M4841A TRx+S02 S03	Flex circuit Spo2 Sensor Connector for M2601B/M4841A TRx+S02 S03	1	6				Ultrasound Foetal Transducer - comp w/ Bionet - Uterine Contractions		Ultrasound Foetal Transducer - comp w/ Bionet - UC	Bionet "
"	KLN-006-36		KLN-006-36	https://www.medten.com/product/7396	Replacement	Reusable	Philips	Telemetry Parts	Parts	D Connector 8 Pin Spo2 Connector	Reusable D Connector 8 Pin Spo2 Connector	for M2601B/M4841A TRx+S02 S03	D Connector 8 Pin Spo2 Connector for M2601B/M4841A TRx+S02 S03	1	6				Ultrasound Foetal Transducer - comp w/ Bionet - Uterine Contractions		Ultrasound Foetal Transducer - comp w/ Bionet - UC	Bionet "
"	KLN-006-05		KLN-006-05	https://www.medten.com/product/7397	Replacement	Reusable	Philips	Telemetry Parts	Parts	Flex Circuit ECG Sensor Connector	Reusable Flex Circuit ECG Sensor Connector	for M2601B/M4841A TRx+S01 S02 S03	Flex Circuit ECG Sensor Connector for M2601B/M4841A TRx+S01 S02 S03	1	6				Ultrasound Foetal Transducer - comp w/ Bionet - Uterine Contractions		Ultrasound Foetal Transducer - comp w/ Bionet - UC	Bionet "
"	M03-G061		M03-G061	https://www.medten.com/product/7398	Replacement	Reusable	GE Healthcare	Miscellaneous Cables	Accessories	Cable Bedsheet Clip	Reusable Cable Bedsheet Clip	Used with cable diameter 6.0-7.7mm	Cable Bedsheet ClipUsed with cable diameter 6.0-7.7mm	1	6				Ultrasound Foetal Transducer - comp w/ Bionet - Uterine Contractions		Ultrasound Foetal Transducer - comp w/ Bionet - UC	Bionet "
"	SS-005RB-FH10		SS-005RB-FH10	https://www.medten.com/product/7399	Replacement	Reusable	Masimo	SpO2 Sensors	Accessories	Masimo SpO2 Sensor 1896(LNCS TF-I)	Reusable Masimo SpO2 Sensor 1896(LNCS TF-I)	Replacement: Adult"," Forehead"," 1.0m"," Masimo-LNCS	Masimo SpO2 Sensor 1896(LNCS TF-I)"," Adult"," Forehead"," 1.0m"," Masimo-LNCS	1	12				Ultrasound Foetal Transducer - comp w/ Bionet - Uterine Contractions		Ultrasound Foetal Transducer - comp w/ Bionet - UC	Bionet "
"	KLN-043A		KLN-043A	https://www.medten.com/product/7400	Replacement	Reusable	GE Healthcare	Telemetry Parts	Parts	Transmitter Case with Overlays	Reusable Transmitter Case with Overlays	for ApexPro CH	Transmitter Case with Overlays for ApexPro CH	Kit	6				Ultrasound Foetal Transducer - comp w/ Bionet - Uterine Contractions		Ultrasound Foetal Transducer - comp w/ Bionet - UC	Bionet "
"	KLN-029		KLN-029	https://www.medten.com/product/7402	Replacement	Reusable	Philips	Monitor/Module Parts	Parts	Recorder front pieces	Reusable Recorder front pieces	for M1116B module	Recorder front pieces for M1116B module	Kit	6				Ultrasound Foetal Transducer - comp w/ Bionet - Uterine Contractions		Ultrasound Foetal Transducer - comp w/ Bionet - UC	Bionet "
"	KLF-004-08		KLF-004-08	https://www.medten.com/product/7408	Replacement	Reusable	Corometrics	Fetal Transducer Parts	Parts	CMR Test Jack	Reusable CMR Test Jack	for calibration of Toco transducers	CMR Test Jack for calibration of Toco transducers	1	0				Ultrasound Foetal Transducer - comp w/ Bionet - Uterine Contractions		Ultrasound Foetal Transducer - comp w/ Bionet - UC	Bionet "
"	TNC-IPP-AL-002		TNC-IPP-AL-002	https://www.medten.com/product/7410	Replacement	Reusable	Alaris	Infusion Pump Parts	Parts	Carefusion Handset 10013795	Reusable Carefusion Handset 10013795	for Alaris PCA 8120	Carefusion Handset 10013795 for Alaris PCA 8120	1	6				Ultrasound Foetal Transducer - comp w/ Bionet - Uterine Contractions		Ultrasound Foetal Transducer - comp w/ Bionet - UC	Bionet "
"	KLN-079-01		KLN-079-01	https://www.medten.com/product/7411	Replacement	Reusable	Philips	Monitor/Module Parts	Parts	Main Housing Chassis Case Assembly	Reusable Main Housing Chassis Case Assembly	for IntelliVue MP2 and X2	Main Housing Chassis Case Assembly for IntelliVue MP2 and X2	Kit	6				Ultrasound Foetal Transducer - comp w/ Bionet - Uterine Contractions		Ultrasound Foetal Transducer - comp w/ Bionet - UC	Bionet "
"6011259	SS-015XC-AS30		SS-015XC-AS30	https://www.medten.com/product/7412	Replacement	Reusable	Marquette	SpO2 Sensors	Accessories	SpO2 Sensor	Reusable SpO2 Sensor	Replacement: Adult"," Soft Rubber"," 3.0m"," Nellcor - OxiMax	SpO2 Sensor"," Adult"," Soft Rubber"," 3.0m"," Nellcor - OxiMax	1	12				Ultrasound Foetal Transducer - comp w/ Bionet - Uterine Contractions		Ultrasound Foetal Transducer - comp w/ Bionet - UC	Bionet "
"6011256	SS-014-AS30		SS-014-AS30	https://www.medten.com/product/7413	Replacement	Reusable	Datex Ohmeda	SpO2 Sensors	Accessories	Datex Ohmeda/GE SpO2 Sensor	Reusable Datex Ohmeda/GE SpO2 Sensor	Replacement: Adult"," Soft rubber"," 3.0m"," Datex"," Reusable	Datex Ohmeda/GE SpO2 Sensor"," Adult"," Soft rubber"," 3.0m"," Datex"," Reusable	1	12				Ultrasound Foetal Transducer - comp w/ Bionet - Uterine Contractions		Ultrasound Foetal Transducer - comp w/ Bionet - UC	Bionet "
"6011408	SS-123RB-AS30		SS-123RB-AS30	https://www.medten.com/product/7414	Replacement	Reusable	Comen	SpO2 Sensors	Accessories	Comen SpO2 Sensor	Reusable Comen SpO2 Sensor	Replacement: Adult"," Soft rubber"," 3.0m"," Masimo "," Reusable	Comen SpO2 Sensor"," Adult"," Soft rubber"," 3.0m"," Masimo "," Reusable	1	12				Ultrasound Foetal Transducer - comp w/ Bionet - Uterine Contractions		Ultrasound Foetal Transducer - comp w/ Bionet - UC	Bionet "
"6011911	SS-015RB-IS30		SS-015RB-IS30	https://www.medten.com/product/7415	Replacement	Reusable	Marquette	SpO2 Sensors	Accessories	GE Healthcare SpO2 Sensor	Reusable GE Healthcare SpO2 Sensor	Replacement: Infant"," Soft rubber"," 3.0m"," Masimo "," Reusable	GE Healthcare SpO2 Sensor"," Infant"," Soft rubber"," 3.0m"," Masimo "," Reusable	1	12				Ultrasound Foetal Transducer - comp w/ Bionet - Uterine Contractions		Ultrasound Foetal Transducer - comp w/ Bionet - UC	Bionet "
"	KLN-028-08		KLN-028-08	https://www.medten.com/product/7417	Replacement	Reusable	Mindray	Telemetry Parts	Parts	Panorama Tele case accessories kit	Reusable Panorama Tele case accessories kit	for Panorama TELEPACK 608	Panorama Tele case accessories kit for Panorama TELEPACK 608	Kit	6				Ultrasound Foetal Transducer - comp w/ Bionet - Uterine Contractions		Ultrasound Foetal Transducer - comp w/ Bionet - UC	Bionet "
"6011243	SS-003XC-AS30		SS-003XC-AS30	https://www.medten.com/product/7418	Replacement	Reusable	Nellcor	SpO2 Sensors	Accessories	Nellcor SpO2 Sensor	Reusable Nellcor SpO2 Sensor	Replacement: Adult"," Soft rubber"," 3.0m"," Nellcor-Oximax"," Reusable	Nellcor SpO2 Sensor"," Adult"," Soft rubber"," 3.0m"," Nellcor-Oximax"," Reusable	1	12				Ultrasound Foetal Transducer - comp w/ Bionet - Uterine Contractions		Ultrasound Foetal Transducer - comp w/ Bionet - UC	Bionet "
"6011461	SS-003XC-PF30		SS-003XC-PF30	https://www.medten.com/product/7419	Replacement	Reusable	Nellcor	SpO2 Sensors	Accessories	Nellcor SpO2 Sensor	Reusable Nellcor SpO2 Sensor	Replacement: Pediatric"," Finger clip"," 3.0m"," Nellcor-Oximax"," Reusable	Nellcor SpO2 Sensor"," Pediatric"," Finger clip"," 3.0m"," Nellcor-Oximax"," Reusable	1	12				Ultrasound Foetal Transducer - comp w/ Bionet - Uterine Contractions		Ultrasound Foetal Transducer - comp w/ Bionet - UC	Bionet "
"6012142	SS-024XC-NW30		SS-024XC-NW30	https://www.medten.com/product/7420	Replacement	Reusable	Philips	SpO2 Sensors	Accessories	Philips SpO2 Sensor	Reusable Philips SpO2 Sensor	Replacement: Neonate"," Wrap"," 3.0m"," Nellcor-Oximax"," Reusable	Philips SpO2 Sensor"," Neonate"," Wrap"," 3.0m"," Nellcor-Oximax"," Reusable	1	12				Ultrasound Foetal Transducer - comp w/ Bionet - Uterine Contractions		Ultrasound Foetal Transducer - comp w/ Bionet - UC	Bionet "
"6011914	SS-018-IS10		SS-018-IS10	https://www.medten.com/product/7421	Replacement	Reusable	Datex Ohmeda	SpO2 Sensors	Accessories	GE Healthcare SpO2 Sensor	Reusable GE Healthcare SpO2 Sensor	Replacement: Infant"," Soft rubber"," 1.0m"," GE-Trusignal"," Reusable	GE Healthcare SpO2 Sensor"," Infant"," Soft rubber"," 1.0m"," GE-Trusignal"," Reusable	1	12				Ultrasound Foetal Transducer - comp w/ Bionet - Uterine Contractions		Ultrasound Foetal Transducer - comp w/ Bionet - UC	Bionet "
"6011493	SS-024M-PF30		SS-024M-PF30	https://www.medten.com/product/7422	Replacement	Reusable	Philips	SpO2 Sensors	Accessories	Philips SpO2 Sensor	Reusable Philips SpO2 Sensor	Replacement: Pediatric"," Finger clip"," 3.0m"," Masimo "," Reusable	Philips SpO2 Sensor"," Pediatric"," Finger clip"," 3.0m"," Masimo "," Reusable	1	12				Ultrasound Foetal Transducer - comp w/ Bionet - Uterine Contractions		Ultrasound Foetal Transducer - comp w/ Bionet - UC	Bionet "
"6010812	SA-024-30NE		SA-024-30NE	https://www.medten.com/product/7425	Replacement	Reusable	Philips	SpO2 Adapter Cables	Accessories	Philips SpO2 Adapter Cable M1943AL	Reusable Philips SpO2 Adapter Cable M1943AL	Replacement: 3.0m"," use with Nellcor-Oxismart sensor	Philips SpO2 Adapter Cable M1943AL"," 3.0m"," use with Nellcor-Oxismart sensor	1	12				Ultrasound Foetal Transducer - comp w/ Bionet - Uterine Contractions		Ultrasound Foetal Transducer - comp w/ Bionet - UC	Bionet "
"6010508	SA-003X-24XC		SA-003X-24XC	https://www.medten.com/product/7426	Replacement	Reusable	Nellcor	SpO2 Adapter Cables	Accessories	Nellcor SpO2 Adapter Cable DOC-10(>Non-Oximax)	Reusable Nellcor SpO2 Adapter Cable DOC-10(>Non-Oximax)	Replacement: 2.4m"," use with Nellcor-Oxismart sensor"," Reusable	Nellcor SpO2 Adapter Cable DOC-10(>Non-Oximax)"," 2.4m"," use with Nellcor-Oxismart sensor"," Reusable	1	12				Ultrasound Foetal Transducer - comp w/ Bionet - Uterine Contractions		Ultrasound Foetal Transducer - comp w/ Bionet - UC	Bionet "
"6010816	SA-024M-30LS		SA-024M-30LS	https://www.medten.com/product/7427	Replacement	Reusable	Philips	SpO2 Adapter Cables	Accessories	Philips SpO2 Adapter Cable 989803148221	Reusable Philips SpO2 Adapter Cable 989803148221	Replacement: 3.0m"," use with Masimo-LNCS sensor	Philips SpO2 Adapter Cable 989803148221"," 3.0m"," use with Masimo-LNCS sensor	1	12				Ultrasound Foetal Transducer - comp w/ Bionet - Uterine Contractions		Ultrasound Foetal Transducer - comp w/ Bionet - UC	Bionet "
"	SA-024M-12ML		SA-024M-12ML	https://www.medten.com/product/7428	Replacement	Reusable	Philips	SpO2 Adapter Cables	Accessories	Philips SpO2 Adapter Cable M-LNC-MP4	Reusable Philips SpO2 Adapter Cable M-LNC-MP4	Replacement: 1.2m"," use with Masimo M LNCS sensor	Philips SpO2 Adapter Cable M-LNC-MP4"," 1.2m"," use with Masimo M LNCS sensor	1	12				Ultrasound Foetal Transducer - comp w/ Bionet - Uterine Contractions		Ultrasound Foetal Transducer - comp w/ Bionet - UC	Bionet "
"6010562	SA-024M-24ML		SA-024M-24ML	https://www.medten.com/product/7429	Replacement	Reusable	Philips	SpO2 Adapter Cables	Accessories	Philips SpO2 Adapter Cable M-LNC-MP8	Reusable Philips SpO2 Adapter Cable M-LNC-MP8	Replacement: 2.4m"," use with Masimo M LNCS sensor	Philips SpO2 Adapter Cable M-LNC-MP8"," 2.4m"," use with Masimo M LNCS sensor	1	12				Ultrasound Foetal Transducer - comp w/ Bionet - Uterine Contractions		Ultrasound Foetal Transducer - comp w/ Bionet - UC	Bionet "
"	SA-024M-30ML		SA-024M-30ML	https://www.medten.com/product/7430	Replacement	Reusable	Philips	SpO2 Adapter Cables	Accessories	Philips SpO2 Adapter Cable M-LNC-MP10	Reusable Philips SpO2 Adapter Cable M-LNC-MP10	Replacement: 3.0m"," use with Masimo M LNCS sensor	Philips SpO2 Adapter Cable M-LNC-MP10"," 3.0m"," use with Masimo M LNCS sensor	1	12				Ultrasound Foetal Transducer - comp w/ Bionet - Uterine Contractions		Ultrasound Foetal Transducer - comp w/ Bionet - UC	Bionet "
"6010535	SA-015X-24XC		SA-015X-24XC	https://www.medten.com/product/7431	Replacement	Reusable	GE Healthcare	SpO2 Adapter Cables	Accessories	GE Healthcare SpO2 Adapter Cable	Reusable GE Healthcare SpO2 Adapter Cable	Replacement: 2.4m"," use with Nellcor-Oxismart sensor	GE Healthcare SpO2 Adapter Cable"," 2.4m"," use with Nellcor-Oxismart sensor	1	12				Ultrasound Foetal Transducer - comp w/ Bionet - Uterine Contractions		Ultrasound Foetal Transducer - comp w/ Bionet - UC	Bionet "
"	SA-053X-30XC		SA-053X-30XC	https://www.medten.com/product/7432	Replacement	Reusable	Mindray	SpO2 Adapter Cables	Accessories	Mindray SpO2 Adapter Cable 0010-20-42712(non-oximax)	Reusable Mindray SpO2 Adapter Cable 0010-20-42712(non-oximax)	Replacement: 3.0m"," use with Nellcor-Oxismart sensor"," Reusable	Mindray SpO2 Adapter Cable 0010-20-42712(non-oximax)"," 3.0m"," use with Nellcor-Oxismart sensor"," Reusable	1	12				Ultrasound Foetal Transducer - comp w/ Bionet - Uterine Contractions		Ultrasound Foetal Transducer - comp w/ Bionet - UC	Bionet "
"	M20-F181		M20-F181	https://www.medten.com/product/7433	Replacement	Reusable	GE Healthcare	Monitor/Module Parts	Parts	Overlay Label (German version)	Reusable Overlay Label (German version)	for GE F-FM-00 monitor	Overlay Label (German version) for GE F-FM-00 monitor	1	6				Ultrasound Foetal Transducer - comp w/ Bionet - Uterine Contractions		Ultrasound Foetal Transducer - comp w/ Bionet - UC	Bionet "
"	M20-F177		M20-F177	https://www.medten.com/product/7434	Replacement	Reusable	GE Healthcare	Monitor/Module Parts	Parts	Overlay Label (German Version)	Reusable Overlay Label (German Version)	for GE F-FM-00 monitor	Overlay Label (German Version) for GE F-FM-00 monitor	1	6				Ultrasound Foetal Transducer - comp w/ Bionet - Uterine Contractions		Ultrasound Foetal Transducer - comp w/ Bionet - UC	Bionet "
"6013000	BPD-11TS		BPD-11TS	https://www.medten.com/product/7436	Replacement	Disposable		NIBP Cuffs	Accessories	NIBP Cuff	Disposable NIBP Cuff	Replacement: Neonate #1 (3-6cm)"," Single Tube"," TPU"," without Connector (Box of 10)	NIBP Cuff"," Neonate #1 (3-6cm)"," Single Tube"," TPU"," without Connector (Box of 10)	10	0				Ultrasound Foetal Transducer - comp w/ Bionet - Uterine Contractions		Ultrasound Foetal Transducer - comp w/ Bionet - UC	Bionet "
"6013001	BPD-12TS		BPD-12TS	https://www.medten.com/product/7437	Replacement	Disposable		NIBP Cuffs	Accessories	NIBP Cuff	Disposable NIBP Cuff	Replacement: Neonate #2 (4-8cm)"," Single Tube"," TPU"," without Connector (Box of 10)	NIBP Cuff"," Neonate #2 (4-8cm)"," Single Tube"," TPU"," without Connector (Box of 10)	10	6				Ultrasound Foetal Transducer - comp w/ Bionet - Uterine Contractions		Ultrasound Foetal Transducer - comp w/ Bionet - UC	Bionet "
"6013003	BPD-14TS		BPD-14TS	https://www.medten.com/product/7438	Replacement	Disposable		NIBP Cuffs	Accessories	NIBP Cuff	Disposable NIBP Cuff	Replacement: Neonate #4 (7-13cm)"," Single Tube"," TPU"," without Connector (Box of 10)	NIBP Cuff"," Neonate #4 (7-13cm)"," Single Tube"," TPU"," without Connector (Box of 10)	10	6				Ultrasound Foetal Transducer - comp w/ Bionet - Uterine Contractions		Ultrasound Foetal Transducer - comp w/ Bionet - UC	Bionet "
"6013002	BPD-13TS		BPD-13TS	https://www.medten.com/product/7439	Replacement	Disposable		NIBP Cuffs	Accessories	NIBP Cuff	Disposable NIBP Cuff	Replacement: Neonate #3 (6-11cm)"," Single Tube"," TPU"," without Connector (Box of 10)	NIBP Cuff"," Neonate #3 (6-11cm)"," Single Tube"," TPU"," without Connector (Box of 10)	10	6				Ultrasound Foetal Transducer - comp w/ Bionet - Uterine Contractions		Ultrasound Foetal Transducer - comp w/ Bionet - UC	Bionet "
"6013004	BPD-15TS		BPD-15TS	https://www.medten.com/product/7440	Replacement	Disposable		NIBP Cuffs	Accessories	NIBP Cuff	Disposable NIBP Cuff	Replacement: Neonate #5 (8-15cm)"," Single Tube"," TPU"," without Connector (Box of 10)	NIBP Cuff"," Neonate #5 (8-15cm)"," Single Tube"," TPU"," without Connector (Box of 10)	10	6				Ultrasound Foetal Transducer - comp w/ Bionet - Uterine Contractions		Ultrasound Foetal Transducer - comp w/ Bionet - UC	Bionet "
"6010656	SA-053RB-24		SA-053RB-24	https://www.medten.com/product/7442	Replacement	Reusable	Mindray	SpO2 Adapter Cables	Accessories	Mindray SpO2 Adapter Cable (Masimo>Nellcor)	Reusable Mindray SpO2 Adapter Cable (Masimo>Nellcor)	Replacement: 2.4m"," use with Nellcor-Oxismart sensor	Mindray SpO2 Adapter Cable (Masimo>Nellcor)"," 2.4m"," use with Nellcor-Oxismart sensor	1	12				Ultrasound Foetal Transducer - comp w/ Bionet - Uterine Contractions		Ultrasound Foetal Transducer - comp w/ Bionet - UC	Bionet "
"	KLN-081-01A		KLN-081-01A	https://www.medten.com/product/7443	Replacement	Reusable	GE Healthcare	Monitor/Module Parts	Parts	Alarm Light Cover	Reusable Alarm Light Cover	for GE Dash 5000	Alarm Light Cover for GE Dash 5000	1	6				Ultrasound Foetal Transducer - comp w/ Bionet - Uterine Contractions		Ultrasound Foetal Transducer - comp w/ Bionet - UC	Bionet "
"	KLN-080-01		KLN-080-01	https://www.medten.com/product/7444	Replacement	Reusable	Philips	Monitor/Module Parts	Parts	M3015B Front Bezel/Text (CO2+Press*2+Temp+Microstream)	Reusable M3015B Front Bezel/Text (CO2+Press*2+Temp+Microstream)	for M3015B ETCo2 module	M3015B Front Bezel/Text (CO2+Press*2+Temp+Microstream) for M3015B ETCo2 module	1	6				Ultrasound Foetal Transducer - comp w/ Bionet - Uterine Contractions		Ultrasound Foetal Transducer - comp w/ Bionet - UC	Bionet "
"	KLN-082-01A		KLN-082-01A	https://www.medten.com/product/7445	Replacement	Reusable	Carescape	Monitor/Module Parts	Parts	Alarm Indicator Lense Cover M1233494-LENS	Reusable Alarm Indicator Lense Cover M1233494-LENS	for Carescape B450	Alarm Indicator Lense Cover M1233494-LENS for Carescape B450	1	6				Ultrasound Foetal Transducer - comp w/ Bionet - Uterine Contractions		Ultrasound Foetal Transducer - comp w/ Bionet - UC	Bionet "
"	SSD-043-W16A		SSD-043-W16A	https://www.medten.com/product/7446	Replacement	Disposable	Nihon Kohden	SpO2 Sensors	Accessories	Nihon Kohden SpO2 Sensor TL-271T3	Disposable Nihon Kohden SpO2 Sensor TL-271T3	Replacement: Adult"," Non-woven adhesive "," 1.6m"," Nihon Kohden"," Disposable (Box of 24)	Nihon Kohden SpO2 Sensor TL-271T3"," Adult"," Non-woven adhesive "," 1.6m"," Nihon Kohden"," Disposable (Box of 24)	24	0				Ultrasound Foetal Transducer - comp w/ Bionet - Uterine Contractions		Ultrasound Foetal Transducer - comp w/ Bionet - UC	Bionet "
"	SSD-043-W16P		SSD-043-W16P	https://www.medten.com/product/7447	Replacement	Disposable	Nihon Kohden	SpO2 Sensors	Accessories	Nihon Kohden SpO2 Sensor TL-272T3	Disposable Nihon Kohden SpO2 Sensor TL-272T3	Replacement: Pediatric"," Non-woven adhesive "," 1.6m"," Nihon Kohden"," Disposable (Box of 24)	Nihon Kohden SpO2 Sensor TL-272T3"," Pediatric"," Non-woven adhesive "," 1.6m"," Nihon Kohden"," Disposable (Box of 24)	24	0				Ultrasound Foetal Transducer - comp w/ Bionet - Uterine Contractions		Ultrasound Foetal Transducer - comp w/ Bionet - UC	Bionet "
"	SSD-043-W16AN		SSD-043-W16AN	https://www.medten.com/product/7448	Replacement	Disposable	Nihon Kohden	SpO2 Sensors	Accessories	Nihon Kohden SpO2 Sensor TL-273T3	Disposable Nihon Kohden SpO2 Sensor TL-273T3	Replacement: Adult/Neonate"," Non-woven adhesive "," 1.6m"," Nihon Kohden"," Disposable (Box of 24)	Nihon Kohden SpO2 Sensor TL-273T3"," Adult/Neonate"," Non-woven adhesive "," 1.6m"," Nihon Kohden"," Disposable (Box of 24)	24	0				Ultrasound Foetal Transducer - comp w/ Bionet - Uterine Contractions		Ultrasound Foetal Transducer - comp w/ Bionet - UC	Bionet "
"	SSD-043-W16I		SSD-043-W16I	https://www.medten.com/product/7449	Replacement	Disposable	Nihon Kohden	SpO2 Sensors	Accessories	Nihon Kohden SpO2 Sensor TL-274T3	Disposable Nihon Kohden SpO2 Sensor TL-274T3	Replacement: Infant"," Non-woven adhesive "," 1.6m"," Nihon Kohden"," Disposable (Box of 24)	Nihon Kohden SpO2 Sensor TL-274T3"," Infant"," Non-woven adhesive "," 1.6m"," Nihon Kohden"," Disposable (Box of 24)	24	0				Ultrasound Foetal Transducer - comp w/ Bionet - Uterine Contractions		Ultrasound Foetal Transducer - comp w/ Bionet - UC	Bionet "
"	SSD-043-S16AN		SSD-043-S16AN	https://www.medten.com/product/7450	Replacement	Disposable	Nihon Kohden	SpO2 Sensors	Accessories	Nihon Kohden SpO2 Sensor	Disposable Nihon Kohden SpO2 Sensor	Replacement: Adult/Neonate"," Non-adhesive foam"," 1.6m"," Nihon Kohden"," Disposable (Box of 24)	Nihon Kohden SpO2 Sensor"," Adult/Neonate"," Non-adhesive foam"," 1.6m"," Nihon Kohden"," Disposable (Box of 24)	24	0				Ultrasound Foetal Transducer - comp w/ Bionet - Uterine Contractions		Ultrasound Foetal Transducer - comp w/ Bionet - UC	Bionet "
"	SSD-043-S16PI		SSD-043-S16PI	https://www.medten.com/product/7451	Replacement	Disposable	Nihon Kohden	SpO2 Sensors	Accessories	Nihon Kohden SpO2 Sensor	Disposable Nihon Kohden SpO2 Sensor	Replacement: Pediatric/Infant"," Non-adhesive foam"," 1.6m"," Nihon Kohden"," Disposable (Box of 24)	Nihon Kohden SpO2 Sensor"," Pediatric/Infant"," Non-adhesive foam"," 1.6m"," Nihon Kohden"," Disposable (Box of 24)	24	0				Ultrasound Foetal Transducer - comp w/ Bionet - Uterine Contractions		Ultrasound Foetal Transducer - comp w/ Bionet - UC	Bionet "
"	TA-MQ-2YSI30		TA-MQ-2YSI30	https://www.medten.com/product/7452	Replacement	Reusable	Marquette	Temperature Adapter Cables	Accessories	GE Healthcare Temperature Adapter Cable	Reusable GE Healthcare Temperature Adapter Cable	Replacement: 2 channel"," 3.0m"," use with GE 400 series disposable probes"," Reusable	GE Healthcare Temperature Adapter Cable"," 2 channel"," 3.0m"," use with GE 400 series disposable probes"," Reusable	1	11				Ultrasound Foetal Transducer - comp w/ Bionet - Uterine Contractions		Ultrasound Foetal Transducer - comp w/ Bionet - UC	Bionet "
"	TA-MQ-2PM30		TA-MQ-2PM30	https://www.medten.com/product/7453	Replacement	Reusable	Marquette	Temperature Adapter Cables	Accessories	GE Healthcare Temperature Adapter Cable	Reusable GE Healthcare Temperature Adapter Cable	Replacement: 2 channel"," 3.0m"," use with Philips disposable probes"," Reusable	GE Healthcare Temperature Adapter Cable"," 2 channel"," 3.0m"," use with Philips disposable probes"," Reusable	1	12				Ultrasound Foetal Transducer - comp w/ Bionet - Uterine Contractions		Ultrasound Foetal Transducer - comp w/ Bionet - UC	Bionet "
"	KLN-026		KLN-026	https://www.medten.com/product/7454	Replacement	Reusable		Oxygen Sensors	Accessories	Oxygen Sensor Accessories	Reusable Oxygen Sensor Accessories	15mm Tee-connector	Oxygen Sensor Accessories15mm Tee-connector	1	12				Ultrasound Foetal Transducer - comp w/ Bionet - Uterine Contractions		Ultrasound Foetal Transducer - comp w/ Bionet - UC	Bionet "
"	IBPA-PH-2PH04		IBPA-PH-2PH04	https://www.medten.com/product/7455	Replacement	Reusable	Philips	IBP Adapter Cables	Accessories	Philips IBP Adapter Cable 989803199741	Reusable Philips IBP Adapter Cable 989803199741	Replacement: Converter Cables	Philips IBP Adapter Cable 989803199741"," Converter Cables	1	12				Ultrasound Foetal Transducer - comp w/ Bionet - Uterine Contractions		Ultrasound Foetal Transducer - comp w/ Bionet - UC	Bionet "
"	BPC42		BPC42	https://www.medten.com/product/7456	Replacement	Reusable	Welch Allyn	NIBP Connectors and Adapters	Accessories	Welch Allyn BP Connector 4.5mm for Air Hose	Reusable Welch Allyn BP Connector 4.5mm for Air Hose	1pc/bag	Welch Allyn BP Connector 4.5mm for Air Hose1pc/bag	1	6				Ultrasound Foetal Transducer - comp w/ Bionet - Uterine Contractions		Ultrasound Foetal Transducer - comp w/ Bionet - UC	Bionet "
"	BPA-Y-2TP-33		BPA-Y-2TP-33	https://www.medten.com/product/7457	Replacement	Reusable	GE Healthcare	NIBP Connectors and Adapters	Accessories	Y"," 1 Male Barb 1/8"" to Neo-Snap Male Plug(10 pcs/box) 2059290-003	Reusable Y"," 1 Male Barb 1/8"" to Neo-Snap Male Plug(10 pcs/box) 2059290-003	'Y"," 1 Male barb to Neo-Snap	Ultrasound Foetal Transducer - comp w/ Bionet - Uterine Contractions		Ultrasound Foetal Transducer - comp w/ Bionet - UC	Bionet "
"	'Y"," 1 Male Barb 1/8"" to Neo-Snap Male Plug(10 pcs/box) 2059290-003Y"," 1 Male barb to Neo-Snap	Male Plug"," 10pcs/bag'	'Y"," 1 Male Barb 1/8"" to Neo-Snap Male Plug(10 pcs/box) 2059290-003Y"," 1 Male barb to Neo-Snap	Ultrasound Foetal Transducer - comp w/ Bionet - Uterine Contractions		Ultrasound Foetal Transducer - comp w/ Bionet - UC	Bionet "
"	10	Male Plug"," 10pcs/bag'	10	6				Ultrasound Foetal Transducer - comp w/ Bionet - Uterine Contractions		Ultrasound Foetal Transducer - comp w/ Bionet - UC	Bionet "
"	BPA-S-10-43		BPA-S-10-43	https://www.medten.com/product/7458	Replacement	Reusable	Draeger	NIBP Connectors and Adapters	Accessories	Please type your own Product Title	Reusable Please type your own Product Title	NBP Adapter"," Nihon Kohden"," 10pcs/bag	Please type your own Product TitleNBP Adapter"," Nihon Kohden"," 10pcs/bag	10	6				Ultrasound Foetal Transducer - comp w/ Bionet - Uterine Contractions		Ultrasound Foetal Transducer - comp w/ Bionet - UC	Bionet "
"	BPH-AD30-26-N		BPH-AD30-26-N	https://www.medten.com/product/7459	Replacement	Reusable	Welch Allyn	NIBP Air Hoses	Accessories	Welch Allyn/Stryker NIBP Air Hose 3400-31	Reusable Welch Allyn/Stryker NIBP Air Hose 3400-31	Replacement: Adult/Pediatric"," Double Tube"," 3.0m	Welch Allyn/Stryker NIBP Air Hose 3400-31"," Adult/Pediatric"," Double Tube"," 3.0m	1	6				Ultrasound Foetal Transducer - comp w/ Bionet - Uterine Contractions		Ultrasound Foetal Transducer - comp w/ Bionet - UC	Bionet "
"	BPH-AD15-26-N		BPH-AD15-26-N	https://www.medten.com/product/7460	Replacement	Reusable	Welch Allyn	NIBP Air Hoses	Accessories	Welch Allyn/Stryker NIBP Air Hose 3400-30	Reusable Welch Allyn/Stryker NIBP Air Hose 3400-30	Replacement: Adult/Pediatric"," Double Tube"," 1.5m	Welch Allyn/Stryker NIBP Air Hose 3400-30"," Adult/Pediatric"," Double Tube"," 1.5m	1	6				Ultrasound Foetal Transducer - comp w/ Bionet - Uterine Contractions		Ultrasound Foetal Transducer - comp w/ Bionet - UC	Bionet "
"	SS-005RB-VTF10		SS-005RB-VTF10	https://www.medten.com/product/7461	Replacement	Reusable	Masimo	Vital Signs Monitoring	Accessories	Masimo Vet SpO2 3528(TF-I AH)	Reusable Masimo Vet SpO2 3528(TF-I AH)	Replacement"," (please add OEM description here)	Masimo Vet SpO2 3528(TF-I AH)Replacement"," (please add OEM description here)	1	12				Ultrasound Foetal Transducer - comp w/ Bionet - Uterine Contractions		Ultrasound Foetal Transducer - comp w/ Bionet - UC	Bionet "
"	BPA-S-05M-35		BPA-S-05M-35	https://www.medten.com/product/7462	Replacement	Reusable		NIBP Connectors and Adapters	Accessories	NIBP Cuff Adapter	Reusable NIBP Cuff Adapter	used with Philips neo cuffs"," 10pcs/bag	NIBP Cuff Adapterused with Philips neo cuffs"," 10pcs/bag	10	6				Ultrasound Foetal Transducer - comp w/ Bionet - Uterine Contractions		Ultrasound Foetal Transducer - comp w/ Bionet - UC	Bionet "
"6017104	ET-5016R(025)-CV-A		ET-5016R(025)-CV-A	https://www.medten.com/product/7463	Replacement	Reusable	Mindray	ECG Adapter/Extension Cables	Accessories	Mindray ECG Adapter/Extension Cable	Reusable Mindray ECG Adapter/Extension Cable	Replacement: Reusable	Mindray ECG Adapter/Extension Cable"," Reusable	1	6				Ultrasound Foetal Transducer - comp w/ Bionet - Uterine Contractions		Ultrasound Foetal Transducer - comp w/ Bionet - UC	Bionet "
"6017105	ET-5016R(025)-CV-I		ET-5016R(025)-CV-I	https://www.medten.com/product/7464	Replacement	Reusable	Mindray	ECG Adapter/Extension Cables	Accessories	Mindray ECG Adapter/Extension Cable	Reusable Mindray ECG Adapter/Extension Cable	Replacement: Reusable	Mindray ECG Adapter/Extension Cable"," Reusable	1	6				Ultrasound Foetal Transducer - comp w/ Bionet - Uterine Contractions		Ultrasound Foetal Transducer - comp w/ Bionet - UC	Bionet "
"	ELD-SM5-90S-I		ELD-SM5-90S-I	https://www.medten.com/product/7466	Replacement	Disposable	Siemens	ECG Leadwires	Accessories	Siemens ECG Leadwire	Disposable Siemens ECG Leadwire	Replacement: 5 lead"," Siemens Dual-Pin"," Snap"," 0.9m "," IEC"," Molded"," Disposable (Box of 10)	Siemens ECG Leadwire"," 5 lead"," Siemens Dual-Pin"," Snap"," 0.9m "," IEC"," Molded"," Disposable (Box of 10)	10	0				Ultrasound Foetal Transducer - comp w/ Bionet - Uterine Contractions		Ultrasound Foetal Transducer - comp w/ Bionet - UC	Bionet "
"	ELD-SM5-90G-I		ELD-SM5-90G-I	https://www.medten.com/product/7468	Replacement	Disposable	Siemens	ECG Leadwires	Accessories	ECG Leadwire	Disposable ECG Leadwire	Replacement: 5 lead"," Siemens Dual-Pin"," Grabber"," 0.9m "," IEC"," Molded	ECG Leadwire"," 5 lead"," Siemens Dual-Pin"," Grabber"," 0.9m "," IEC"," Molded	1	0				Ultrasound Foetal Transducer - comp w/ Bionet - Uterine Contractions		Ultrasound Foetal Transducer - comp w/ Bionet - UC	Bionet "
"6015257	IBP-BR-BD40		IBP-BR-BD40	https://www.medten.com/product/7469	Replacement	Reusable	Bard	IBP Adapter Cables	Accessories	Bard IBP Adapter Cable	Reusable Bard IBP Adapter Cable	Replacement: 4.0m"," use with Argon/B.D. disposable transducer"," Reusable	Bard IBP Adapter Cable"," 4.0m"," use with Argon/B.D. disposable transducer"," Reusable	1	12				Ultrasound Foetal Transducer - comp w/ Bionet - Uterine Contractions		Ultrasound Foetal Transducer - comp w/ Bionet - UC	Bionet "
"6015079	IBP-BR-MXL40		IBP-BR-MXL40	https://www.medten.com/product/7470	Replacement	Reusable	Bard	IBP Adapter Cables	Accessories	Bard IBP Adapter Cable MX961Z74	Reusable Bard IBP Adapter Cable MX961Z74	Replacement: 4.0m"," use with Medex-Logical transducer"," Reusable	Bard IBP Adapter Cable MX961Z74"," 4.0m"," use with Medex-Logical transducer"," Reusable	1	12				Ultrasound Foetal Transducer - comp w/ Bionet - Uterine Contractions		Ultrasound Foetal Transducer - comp w/ Bionet - UC	Bionet "
"6017863	ELDER-D3-60-I		ELDER-D3-60-I	https://www.medten.com/product/7473	Replacement	Disposable	AAMI	Monitoring Electrodes	Accessories	Safety Din ECG Leadwire	Disposable Safety Din ECG Leadwire	Replacement: 3 lead"," Safety Din"," 0.6m"," IEC"," Disposable"," Radiolucent lead wire with pre-attached electrodes (Box of 10)	Safety Din ECG Leadwire"," 3 lead"," Safety Din"," 0.6m"," IEC"," Disposable"," Radiolucent lead wire with pre-attached electrodes (Box of 10)	10	0				Ultrasound Foetal Transducer - comp w/ Bionet - Uterine Contractions		Ultrasound Foetal Transducer - comp w/ Bionet - UC	Bionet "
"6017867	ELDER-D5-60-I		ELDER-D5-60-I	https://www.medten.com/product/7475	Replacement	Disposable	AAMI	Monitoring Electrodes	Accessories	Safety Din ECG Leadwire	Disposable Safety Din ECG Leadwire	Replacement: 5 lead"," Safety Din"," 0.6m"," IEC"," Disposable"," Radiolucent lead wire with pre-attached electrodes (Box of 10)	Safety Din ECG Leadwire"," 5 lead"," Safety Din"," 0.6m"," IEC"," Disposable"," Radiolucent lead wire with pre-attached electrodes (Box of 10)	10	0				Ultrasound Foetal Transducer - comp w/ Bionet - Uterine Contractions		Ultrasound Foetal Transducer - comp w/ Bionet - UC	Bionet "
"	EL-TBWA7-90S-I		EL-TBWA7-90S-I	https://www.medten.com/product/7489	Replacement	Reusable	Beneware	ECG Leadwires	Accessories	Beneware ECG Leadwire	Reusable Beneware ECG Leadwire	Replacement: 7 lead"," Snap"," IEC"," Reusable	Beneware ECG Leadwire"," 7 lead"," Snap"," IEC"," Reusable	1	6				Ultrasound Foetal Transducer - comp w/ Bionet - Uterine Contractions		Ultrasound Foetal Transducer - comp w/ Bionet - UC	Bionet "
"	EL-TBWB10-90S-I		EL-TBWB10-90S-I	https://www.medten.com/product/7491	Replacement	Reusable	Beneware	ECG Leadwires	Accessories	Beneware ECG Leadwire	Reusable Beneware ECG Leadwire	Replacement: 12 lead"," Snap"," IEC"," Reusable	Beneware ECG Leadwire"," 12 lead"," Snap"," IEC"," Reusable	1	6				Ultrasound Foetal Transducer - comp w/ Bionet - Uterine Contractions		Ultrasound Foetal Transducer - comp w/ Bionet - UC	Bionet "
"	EL-TBWD10-90S-I		EL-TBWD10-90S-I	https://www.medten.com/product/7494	Replacement	Reusable	Beneware	ECG Leadwires	Accessories	Beneware ECG Leadwire	Reusable Beneware ECG Leadwire	Replacement: 12 lead"," Snap"," IEC"," Reusable	Beneware ECG Leadwire"," 12 lead"," Snap"," IEC"," Reusable	1	6				Ultrasound Foetal Transducer - comp w/ Bionet - Uterine Contractions		Ultrasound Foetal Transducer - comp w/ Bionet - UC	Bionet "
"	EL-TBTL5-90S-I		EL-TBTL5-90S-I	https://www.medten.com/product/7501	Replacement	Reusable	Bistos	ECG Leadwires	Accessories	ECG Leadwire	Reusable ECG Leadwire	Replacement"," (please add OEM description here)	ECG LeadwireReplacement"," (please add OEM description here)	1	6				Ultrasound Foetal Transducer - comp w/ Bionet - Uterine Contractions		Ultrasound Foetal Transducer - comp w/ Bionet - UC	Bionet "
"	EL-TCAR10-90S-I		EL-TCAR10-90S-I	https://www.medten.com/product/7503	Replacement	Reusable	Cardioline	ECG Leadwires	Accessories	Cardioline ECG Leadwire	Reusable Cardioline ECG Leadwire	Replacement: 12 lead"," Snap"," IEC"," Reusable	Cardioline ECG Leadwire"," 12 lead"," Snap"," IEC"," Reusable	1	6				Ultrasound Foetal Transducer - comp w/ Bionet - Uterine Contractions		Ultrasound Foetal Transducer - comp w/ Bionet - UC	Bionet "
"	EL-TDMSA5-90S-I		EL-TDMSA5-90S-I	https://www.medten.com/product/7504	Replacement	Reusable	DMS	ECG Leadwires	Accessories	DMS ECG Leadwire	Reusable DMS ECG Leadwire	Replacement: 5 lead"," Snap"," IEC"," Reusable	DMS ECG Leadwire"," 5 lead"," Snap"," IEC"," Reusable	1	6				Ultrasound Foetal Transducer - comp w/ Bionet - Uterine Contractions		Ultrasound Foetal Transducer - comp w/ Bionet - UC	Bionet "
"	BPH-AS25-42-02M		BPH-AS25-42-02M	https://www.medten.com/product/7622	Replacement	Reusable	Welch Allyn	NIBP Air Hoses	Accessories	NIBP Air Hose	Reusable NIBP Air Hose	Replacement: Adult/Pediatric"," Single Tube"," 2.5m	NIBP Air Hose"," Adult/Pediatric"," Single Tube"," 2.5m	1	6				Ultrasound Foetal Transducer - comp w/ Bionet - Uterine Contractions		Ultrasound Foetal Transducer - comp w/ Bionet - UC	Bionet "
"	TNC-PH-P001		TNC-PH-P001	https://www.medten.com/product/7623	Replacement	Disposable	Draeger	Telemetry and Holter Pouches	Accessories	Telemetry Pouch	Disposable Telemetry Pouch	'Telemetry pouch with shoulder strap with viewing window","for single use"," 24*17.5cm	Ultrasound Foetal Transducer - comp w/ Bionet - Uterine Contractions		Ultrasound Foetal Transducer - comp w/ Bionet - UC	Bionet "
"	'Telemetry PouchTelemetry pouch with shoulder strap with viewing window","for single use"," 24*17.5cm	used with 862231"," M4851A"," 862439"," 862108"," M2601B'	'Telemetry PouchTelemetry pouch with shoulder strap with viewing window","for single use"," 24*17.5cm	Ultrasound Foetal Transducer - comp w/ Bionet - Uterine Contractions		Ultrasound Foetal Transducer - comp w/ Bionet - UC	Bionet "
"	50	used with 862231"," M4851A"," 862439"," 862108"," M2601B'	50	0				Ultrasound Foetal Transducer - comp w/ Bionet - Uterine Contractions		Ultrasound Foetal Transducer - comp w/ Bionet - UC	Bionet "
"	TNC-MMP-PH-001		TNC-MMP-PH-001	https://www.medten.com/product/7624	Replacement	Reusable	Philips	Batteries	Accessories	Replacement Battery M4605A for Philips Patient Monitor MP5 MP20 30 40 50 60 70 80 90	Reusable Replacement Battery M4605A for Philips Patient Monitor MP5 MP20 30 40 50 60 70 80 90	Voltage 10.8V|Capacity 7800mAh	Replacement Battery M4605A for Philips Patient Monitor MP5 MP20 30 40 50 60 70 80 90Voltage 10.8V|Capacity 7800mAh	1	12				Ultrasound Foetal Transducer - comp w/ Bionet - Uterine Contractions		Ultrasound Foetal Transducer - comp w/ Bionet - UC	Bionet "
"	TNC-MMP-PH-002		TNC-MMP-PH-002	https://www.medten.com/product/7625	Replacement	Reusable	Philips	Batteries	Accessories	Replacement Battery for Philips Patient Monitor VM4 VM6 VM8	Reusable Replacement Battery for Philips Patient Monitor VM4 VM6 VM8	Voltage 10.8V|Capacity 7800mAh	Replacement Battery for Philips Patient Monitor VM4 VM6 VM8Voltage 10.8V|Capacity 7800mAh	1	12				Ultrasound Foetal Transducer - comp w/ Bionet - Uterine Contractions		Ultrasound Foetal Transducer - comp w/ Bionet - UC	Bionet "
"	TNC-MMP-PH-003		TNC-MMP-PH-003	https://www.medten.com/product/7626	Replacement		Philips	Batteries	Accessories	Replacement Battery for Philips VM1 Vsi VS2+ Monitors	Replacement Battery for Philips VM1 Vsi VS2+ Monitors	Voltage 11.1V|Capacity 2600mAh|rechargeable	Replacement Battery for Philips VM1 Vsi VS2+ MonitorsVoltage 11.1V|Capacity 2600mAh|rechargeable	1	12				Ultrasound Foetal Transducer - comp w/ Bionet - Uterine Contractions		Ultrasound Foetal Transducer - comp w/ Bionet - UC	Bionet "
"	KLN-068-01		KLN-068-01	https://www.medten.com/product/7627	Replacement	Reusable	Philips	Batteries	Accessories	Replacement Battery for Philips Monitor MP2 / X2	Reusable Replacement Battery for Philips Monitor MP2 / X2	Voltage 11.1V|Capacity 2600mAh	Replacement Battery for Philips Monitor MP2 / X2Voltage 11.1V|Capacity 2600mAh	1	12				Ultrasound Foetal Transducer - comp w/ Bionet - Uterine Contractions		Ultrasound Foetal Transducer - comp w/ Bionet - UC	Bionet "
"	TNC-MMP-GE-001		TNC-MMP-GE-001	https://www.medten.com/product/7628	Replacement		GE Healthcare	Batteries	Accessories	Replacement Battery for GE ECG Machines GE.PRO 1000/1006/1008/1009	Replacement Battery for GE ECG Machines GE.PRO 1000/1006/1008/1009	Voltage 12V|Capacity 7600mAh	Replacement Battery for GE ECG Machines GE.PRO 1000/1006/1008/1009Voltage 12V|Capacity 7600mAh	1	12				Ultrasound Foetal Transducer - comp w/ Bionet - Uterine Contractions		Ultrasound Foetal Transducer - comp w/ Bionet - UC	Bionet "
"	TNC-MMP-GE-002		TNC-MMP-GE-002	https://www.medten.com/product/7629	Replacement	Reusable	GE Healthcare	Batteries	Accessories	Replacement Battery for GE ECG Machines Marqutte MAC1000 MAC 1100","1200	Reusable Replacement Battery for GE ECG Machines Marqutte MAC1000 MAC 1100","1200	Voltage 18V|Capacity 3000mAh	Replacement Battery for GE ECG Machines Marqutte MAC1000 MAC 1100","1200Voltage 18V|Capacity 3000mAh	1	12				Ultrasound Foetal Transducer - comp w/ Bionet - Uterine Contractions		Ultrasound Foetal Transducer - comp w/ Bionet - UC	Bionet "
"	KLN-066-01		KLN-066-01	https://www.medten.com/product/7630	Replacement	Reusable	GE Healthcare	Batteries	Accessories	Replacement Battery for GE DASH 3000 4000 5000	Reusable Replacement Battery for GE DASH 3000 4000 5000	Voltage 11.1V|Capacity 5200mAh	Replacement Battery for GE DASH 3000 4000 5000Voltage 11.1V|Capacity 5200mAh	1	12				Ultrasound Foetal Transducer - comp w/ Bionet - Uterine Contractions		Ultrasound Foetal Transducer - comp w/ Bionet - UC	Bionet "
"	TNC-MMP-GE-006		TNC-MMP-GE-006	https://www.medten.com/product/7631	Replacement	Reusable	Marquette	Batteries	Accessories	Replacement Battery for GE Marquette Mac 5000/5500	Reusable Replacement Battery for GE Marquette Mac 5000/5500	Voltage 18V|Capacity 3500mAh	Replacement Battery for GE Marquette Mac 5000/5500Voltage 18V|Capacity 3500mAh	1	12				Ultrasound Foetal Transducer - comp w/ Bionet - Uterine Contractions		Ultrasound Foetal Transducer - comp w/ Bionet - UC	Bionet "
"	TNC-IPP-AL-001		TNC-IPP-AL-001	https://www.medten.com/product/7632	Replacement		Alaris	Batteries	Accessories	Replacement Battery for Carefusion Infusion Pump Alaris 7000",7100,7200,7130,"7230	Replacement Battery for Carefusion Infusion Pump Alaris 7000",7100,7200,7130,"7230	Voltage 12V|Capacity 3000mAh	Replacement Battery for Carefusion Infusion Pump Alaris 7000",7100,7200,7130,"7230Voltage 12V|Capacity 3000mAh	1	12				Ultrasound Foetal Transducer - comp w/ Bionet - Uterine Contractions		Ultrasound Foetal Transducer - comp w/ Bionet - UC	Bionet "
"	TNC-IPP-SM-001		TNC-IPP-SM-001	https://www.medten.com/product/7633	Replacement			Batteries	Accessories	Replacement Battery for Smiths Syringe Pumps WZ50C2 WZ50S WZ50C6	Replacement Battery for Smiths Syringe Pumps WZ50C2 WZ50S WZ50C6	Voltage 12V|Capacity 2000mAh	Replacement Battery for Smiths Syringe Pumps WZ50C2 WZ50S WZ50C6Voltage 12V|Capacity 2000mAh	1	12				Ultrasound Foetal Transducer - comp w/ Bionet - Uterine Contractions		Ultrasound Foetal Transducer - comp w/ Bionet - UC	Bionet "
"	TNC-MMP-MR-001		TNC-MMP-MR-001	https://www.medten.com/product/7634	Replacement		Mindray	Batteries	Accessories	Replacement Battery for Mindray M05-302R3R	Replacement Battery for Mindray M05-302R3R			1	12				Ultrasound Foetal Transducer - comp w/ Bionet - Uterine Contractions		Ultrasound Foetal Transducer - comp w/ Bionet - UC	Bionet "
"	TNC-MMP-MR-002		TNC-MMP-MR-002	https://www.medten.com/product/7635	Replacement	Reusable	Mindray	Batteries	Accessories	Replacement Rechargeable Battery"," Mindray M05-010001-06	Reusable Replacement Rechargeable Battery"," Mindray M05-010001-06	used for Accutorr V"," DPM3"," DPM4"," DPM5"," Passport 2"," Passport V"," Spectrum"," Spectrum OR"," Trio"," IPM9800"," VTS-OB-001"," Datascope Trio Accutorr Plus"," Accutorr 3"," Accutorr 7"," PM 7000"," PM 8000"," PM 9000"," VS 800"," Voltage 11.1V"," Capacity 5200mAh		1	12				Ultrasound Foetal Transducer - comp w/ Bionet - Uterine Contractions		Ultrasound Foetal Transducer - comp w/ Bionet - UC	Bionet "
"	TNC-MMP-MR-003		TNC-MMP-MR-003	https://www.medten.com/product/7636	Replacement	Reusable	Mindray	Batteries	Accessories	Replacement Battery for MINDRAY D2 D3 Z5	Reusable Replacement Battery for MINDRAY D2 D3 Z5	Voltage 14.8V|Capacity 5200mAh|rechargeable	Replacement Battery for MINDRAY D2 D3 Z5Voltage 14.8V|Capacity 5200mAh|rechargeable	1	12				Ultrasound Foetal Transducer - comp w/ Bionet - Uterine Contractions		Ultrasound Foetal Transducer - comp w/ Bionet - UC	Bionet "
"	TNC-MMP-MR-004		TNC-MMP-MR-004	https://www.medten.com/product/7637	Replacement	Reusable	Mindray	Batteries	Accessories	Replacement Battery for Mindray LI341001A	Reusable Replacement Battery for Mindray LI341001A	used for BeneHeart D5"," BeneHeart D6"," BeneHeart Z5"," BeneHeart Z6"," BeneHeart DP-50"," BeneHeart DP-50T"," BeneHeart DP-50 Vet"," Voltage 14.8V"," Capacity 6600mAh"," rechargeable	Replacement Battery for Mindray LI341001Aused for BeneHeart D5"," BeneHeart D6"," BeneHeart Z5"," BeneHeart Z6"," BeneHeart DP-50"," BeneHeart DP-50T"," BeneHeart DP-50 Vet"," Voltage 14.8V"," Capacity 6600mAh"," rechargeable	1	12				Ultrasound Foetal Transducer - comp w/ Bionet - Uterine Contractions		Ultrasound Foetal Transducer - comp w/ Bionet - UC	Bionet "
"	TNC-MMP-MR-005		TNC-MMP-MR-005	https://www.medten.com/product/7638	Replacement		Mindray	Batteries	Accessories	Replacement Battery for Mindray LI23S001A	Replacement Battery for Mindray LI23S001A	used for WATO EX-20"," WATO EX-25"," WATO EX-30"," WATO EX-35"," WATO EX-50"," WATO EX-55"," WATO EX-60"," WATO EX-65"," Voltage 11.1V"," Capacity 4400mAh"," rechargeable	Replacement Battery for Mindray LI23S001Aused for WATO EX-20"," WATO EX-25"," WATO EX-30"," WATO EX-35"," WATO EX-50"," WATO EX-55"," WATO EX-60"," WATO EX-65"," Voltage 11.1V"," Capacity 4400mAh"," rechargeable	1	12				Ultrasound Foetal Transducer - comp w/ Bionet - Uterine Contractions		Ultrasound Foetal Transducer - comp w/ Bionet - UC	Bionet "
"	TNC-MMP-MR-006		TNC-MMP-MR-006	https://www.medten.com/product/7639	Replacement	Reusable	Mindray	Batteries	Accessories	Replacement Battery for Mindray T5"," T6"," T8	Reusable Replacement Battery for Mindray T5"," T6"," T8	Voltage 11.1V|Capacity 4500mAh|rechargeable	Replacement Battery for Mindray T5"," T6"," T8Voltage 11.1V|Capacity 4500mAh|rechargeable	1	12				Ultrasound Foetal Transducer - comp w/ Bionet - Uterine Contractions		Ultrasound Foetal Transducer - comp w/ Bionet - UC	Bionet "
"	KLN-067-01		KLN-067-01	https://www.medten.com/product/7640	Replacement			Batteries	Accessories	Replacement Battery for Datascope Mindray BeneHeart D1 Defibrillator	Replacement Battery for Datascope Mindray BeneHeart D1 Defibrillator	Voltage 12V|Capacity 4200mAh	Replacement Battery for Datascope Mindray BeneHeart D1 DefibrillatorVoltage 12V|Capacity 4200mAh	1	12				Ultrasound Foetal Transducer - comp w/ Bionet - Uterine Contractions		Ultrasound Foetal Transducer - comp w/ Bionet - UC	Bionet "
"	TNC-MMP-PH-004		TNC-MMP-PH-004	https://www.medten.com/product/7641	Replacement			Batteries	Accessories	Replacement Battery for Philips Defibrillator M4735A	Replacement Battery for Philips Defibrillator M4735A	Voltage 12V|Capacity 2300mAh	Replacement Battery for Philips Defibrillator M4735AVoltage 12V|Capacity 2300mAh	1	12				Ultrasound Foetal Transducer - comp w/ Bionet - Uterine Contractions		Ultrasound Foetal Transducer - comp w/ Bionet - UC	Bionet "
"	KLN-024		KLN-024	https://www.medten.com/product/7645	Replacement	Reusable	Philips	Monitor/Module Parts	Parts	Plastic Knob	Reusable Plastic Knob	for X2	Plastic Knob for X2	1	6				Ultrasound Foetal Transducer - comp w/ Bionet - Uterine Contractions		Ultrasound Foetal Transducer - comp w/ Bionet - UC	Bionet "
"	TNC-NIBP-PF		TNC-NIBP-PF	https://www.medten.com/product/7646	Replacement	Reusable	Philips	Parts	Parts	NIBP Female Connector	Reusable NIBP Female Connector	for Philips monitor	NIBP Female Connector for Philips monitor	1	6				Ultrasound Foetal Transducer - comp w/ Bionet - Uterine Contractions		Ultrasound Foetal Transducer - comp w/ Bionet - UC	Bionet "
"	KLN-022		KLN-022	https://www.medten.com/product/7647	Replacement	Reusable		Blenders/Regulators Parts	Parts	Maxblend Battery Case with Spring	Reusable Maxblend Battery Case with Spring	for Ohio Maxblend	Maxblend Battery Case with Spring for Ohio Maxblend	1	6				Ultrasound Foetal Transducer - comp w/ Bionet - Uterine Contractions		Ultrasound Foetal Transducer - comp w/ Bionet - UC	Bionet "
"	KLN-003-12		KLN-003-12	https://www.medten.com/product/7648	Replacement	Reusable	Philips	Telemetry Parts	Parts	Waterproof Breathable Kit	Reusable Waterproof Breathable Kit	for MX40	Waterproof Breathable Kit for MX40	1	6				Ultrasound Foetal Transducer - comp w/ Bionet - Uterine Contractions		Ultrasound Foetal Transducer - comp w/ Bionet - UC	Bionet "
"	TNC-PH-BA009		TNC-PH-BA009	https://www.medten.com/product/7650	Replacement		Philips	Batteries	Accessories	Replacement Battery M3538A	Replacement Battery M3538A	for M3535-60992"," M3535A",M3536A,"HEARTSTART MRX MONITOR	Replacement Battery M3538Afor M3535-60992"," M3535A",M3536A,"HEARTSTART MRX MONITOR	1	12				Ultrasound Foetal Transducer - comp w/ Bionet - Uterine Contractions		Ultrasound Foetal Transducer - comp w/ Bionet - UC	Bionet "
"	TNC-DG-BA021		TNC-DG-BA021	https://www.medten.com/product/7651	Replacement		Draeger	Batteries	Accessories	Replacement Battery MU16052	Replacement Battery MU16052	For Transport Incubator Dräger Isolette TI500"," Rechargeable	Replacement Battery MU16052For Transport Incubator Dräger Isolette TI500"," Rechargeable	1	12				Ultrasound Foetal Transducer - comp w/ Bionet - Uterine Contractions		Ultrasound Foetal Transducer - comp w/ Bionet - UC	Bionet "
"	TNC-DG-BA041		TNC-DG-BA041	https://www.medten.com/product/7652	Replacement		Draeger	Batteries	Accessories	Replacement Battery MU24842	Replacement Battery MU24842	For Jaundice Meter Dräger JM-105"," Rechargeable	Replacement Battery MU24842For Jaundice Meter Dräger JM-105"," Rechargeable	1	12				Ultrasound Foetal Transducer - comp w/ Bionet - Uterine Contractions		Ultrasound Foetal Transducer - comp w/ Bionet - UC	Bionet "
"	TNC-DG-BA013		TNC-DG-BA013	https://www.medten.com/product/7653	Replacement		Draeger	Batteries	Accessories	Replacement Battery MX08901	Replacement Battery MX08901	For Anesthesia Dräger Primus"," Rechargeable	Replacement Battery MX08901For Anesthesia Dräger Primus"," Rechargeable	1	12				Ultrasound Foetal Transducer - comp w/ Bionet - Uterine Contractions		Ultrasound Foetal Transducer - comp w/ Bionet - UC	Bionet "
"	TNC-MQ-BA009		TNC-MQ-BA009	https://www.medten.com/product/7654	Replacement		Maquet	Batteries	Accessories	Replacement Battery 6487180	Replacement Battery 6487180	For Ventilator Maquet Servo-I"," Rechargeable	Replacement Battery 6487180For Ventilator Maquet Servo-I"," Rechargeable	1	12				Ultrasound Foetal Transducer - comp w/ Bionet - Uterine Contractions		Ultrasound Foetal Transducer - comp w/ Bionet - UC	Bionet "
"	TNC-SC-BA014		TNC-SC-BA014	https://www.medten.com/product/7655	Replacement		Schiller	Batteries	Accessories	Replacement Battery 3940100	Replacement Battery 3940100	For Defibrillator Schiller Defigard 5000"," Rechargeable	Replacement Battery 3940100For Defibrillator Schiller Defigard 5000"," Rechargeable	1	12				Ultrasound Foetal Transducer - comp w/ Bionet - Uterine Contractions		Ultrasound Foetal Transducer - comp w/ Bionet - UC	Bionet "
"	SAD-001X-XC		SAD-001X-XC	https://www.medten.com/product/7656	Replacement	Reusable	Nellcor	SpO2 Adapter Cables	Accessories	Nellcor SpO2 Adapter Cable Oximax>Non-Oximax	Reusable Nellcor SpO2 Adapter Cable Oximax>Non-Oximax	Replacement: use with Nellcor-Oxismart sensor"," Reusable	Nellcor SpO2 Adapter Cable Oximax>Non-Oximax"," use with Nellcor-Oxismart sensor"," Reusable	1	6				Ultrasound Foetal Transducer - comp w/ Bionet - Uterine Contractions		Ultrasound Foetal Transducer - comp w/ Bionet - UC	Bionet "
"	BPA-Y-01P-1010		BPA-Y-01P-1010	https://www.medten.com/product/7657	Replacement	Reusable	Philips	NIBP Connectors and Adapters	Accessories	NIBP Y-Adapter (10 pcs/bag)	Reusable NIBP Y-Adapter (10 pcs/bag)	Female"," dual tube twist-lock connectors to male"," single tube bayonet connector"," 10pcs/bag	NIBP Y-Adapter (10 pcs/bag)Female"," dual tube twist-lock connectors to male"," single tube bayonet connector"," 10pcs/bag	10	6				Ultrasound Foetal Transducer - comp w/ Bionet - Uterine Contractions		Ultrasound Foetal Transducer - comp w/ Bionet - UC	Bionet "
"6014091	BPH-AD25-24-09M		BPH-AD25-24-09M	https://www.medten.com/product/7661	Replacement	Reusable		NIBP Air Hoses	Accessories	NIBP Air Hose	Reusable NIBP Air Hose	Replacement: Adult/Pediatric"," Double Tube"," 2.5m	NIBP Air Hose"," Adult/Pediatric"," Double Tube"," 2.5m	1	6				Ultrasound Foetal Transducer - comp w/ Bionet - Uterine Contractions		Ultrasound Foetal Transducer - comp w/ Bionet - UC	Bionet "
"6016005	EC-3001RG-I		EC-3001RG-I	https://www.medten.com/product/7663	Replacement	Reusable	AAMI	One-Piece ECG Cables	Accessories	One-Piece ECG Cable	Reusable One-Piece ECG Cable	Replacement: 3 lead"," Grabber"," 2.5m+0.9m"," With Resistance"," IEC	One-Piece ECG Cable"," 3 lead"," Grabber"," 2.5m+0.9m"," With Resistance"," IEC	1	12				Ultrasound Foetal Transducer - comp w/ Bionet - Uterine Contractions		Ultrasound Foetal Transducer - comp w/ Bionet - UC	Bionet "
"6016513	EC-5060G-I		EC-5060G-I	https://www.medten.com/product/7665	Replacement	Reusable	Bexen Cardio	One-Piece ECG Cables	Accessories	One-Piece ECG Cable	Reusable One-Piece ECG Cable	Replacement: 5 lead"," Grabber"," 2.2m+0.9m"," IEC	One-Piece ECG Cable"," 5 lead"," Grabber"," 2.2m+0.9m"," IEC	1	12				Ultrasound Foetal Transducer - comp w/ Bionet - Uterine Contractions		Ultrasound Foetal Transducer - comp w/ Bionet - UC	Bionet "
"	TAF-FP04-09		TAF-FP04-09	https://www.medten.com/product/7680	Replacement	Reusable	Fisher & Paykel	Fisher & Paykel Humidifier Accessories	Accessories	Dual Heater Wire Adapters 900MR856	Reusable Dual Heater Wire Adapters 900MR856	used for FISHER&PAYKEL MR850"," HC550","0.9m	Dual Heater Wire Adapters 900MR856used for FISHER&PAYKEL MR850"," HC550","0.9m	1	12				Ultrasound Foetal Transducer - comp w/ Bionet - Uterine Contractions		Ultrasound Foetal Transducer - comp w/ Bionet - UC	Bionet "
"	TAF-FP05-11		TAF-FP05-11	https://www.medten.com/product/7681	Replacement	Reusable	Fisher & Paykel	Fisher & Paykel Humidifier Accessories	Accessories	Heater Wire assembly"," 900MR755	Reusable Heater Wire assembly"," 900MR755	used for MR850"," MR700"," 1.1m	Heater Wire assembly"," 900MR755used for MR850"," MR700"," 1.1m	1	12				Ultrasound Foetal Transducer - comp w/ Bionet - Uterine Contractions		Ultrasound Foetal Transducer - comp w/ Bionet - UC	Bionet "
"6016517	EC-5061RG-I		EC-5061RG-I	https://www.medten.com/product/7682	Replacement	Reusable	Innomed	One-Piece ECG Cables	Accessories	One-Piece ECG Cable	Reusable One-Piece ECG Cable	Replacement: 5 lead"," Grabber"," 2.2m+0.9m"," With Resistance"," IEC	One-Piece ECG Cable"," 5 lead"," Grabber"," 2.2m+0.9m"," With Resistance"," IEC	1	12				Ultrasound Foetal Transducer - comp w/ Bionet - Uterine Contractions		Ultrasound Foetal Transducer - comp w/ Bionet - UC	Bionet "
"6016519	EC-5061RS-I		EC-5061RS-I	https://www.medten.com/product/7684	Replacement	Reusable	Innomed	One-Piece ECG Cables	Accessories	One-Piece ECG Cable	Reusable One-Piece ECG Cable	Replacement: 5 lead"," Snap"," 2.2m+0.9m"," With Resistance"," IEC	One-Piece ECG Cable"," 5 lead"," Snap"," 2.2m+0.9m"," With Resistance"," IEC	1	12				Ultrasound Foetal Transducer - comp w/ Bionet - Uterine Contractions		Ultrasound Foetal Transducer - comp w/ Bionet - UC	Bionet "
"	TNC-PH-CC01		TNC-PH-CC01	https://www.medten.com/product/7686	Replacement	Reusable	Philips	NIBP Connectors and Adapters	Accessories	Philips NIBP Cuff cap 989803151601	Reusable Philips NIBP Cuff cap 989803151601	Replacement: Reusable	Philips NIBP Cuff cap 989803151601"," Reusable	10	12				Ultrasound Foetal Transducer - comp w/ Bionet - Uterine Contractions		Ultrasound Foetal Transducer - comp w/ Bionet - UC	Bionet "
"	M02-A024		M02-A024	https://www.medten.com/product/7693	Replacement	Reusable	Philips	Monitor/Module Parts	Parts	Replacement Chip	Reusable Replacement Chip	for Philips M3015A CO2 board	Replacement Chip for Philips M3015A CO2 board	1	0				Ultrasound Foetal Transducer - comp w/ Bionet - Uterine Contractions		Ultrasound Foetal Transducer - comp w/ Bionet - UC	Bionet "
"6018915	FUS-ED02		FUS-ED02	https://www.medten.com/product/7695	Replacement	Reusable	Edan	Fetal Transducers	Accessories	Edan Fetal Transducer 02.01.109301016	Reusable Edan Fetal Transducer 02.01.109301016	Replacement: 3.0m"," Ultrasound	Edan Fetal Transducer 02.01.109301016"," 3.0m"," Ultrasound	1	12				Ultrasound Foetal Transducer - comp w/ Bionet - Uterine Contractions		Ultrasound Foetal Transducer - comp w/ Bionet - UC	Bionet "
"	FUS-GD05		FUS-GD05	https://www.medten.com/product/7696	Replacement	Reusable	Goldway	Fetal Transducers	Accessories	Fetal Transducer	Reusable Fetal Transducer	Replacement: 3.0m"," Ultrasound	Fetal Transducer"," 3.0m"," Ultrasound	1	12				Ultrasound Foetal Transducer - comp w/ Bionet - Uterine Contractions		Ultrasound Foetal Transducer - comp w/ Bionet - UC	Bionet "
"6018933	FTC-BT01		FTC-BT01	https://www.medten.com/product/7697	Replacement	Reusable	Bistos	Fetal Transducers	Accessories	Fetal Transducer	Reusable Fetal Transducer	Replacement: 2.2m"," TOCO	Fetal Transducer"," 2.2m"," TOCO	1	12				Ultrasound Foetal Transducer - comp w/ Bionet - Uterine Contractions		Ultrasound Foetal Transducer - comp w/ Bionet - UC	Bionet "
"	FUS-GD04		FUS-GD04	https://www.medten.com/product/7698	Replacement	Reusable	Goldway	Fetal Transducers	Accessories	Fetal Transducer	Reusable Fetal Transducer	Replacement: Ultrasound	Fetal Transducer"," Ultrasound	1	12				Ultrasound Foetal Transducer - comp w/ Bionet - Uterine Contractions		Ultrasound Foetal Transducer - comp w/ Bionet - UC	Bionet "
"	TNC-NK-PA001		TNC-NK-PA001	https://www.medten.com/product/7700	Replacement	Disposable	Nihon Kohden	EKG Chart Paper	Accessories	Replacement-Recording Paper 50mm*20m for ECG Machines NIHON KOHDEN	Disposable Replacement-Recording Paper 50mm*20m for ECG Machines NIHON KOHDEN	Replacement (Box of ) Please type your own Product Description or copy from OEM	Replacement-Recording Paper 50mm*20m for ECG Machines NIHON KOHDENReplacement (Box of ) Please type your own Product Description or copy from OEM	200	0				Ultrasound Foetal Transducer - comp w/ Bionet - Uterine Contractions		Ultrasound Foetal Transducer - comp w/ Bionet - UC	Bionet "
"	OS-15M		OS-15M	https://www.medten.com/product/7703	Replacement	Reusable	IT Dr Gramber	Oxygen Sensors	Accessories	Oxygen Sensor	Reusable Oxygen Sensor	'Instruments:	Ultrasound Foetal Transducer - comp w/ Bionet - Uterine Contractions		Ultrasound Foetal Transducer - comp w/ Bionet - UC	Bionet "
"		Mindray Watto EX-20	Ultrasound Foetal Transducer - comp w/ Bionet - Uterine Contractions		Ultrasound Foetal Transducer - comp w/ Bionet - UC	Bionet "
"		Mindray Watto EX-30	Ultrasound Foetal Transducer - comp w/ Bionet - Uterine Contractions		Ultrasound Foetal Transducer - comp w/ Bionet - UC	Bionet "
"		Mindray Watto EX-35	Ultrasound Foetal Transducer - comp w/ Bionet - Uterine Contractions		Ultrasound Foetal Transducer - comp w/ Bionet - UC	Bionet "
"		Mindray Watto EX-65	Ultrasound Foetal Transducer - comp w/ Bionet - Uterine Contractions		Ultrasound Foetal Transducer - comp w/ Bionet - UC	Bionet "
"	'Oxygen SensorInstruments:	Mindray 0611-10-45654'	'Oxygen SensorInstruments:	Ultrasound Foetal Transducer - comp w/ Bionet - Uterine Contractions		Ultrasound Foetal Transducer - comp w/ Bionet - UC	Bionet "
"		Mindray Watto EX-20	Ultrasound Foetal Transducer - comp w/ Bionet - Uterine Contractions		Ultrasound Foetal Transducer - comp w/ Bionet - UC	Bionet "
"		Mindray Watto EX-30	Ultrasound Foetal Transducer - comp w/ Bionet - Uterine Contractions		Ultrasound Foetal Transducer - comp w/ Bionet - UC	Bionet "
"		Mindray Watto EX-35	Ultrasound Foetal Transducer - comp w/ Bionet - Uterine Contractions		Ultrasound Foetal Transducer - comp w/ Bionet - UC	Bionet "
"		Mindray Watto EX-65	Ultrasound Foetal Transducer - comp w/ Bionet - Uterine Contractions		Ultrasound Foetal Transducer - comp w/ Bionet - UC	Bionet "
"	1	Mindray 0611-10-45654'	1	12				Ultrasound Foetal Transducer - comp w/ Bionet - Uterine Contractions		Ultrasound Foetal Transducer - comp w/ Bionet - UC	Bionet "
"6010522	SA-009RB-24LS		SA-009RB-24LS	https://www.medten.com/product/7707	Replacement	Reusable	Masimo	SpO2 Adapter Cables	Accessories	Masimo SpO2 Adapter Cable Red LNC	Reusable Masimo SpO2 Adapter Cable Red LNC	Replacement: 2.4m"," use with Masimo-LNCS sensor"," Reusable	Masimo SpO2 Adapter Cable Red LNC"," 2.4m"," use with Masimo-LNCS sensor"," Reusable	1	12				Ultrasound Foetal Transducer - comp w/ Bionet - Uterine Contractions		Ultrasound Foetal Transducer - comp w/ Bionet - UC	Bionet "
"6014083	BPH-AD25-13-1011		BPH-AD25-13-1011	https://www.medten.com/product/7708	Replacement	Reusable	Datex Ohmeda	NIBP Air Hoses	Accessories	Datex Ohmeda NIBP Air Hose	Reusable Datex Ohmeda NIBP Air Hose	Replacement: Adult/Pediatric"," Double Tube"," 2.5m"," Mated Submin	Datex Ohmeda NIBP Air Hose"," Adult/Pediatric"," Double Tube"," 2.5m"," Mated Submin	1	6				Ultrasound Foetal Transducer - comp w/ Bionet - Uterine Contractions		Ultrasound Foetal Transducer - comp w/ Bionet - UC	Bionet "
"6011211	SS-009RB-AF36		SS-009RB-AF36	https://www.medten.com/product/7709	Replacement	Reusable	Masimo	SpO2 Sensors	Accessories	Masimo SpO2 Sensor 2054(DCI-DC12)	Reusable Masimo SpO2 Sensor 2054(DCI-DC12)	Replacement: Adult"," Finger clip"," 3.6m"," Masimo-Red	Masimo SpO2 Sensor 2054(DCI-DC12)"," Adult"," Finger clip"," 3.6m"," Masimo-Red	1	12				Ultrasound Foetal Transducer - comp w/ Bionet - Uterine Contractions		Ultrasound Foetal Transducer - comp w/ Bionet - UC	Bionet "
"6010832	SA-001X-30		SA-001X-30	https://www.medten.com/product/7710	Replacement	Reusable	Nellcor	SpO2 Adapter Cables	Accessories	Nellcor SpO2 Extension Cable DEC-10	Reusable Nellcor SpO2 Extension Cable DEC-10	Replacement: 3.0m"," use with Nellcor-Oximax sensor	Nellcor SpO2 Extension Cable DEC-10"," 3.0m"," use with Nellcor-Oximax sensor	1	12				Ultrasound Foetal Transducer - comp w/ Bionet - Uterine Contractions		Ultrasound Foetal Transducer - comp w/ Bionet - UC	Bionet "
"6014032	BPH-AS30-07-02M		BPH-AS30-07-02M	https://www.medten.com/product/7711	Replacement	Reusable	Mindray	NIBP Air Hoses	Accessories	Mindray NIBP Air Hose 6200-30-09688	Reusable Mindray NIBP Air Hose 6200-30-09688	Replacement: Adult/Pediatric"," Single Tube"," 3.0m	Mindray NIBP Air Hose 6200-30-09688"," Adult/Pediatric"," Single Tube"," 3.0m	1	6				Ultrasound Foetal Transducer - comp w/ Bionet - Uterine Contractions		Ultrasound Foetal Transducer - comp w/ Bionet - UC	Bionet "
"	BPH-AS25-07Z-02M		BPH-AS25-07Z-02M	https://www.medten.com/product/7712	Replacement	Reusable	Philips	NIBP Air Hoses	Accessories	Philips NIBP Air Hose	Reusable Philips NIBP Air Hose	Replacement: Adult/Pediatric"," Single Tube"," 2.5m	Philips NIBP Air Hose"," Adult/Pediatric"," Single Tube"," 2.5m	1	6				Ultrasound Foetal Transducer - comp w/ Bionet - Uterine Contractions		Ultrasound Foetal Transducer - comp w/ Bionet - UC	Bionet "
"	SA-026RB-30LS		SA-026RB-30LS	https://www.medten.com/product/7713	Replacement	Reusable	Spacelabs	SpO2 Adapter Cables	Accessories	Spacelabs SpO2 Adapter Cable LNC SL-10	Reusable Spacelabs SpO2 Adapter Cable LNC SL-10	Replacement: 3.0m"," use with Masimo-LNCS sensor	Spacelabs SpO2 Adapter Cable LNC SL-10"," 3.0m"," use with Masimo-LNCS sensor	1	12				Ultrasound Foetal Transducer - comp w/ Bionet - Uterine Contractions		Ultrasound Foetal Transducer - comp w/ Bionet - UC	Bionet "
"	EXT-3002-18		EXT-3002-18	https://www.medten.com/product/7714	Replacement	Reusable	AAMI	ECG Adapter/Extension Cables	Accessories	AAMI ECG Adapter/Extension Cable	Reusable AAMI ECG Adapter/Extension Cable	Replacement: Extension Trunk Cable/Wire	AAMI ECG Adapter/Extension Cable"," Extension Trunk Cable/Wire	1	6				Ultrasound Foetal Transducer - comp w/ Bionet - Uterine Contractions		Ultrasound Foetal Transducer - comp w/ Bionet - UC	Bionet "
"	BPH-AS25-02M-09M		BPH-AS25-02M-09M	https://www.medten.com/product/7715	Replacement	Reusable	BCI	NIBP Air Hoses	Accessories	BCI/Smiths NIBP Air Hose 6122	Reusable BCI/Smiths NIBP Air Hose 6122	Replacement: Adult/Pediatric"," Single Tube"," 2.5m	BCI/Smiths NIBP Air Hose 6122"," Adult/Pediatric"," Single Tube"," 2.5m	1	6				Ultrasound Foetal Transducer - comp w/ Bionet - Uterine Contractions		Ultrasound Foetal Transducer - comp w/ Bionet - UC	Bionet "
"	M20-F179		M20-F179	https://www.medten.com/product/7716	Replacement	Other	GE Healthcare	Monitor/Module Parts	Parts	Overlay Label (English Version)	Other Overlay Label (English Version)	for GE F-FM-00	Overlay Label (English Version) for GE F-FM-00	1	0				Ultrasound Foetal Transducer - comp w/ Bionet - Uterine Contractions		Ultrasound Foetal Transducer - comp w/ Bionet - UC	Bionet "
"	M20-F180		M20-F180	https://www.medten.com/product/7717	Replacement	Reusable	GE Healthcare	Monitor/Module Parts	Parts	Overlay label/NIBP+InvBP (English version)	Reusable Overlay label/NIBP+InvBP (English version)	GE E-PSMP	Overlay label/NIBP+InvBP (English version) GE E-PSMP	1	6				Ultrasound Foetal Transducer - comp w/ Bionet - Uterine Contractions		Ultrasound Foetal Transducer - comp w/ Bionet - UC	Bionet "
"	M20-F186		M20-F186	https://www.medten.com/product/7718	Replacement	Reusable	GE Healthcare	Monitor/Module Parts	Parts	Monitor Keypad Membranes	Reusable Monitor Keypad Membranes	for GE F-FM-00 Monitor"," 222*36	Monitor Keypad Membranes for GE F-FM-00 Monitor"," 222*36	10	6				Ultrasound Foetal Transducer - comp w/ Bionet - Uterine Contractions		Ultrasound Foetal Transducer - comp w/ Bionet - UC	Bionet "
"	KLN-043B		KLN-043B	https://www.medten.com/product/7720	Replacement	Reusable	GE Healthcare	Telemetry Parts	Parts	Transmitter Case with Overlays	Reusable Transmitter Case with Overlays	for ApexPro	Transmitter Case with Overlays for ApexPro	Kit	6				Ultrasound Foetal Transducer - comp w/ Bionet - Uterine Contractions		Ultrasound Foetal Transducer - comp w/ Bionet - UC	Bionet "
"	KLN-080-02		KLN-080-02	https://www.medten.com/product/7721	Replacement	Reusable	Philips	Monitor/Module Parts	Parts	Philips M3015B ETCO2 Option CO6 Front Bezel	Reusable Philips M3015B ETCO2 Option CO6 Front Bezel	With CO2/+Press*2+temp+Microstream/symble.	Philips M3015B ETCO2 Option CO6 Front Bezel With CO2/+Press*2+temp+Microstream/symble.	1	0				Ultrasound Foetal Transducer - comp w/ Bionet - Uterine Contractions		Ultrasound Foetal Transducer - comp w/ Bionet - UC	Bionet "
"	TNC-AL-BA002		TNC-AL-BA002	https://www.medten.com/product/7722	Replacement	Reusable	Alaris	Batteries	Accessories	Replacement Battery for Alaris 145997-101	Reusable Replacement Battery for Alaris 145997-101	for Alaris Infusion Pump 8000"," 8015"," 8100"," 8110"," 8220"," 8300"," 8600",12v," 4500mAH"," replacement for 145997-101"," 49000167	Replacement Battery for Alaris 145997-101for Alaris Infusion Pump 8000"," 8015"," 8100"," 8110"," 8220"," 8300"," 8600",12v," 4500mAH"," replacement for 145997-101"," 49000167	1	0				Ultrasound Foetal Transducer - comp w/ Bionet - Uterine Contractions		Ultrasound Foetal Transducer - comp w/ Bionet - UC	Bionet "
"6014120	BPH-AD30-24-09M		BPH-AD30-24-09M	https://www.medten.com/product/7725	Replacement	Reusable	Welch Allyn	NIBP Air Hoses	Accessories	NIBP Air Hose	Reusable NIBP Air Hose	Replacement: Adult/Pediatric"," Double Tube"," 3.0m	NIBP Air Hose"," Adult/Pediatric"," Double Tube"," 3.0m	1	6				Ultrasound Foetal Transducer - comp w/ Bionet - Uterine Contractions		Ultrasound Foetal Transducer - comp w/ Bionet - UC	Bionet "
"6018230	EKA-BW-14		EKA-BW-14	https://www.medten.com/product/7728	Replacement	Reusable	GE Healthcare	EKG Adapters	Accessories	Electrode Adapter	Reusable Electrode Adapter	4mm Banana end to flat wide end"," gray	Electrode Adapter4mm Banana end to flat wide end"," gray	14	6				Ultrasound Foetal Transducer - comp w/ Bionet - Uterine Contractions		Ultrasound Foetal Transducer - comp w/ Bionet - UC	Bionet "
"6018184	ELA-MQ5-CV5		ELA-MQ5-CV5	https://www.medten.com/product/7739	Replacement	Reusable	Marquette	ECG Adapter/Extension Cables	Accessories	GE Multi-Link ECG Adapter	Reusable GE Multi-Link ECG Adapter	Compatible: adapter used with Kendall lead wire"," 5 lead	GE Multi-Link ECG AdapterCompatible: adapter used with Kendall lead wire"," 5 lead	1	6				Ultrasound Foetal Transducer - comp w/ Bionet - Uterine Contractions		Ultrasound Foetal Transducer - comp w/ Bionet - UC	Bionet "
"6010530	SA-014-24NE		SA-014-24NE	https://www.medten.com/product/7740	Replacement	Reusable	Datex Ohmeda	SpO2 Adapter Cables	Accessories	Datex Ohmeda/GE SpO2 Adapter Cable	Reusable Datex Ohmeda/GE SpO2 Adapter Cable	Replacement: 2.4m"," use with Nellcor-Oxismart sensor	Datex Ohmeda/GE SpO2 Adapter Cable"," 2.4m"," use with Nellcor-Oxismart sensor	1	12				Ultrasound Foetal Transducer - comp w/ Bionet - Uterine Contractions		Ultrasound Foetal Transducer - comp w/ Bionet - UC	Bionet "
"	KLN-021-01		KLN-021-01	https://www.medten.com/product/7741	Replacement	Reusable	Philips	Monitor/Module Parts	Parts	Top case(New style)	Reusable Top case(New style)	EtCO2 accessory for M3012A/M3014A/M3015A	Top case(New style) EtCO2 accessory for M3012A/M3014A/M3015A	1	6				Ultrasound Foetal Transducer - comp w/ Bionet - Uterine Contractions		Ultrasound Foetal Transducer - comp w/ Bionet - UC	Bionet "
"	SA-026-30		SA-026-30	https://www.medten.com/product/7742	Replacement	Reusable	Spacelabs	SpO2 Adapter Cables	Accessories	Spacelabs SpO2 Adapter Cable 700-0730-00	Reusable Spacelabs SpO2 Adapter Cable 700-0730-00	Replacement: 3.0m"," use with Nellcor-Oxismart sensor	Spacelabs SpO2 Adapter Cable 700-0730-00"," 3.0m"," use with Nellcor-Oxismart sensor	1	12				Ultrasound Foetal Transducer - comp w/ Bionet - Uterine Contractions		Ultrasound Foetal Transducer - comp w/ Bionet - UC	Bionet "
"6010860	SA-045RB-24		SA-045RB-24	https://www.medten.com/product/7743	Replacement	Reusable	Nihon Kohden	SpO2 Adapter Cables	Accessories	Nihon Kohden SpO2 Adapter Cable (>Nellcor)	Reusable Nihon Kohden SpO2 Adapter Cable (>Nellcor)	Replacement: 2.4m"," use with Nellcor-Oxismart sensor	Nihon Kohden SpO2 Adapter Cable (>Nellcor)"," 2.4m"," use with Nellcor-Oxismart sensor	1	12				Ultrasound Foetal Transducer - comp w/ Bionet - Uterine Contractions		Ultrasound Foetal Transducer - comp w/ Bionet - UC	Bionet "
"6015707	IBP-DGB-2BD40		IBP-DGB-2BD40	https://www.medten.com/product/7744	Replacement	Reusable	Siemens	IBP Adapter Cables	Accessories	Draeger IBP Adapter Cable 5206581	Reusable Draeger IBP Adapter Cable 5206581	Replacement: 2 channels"," 4.0m"," use with Argon/B.D. disposable transducer"," Reusable	Draeger IBP Adapter Cable 5206581"," 2 channels"," 4.0m"," use with Argon/B.D. disposable transducer"," Reusable	1	6				Ultrasound Foetal Transducer - comp w/ Bionet - Uterine Contractions		Ultrasound Foetal Transducer - comp w/ Bionet - UC	Bionet "
"	IBPA-AM-DGA03		IBPA-AM-DGA03	https://www.medten.com/product/7745	Replacement	Reusable	Siemens	IBP Adapter Cables	Accessories	AAMI IBP Converter Cable 2607559	Reusable AAMI IBP Converter Cable 2607559	Replacement: 0.3m"," use with Siemens 10 Pin IBP cable"," Reusable	AAMI IBP Converter Cable 2607559"," 0.3m"," use with Siemens 10 Pin IBP cable"," Reusable	1	6				Ultrasound Foetal Transducer - comp w/ Bionet - Uterine Contractions		Ultrasound Foetal Transducer - comp w/ Bionet - UC	Bionet "
"	IBPA-AM-DGB03		IBPA-AM-DGB03	https://www.medten.com/product/7746	Replacement	Reusable	Siemens	IBP Adapter Cables	Accessories	Draeger IBP Converter Cable 2607558	Reusable Draeger IBP Converter Cable 2607558	Replacement: 0.3m"," use with Siemens 7 Pin IBP cable"," Reusable	Draeger IBP Converter Cable 2607558"," 0.3m"," use with Siemens 7 Pin IBP cable"," Reusable	1	6				Ultrasound Foetal Transducer - comp w/ Bionet - Uterine Contractions		Ultrasound Foetal Transducer - comp w/ Bionet - UC	Bionet "
"	TNC-DG-BA001		TNC-DG-BA001	https://www.medten.com/product/7748	Replacement		Draeger	Batteries	Accessories	Replacement battery SC 6002XL	Replacement battery SC 6002XL	used for Patient Monitor Drager Infintiy Vista"," Gamma"," Infinity","Infinity Delta","Infinity Vista XL"," Infinity Gamma XL"," Siemens SC7000",SC9000XL," replacement for Drager Siemens MS14490 AS36059 MS14234 SC6002XL MS31385 MS30502 1423 C7000 C9000XL MS18340		1	0				Ultrasound Foetal Transducer - comp w/ Bionet - Uterine Contractions		Ultrasound Foetal Transducer - comp w/ Bionet - UC	Bionet "
"	TNC-DG-BA002		TNC-DG-BA002	https://www.medten.com/product/7749	Replacement	Reusable	Draeger	Batteries	Accessories	Replacement battery SC7000	Reusable Replacement battery SC7000			1	0				Ultrasound Foetal Transducer - comp w/ Bionet - Uterine Contractions		Ultrasound Foetal Transducer - comp w/ Bionet - UC	Bionet "
"	TNC-GE-BA003		TNC-GE-BA003	https://www.medten.com/product/7750	Replacement		GE Healthcare	Batteries	Accessories	Replacement battery 92916781	Replacement battery 92916781	used for Patient Monitor GE Dash 2000","GE Marquette Dash 2000"," General Electric-GE Dash 2000"," replacement for GE 92916781"," 95916781 REV B"," B11325"," M5424"," MD-BY10",AS11325,"OM11325	Replacement battery 92916781used for Patient Monitor GE Dash 2000","GE Marquette Dash 2000"," General Electric-GE Dash 2000"," replacement for GE 92916781"," 95916781 REV B"," B11325"," M5424"," MD-BY10",AS11325,"OM11325	1	0				Ultrasound Foetal Transducer - comp w/ Bionet - Uterine Contractions		Ultrasound Foetal Transducer - comp w/ Bionet - UC	Bionet "
"	TNC-GE-BA004		TNC-GE-BA004	https://www.medten.com/product/7751	Replacement		GE Healthcare	Batteries	Accessories	Replacement battery 30344409	Replacement battery 30344409			1	0				Ultrasound Foetal Transducer - comp w/ Bionet - Uterine Contractions		Ultrasound Foetal Transducer - comp w/ Bionet - UC	Bionet "
"	TNC-GE-BA005		TNC-GE-BA005	https://www.medten.com/product/7752	Replacement		GE Healthcare	Batteries	Accessories	Replacement battery 2023852-029	Replacement battery 2023852-029	used for Patient Monitor GE DASH 2500"," DASH 1800","replacement for GE 2023852-029"," N1082"," Interstate Batteries AMED2250"," 2023227-001"," M2828	Replacement battery 2023852-029used for Patient Monitor GE DASH 2500"," DASH 1800","replacement for GE 2023852-029"," N1082"," Interstate Batteries AMED2250"," 2023227-001"," M2828	1	0				Ultrasound Foetal Transducer - comp w/ Bionet - Uterine Contractions		Ultrasound Foetal Transducer - comp w/ Bionet - UC	Bionet "
"	TNC-GE-BA006		TNC-GE-BA006	https://www.medten.com/product/7753	Replacement		GE Healthcare	Batteries	Accessories	Replacement battery 10HR4/3AU	Replacement battery 10HR4/3AU	used for Patient Monitor GE Datex-Ohmeda S5",S5CAM,S/5,S/5CAM," replacement for GE 10HR4/3AU"," 17014"," AMED2002. B11221"," R&d Batteries 5010	Replacement battery 10HR4/3AUused for Patient Monitor GE Datex-Ohmeda S5",S5CAM,S/5,S/5CAM," replacement for GE 10HR4/3AU"," 17014"," AMED2002. B11221"," R&d Batteries 5010	1	0				Ultrasound Foetal Transducer - comp w/ Bionet - Uterine Contractions		Ultrasound Foetal Transducer - comp w/ Bionet - UC	Bionet "
"	TNC-GW-BA007		TNC-GW-BA007	https://www.medten.com/product/7754	Replacement		Goldway	Batteries	Accessories	Replacement battery Li3S200A	Replacement battery Li3S200A	used for Patient Monitor Goldway Philips GS10"," GS20"," G30"," G40"," G30E"," G40E	Replacement battery Li3S200Aused for Patient Monitor Goldway Philips GS10"," GS20"," G30"," G40"," G30E"," G40E	1	0				Ultrasound Foetal Transducer - comp w/ Bionet - Uterine Contractions		Ultrasound Foetal Transducer - comp w/ Bionet - UC	Bionet "
"	TNC-MR-BA008		TNC-MR-BA008	https://www.medten.com/product/7755	Replacement	Reusable	Mindray	Batteries	Accessories	Replacement battery LI13I001A	Reusable Replacement battery LI13I001A	used for Patient Monitor Mindray IMEC8"," IMEC10"," IMEC12"," IPM8"," IPM10"," IPM12"," IMEC5"," IMEC7	Replacement battery LI13I001Aused for Patient Monitor Mindray IMEC8"," IMEC10"," IMEC12"," IPM8"," IPM10"," IPM12"," IMEC5"," IMEC7	1	0				Ultrasound Foetal Transducer - comp w/ Bionet - Uterine Contractions		Ultrasound Foetal Transducer - comp w/ Bionet - UC	Bionet "
"	TNC-MR-BA010		TNC-MR-BA010	https://www.medten.com/product/7757	Replacement		Mindray	Batteries	Accessories	Replacement battery Mindray 0146-00-0079	Replacement battery Mindray 0146-00-0079	used for Patient Monitor Mindray Duo monitor Datascope	Replacement battery Mindray 0146-00-0079used for Patient Monitor Mindray Duo monitor Datascope	1	0				Ultrasound Foetal Transducer - comp w/ Bionet - Uterine Contractions		Ultrasound Foetal Transducer - comp w/ Bionet - UC	Bionet "
"	TNC-NK-BA012		TNC-NK-BA012	https://www.medten.com/product/7758	Replacement		Nihon Kohden	Batteries	Accessories	Replacement battery Nihon Kohden 10HR-4	Replacement battery Nihon Kohden 10HR-4			1	0				Ultrasound Foetal Transducer - comp w/ Bionet - Uterine Contractions		Ultrasound Foetal Transducer - comp w/ Bionet - UC	Bionet "
"	TNC-NK-BA013		TNC-NK-BA013	https://www.medten.com/product/7759	Replacement		Nihon Kohden	Batteries	Accessories	Replacement battery Nihon Kohden 10HP-4/3FAUR-NK	Replacement battery Nihon Kohden 10HP-4/3FAUR-NK	'used for Patient Monitor NIHON KOHDEN WS-231P"," QI-231P"," QI-236P"," replacement for Nihon Kohden10HP-4/3FAUR-NK"," X062"," YS-076P5	Ultrasound Foetal Transducer - comp w/ Bionet - Uterine Contractions		Ultrasound Foetal Transducer - comp w/ Bionet - UC	Bionet "
"	'Replacement battery Nihon Kohden 10HP-4/3FAUR-NKused for Patient Monitor NIHON KOHDEN WS-231P"," QI-231P"," QI-236P"," replacement for Nihon Kohden10HP-4/3FAUR-NK"," X062"," YS-076P5	'	'Replacement battery Nihon Kohden 10HP-4/3FAUR-NKused for Patient Monitor NIHON KOHDEN WS-231P"," QI-231P"," QI-236P"," replacement for Nihon Kohden10HP-4/3FAUR-NK"," X062"," YS-076P5	Ultrasound Foetal Transducer - comp w/ Bionet - Uterine Contractions		Ultrasound Foetal Transducer - comp w/ Bionet - UC	Bionet "
"	1	'	1	0				Ultrasound Foetal Transducer - comp w/ Bionet - Uterine Contractions		Ultrasound Foetal Transducer - comp w/ Bionet - UC	Bionet "
"	TNC-NK-BA014		TNC-NK-BA014	https://www.medten.com/product/7760	Replacement		Nihon Kohden	Batteries	Accessories	Replacement battery Nihon Kohden SB-201P	Replacement battery Nihon Kohden SB-201P	used for Patient Monitor Nihon Kohden PVM-2700"," PVM-2703"," PVM-2701"," replacement for Nihon Kohden SB-201P"," X076	Replacement battery Nihon Kohden SB-201Pused for Patient Monitor Nihon Kohden PVM-2700"," PVM-2703"," PVM-2701"," replacement for Nihon Kohden SB-201P"," X076	1	0				Ultrasound Foetal Transducer - comp w/ Bionet - Uterine Contractions		Ultrasound Foetal Transducer - comp w/ Bionet - UC	Bionet "
"	TNC-NK-BA015		TNC-NK-BA015	https://www.medten.com/product/7761	Replacement		Nihon Kohden	Batteries	Accessories	Replacement battery Nihon Kohden VBD1/YZ-0308	Replacement battery Nihon Kohden VBD1/YZ-0308	used for EEG Machine Nihon Kohden Wireless EEG"," WEE-1000A/K"," ZB-101AA/AK"," replacement for Nihon Kohden VBD1/YZ-0308	Replacement battery Nihon Kohden VBD1/YZ-0308used for EEG Machine Nihon Kohden Wireless EEG"," WEE-1000A/K"," ZB-101AA/AK"," replacement for Nihon Kohden VBD1/YZ-0308	1	0				Ultrasound Foetal Transducer - comp w/ Bionet - Uterine Contractions		Ultrasound Foetal Transducer - comp w/ Bionet - UC	Bionet "
"	TNC-NK-BA017		TNC-NK-BA017	https://www.medten.com/product/7762	Replacement		Nihon Kohden	Batteries	Accessories	Replacement battery for Nihon Kohden SB-752P	Replacement battery for Nihon Kohden SB-752P	used for Patient Monitor Nihon Kohden SVM-7501"," SVM-7601K	Replacement battery for Nihon Kohden SB-752Pused for Patient Monitor Nihon Kohden SVM-7501"," SVM-7601K	1	0				Ultrasound Foetal Transducer - comp w/ Bionet - Uterine Contractions		Ultrasound Foetal Transducer - comp w/ Bionet - UC	Bionet "
"	TNC-NK-BA018		TNC-NK-BA018	https://www.medten.com/product/7763	Replacement		Nihon Kohden	Batteries	Accessories	Replacement battery for Nihon Kohden NKB-302	Replacement battery for Nihon Kohden NKB-302	used for Patient Monitor Nihon Kohden OPV-1500"," OPV-1500K"," replacement for Nihon Kohden NKB-302/NKB-302","X064	Replacement battery for Nihon Kohden NKB-302used for Patient Monitor Nihon Kohden OPV-1500"," OPV-1500K"," replacement for Nihon Kohden NKB-302/NKB-302","X064	1	0				Ultrasound Foetal Transducer - comp w/ Bionet - Uterine Contractions		Ultrasound Foetal Transducer - comp w/ Bionet - UC	Bionet "
"	TNC-GW-BA019		TNC-GW-BA019	https://www.medten.com/product/7764	Replacement	Reusable	Goldway	Batteries	Accessories	Replacement battery for Philips Goldway R202i	Reusable Replacement battery for Philips Goldway R202i			1	0				Ultrasound Foetal Transducer - comp w/ Bionet - Uterine Contractions		Ultrasound Foetal Transducer - comp w/ Bionet - UC	Bionet "
"	TNC-PH-BA020		TNC-PH-BA020	https://www.medten.com/product/7765	Replacement		Philips	Batteries	Accessories	Replacement battery for Philips 0859-0012	Replacement battery for Philips 0859-0012	used for Patient Monitor Philips A3"," Agilent A3"," M3926A"," M3927A"," M3928"," M3929A"," Nellcor NPB 4000	Replacement battery for Philips 0859-0012used for Patient Monitor Philips A3"," Agilent A3"," M3926A"," M3927A"," M3928"," M3929A"," Nellcor NPB 4000	1	0				Ultrasound Foetal Transducer - comp w/ Bionet - Uterine Contractions		Ultrasound Foetal Transducer - comp w/ Bionet - UC	Bionet "
"	TNC-PH-BA021		TNC-PH-BA021	https://www.medten.com/product/7766	Replacement		Philips	Batteries	Accessories	Replacement battery for Philips NJ1020HP	Replacement battery for Philips NJ1020HP	used for Patient Monitor Philips Agilent M2"," M3"," M4"," M3000A"," M3015A"," M3016A"," YM6000"," replacement for Philips NJ1020HP"," NJ1020"," NJ1020AVP	Replacement battery for Philips NJ1020HPused for Patient Monitor Philips Agilent M2"," M3"," M4"," M3000A"," M3015A"," M3016A"," YM6000"," replacement for Philips NJ1020HP"," NJ1020"," NJ1020AVP	1	0				Ultrasound Foetal Transducer - comp w/ Bionet - Uterine Contractions		Ultrasound Foetal Transducer - comp w/ Bionet - UC	Bionet "
"	TNC-SL-BA024		TNC-SL-BA024	https://www.medten.com/product/7767	Replacement		Spacelabs	Batteries	Accessories	Replacement battery for Spacelabs LI202S-7800	Replacement battery for Spacelabs LI202S-7800	used for Patient Monitor Spacelabs ELS5"," mCare300"," mCare300D"," replacement for Spacelabs LI202S-7800"," LI202S-78A"," 146-0127-00	Replacement battery for Spacelabs LI202S-7800used for Patient Monitor Spacelabs ELS5"," mCare300"," mCare300D"," replacement for Spacelabs LI202S-7800"," LI202S-78A"," 146-0127-00	1	0				Ultrasound Foetal Transducer - comp w/ Bionet - Uterine Contractions		Ultrasound Foetal Transducer - comp w/ Bionet - UC	Bionet "
"	TNC-WA-BA025		TNC-WA-BA025	https://www.medten.com/product/7768	Replacement		Welch Allyn	Batteries	Accessories	Replacement battery for Welch-Allyn 5300-101	Replacement battery for Welch-Allyn 5300-101			1	0				Ultrasound Foetal Transducer - comp w/ Bionet - Uterine Contractions		Ultrasound Foetal Transducer - comp w/ Bionet - UC	Bionet "
"	TNC-WA-BA026		TNC-WA-BA026	https://www.medten.com/product/7769	Replacement		Welch Allyn	Batteries	Accessories	Replacement battery for Welch-Allyn 45NEO-E6/B11453	Replacement battery for Welch-Allyn 45NEO-E6/B11453	used for Patient Monitor Welch-Allyn 45MEO"," 45NEO"," 450TO"," 450EO"," 45NTO"," 45MTO"," Spot Vital Signa Lxi"," replacement for Welch-Allyn 45NEO-E6/B11453"," 4500-84","400732	Replacement battery for Welch-Allyn 45NEO-E6/B11453used for Patient Monitor Welch-Allyn 45MEO"," 45NEO"," 450TO"," 450EO"," 45NTO"," 45MTO"," Spot Vital Signa Lxi"," replacement for Welch-Allyn 45NEO-E6/B11453"," 4500-84","400732	1	0				Ultrasound Foetal Transducer - comp w/ Bionet - Uterine Contractions		Ultrasound Foetal Transducer - comp w/ Bionet - UC	Bionet "
"	TNC-WA-BA027		TNC-WA-BA027	https://www.medten.com/product/7770	Replacement		Welch Allyn	Batteries	Accessories	Replacement battery for Welch-Allyn Lxi/105632	Replacement battery for Welch-Allyn Lxi/105632	used for Patient Monitor Welch-Allyn LXi"," 45NEO-E6"," replacement for Welch Allyn Lxi/105632"," 21FR27/66-2	Replacement battery for Welch-Allyn Lxi/105632used for Patient Monitor Welch-Allyn LXi"," 45NEO-E6"," replacement for Welch Allyn Lxi/105632"," 21FR27/66-2	1	0				Ultrasound Foetal Transducer - comp w/ Bionet - Uterine Contractions		Ultrasound Foetal Transducer - comp w/ Bionet - UC	Bionet "
"	SA-155-24		SA-155-24	https://www.medten.com/product/7771	Replacement	Reusable	Nihon Kohden	SpO2 Adapter Cables	Accessories	Nihon Kohden SpO2 Adapter Cable JL-701P	Reusable Nihon Kohden SpO2 Adapter Cable JL-701P	Replacement: 2.4m"," use with Nihon Kohden sensor"," Reusable	Nihon Kohden SpO2 Adapter Cable JL-701P"," 2.4m"," use with Nihon Kohden sensor"," Reusable	1	6				Ultrasound Foetal Transducer - comp w/ Bionet - Uterine Contractions		Ultrasound Foetal Transducer - comp w/ Bionet - UC	Bionet "
"	TNC-ED-BA001		TNC-ED-BA001	https://www.medten.com/product/7772	Replacement		Edan	Batteries	Accessories	Replacement battery for Edan HYLB-102	Replacement battery for Edan HYLB-102			1	0				Ultrasound Foetal Transducer - comp w/ Bionet - Uterine Contractions		Ultrasound Foetal Transducer - comp w/ Bionet - UC	Bionet "
"	KLN-084-01		KLN-084-01	https://www.medten.com/product/7773	Replacement	Reusable	GE Healthcare	Monitor/Module Parts	Parts	Keyboard Assembly (English version) for 421115-101	Reusable Keyboard Assembly (English version) for 421115-101	for GE MAC 5000/5500	Keyboard Assembly (English version) for 421115-101 for GE MAC 5000/5500	1	6				Ultrasound Foetal Transducer - comp w/ Bionet - Uterine Contractions		Ultrasound Foetal Transducer - comp w/ Bionet - UC	Bionet "
"	FUS-CM02		FUS-CM02	https://www.medten.com/product/7774	Replacement	Reusable	Comen	Fetal Transducers	Accessories	Comen Fetal Transducer	Reusable Comen Fetal Transducer	Replacement: 3.0m"," Ultrasound	Comen Fetal Transducer"," 3.0m"," Ultrasound	1	12				Ultrasound Foetal Transducer - comp w/ Bionet - Uterine Contractions		Ultrasound Foetal Transducer - comp w/ Bionet - UC	Bionet "
"	TNC-NK-PA002		TNC-NK-PA002	https://www.medten.com/product/7776	Replacement	Disposable	Nihon Kohden	EKG Chart Paper	Accessories	Replacement-Recording Paper 50mm*30m	Disposable Replacement-Recording Paper 50mm*30m	for ECG Machines NIHON KOHDEN TEC-7621C"," 7631C"," 7511C"," FUKUDA FX-2111"," ECG-11	Replacement-Recording Paper 50mm*30mfor ECG Machines NIHON KOHDEN TEC-7621C"," 7631C"," 7511C"," FUKUDA FX-2111"," ECG-11	100	0				Ultrasound Foetal Transducer - comp w/ Bionet - Uterine Contractions		Ultrasound Foetal Transducer - comp w/ Bionet - UC	Bionet "
"	TNC-NK-PA003		TNC-NK-PA003	https://www.medten.com/product/7777	Replacement	Disposable	Nihon Kohden	EKG Chart Paper	Accessories	Replacement-Recording Paper 50mm*100mm-300P	Disposable Replacement-Recording Paper 50mm*100mm-300P	for ECG Machines NIHON KOHDEN BSM-7200K"," NIHON KOHDEN TEC-7100K"," 7200K"," 7300K"," 7531C"," 7521C"," 7511C	Replacement-Recording Paper 50mm*100mm-300Pfor ECG Machines NIHON KOHDEN BSM-7200K"," NIHON KOHDEN TEC-7100K"," 7200K"," 7300K"," 7531C"," 7521C"," 7511C	100	0				Ultrasound Foetal Transducer - comp w/ Bionet - Uterine Contractions		Ultrasound Foetal Transducer - comp w/ Bionet - UC	Bionet "
"	TNC-GE-PA007		TNC-GE-PA007	https://www.medten.com/product/7778	Replacement	Disposable	GE Healthcare	EKG Chart Paper	Accessories	Replacement-Recording Paper 210mm*280mm-200P	Disposable Replacement-Recording Paper 210mm*280mm-200P	used for ECG Machines GE MAC-3500"," Welch Allyn CP10/CP20	Replacement-Recording Paper 210mm*280mm-200Pused for ECG Machines GE MAC-3500"," Welch Allyn CP10/CP20	10	0				Ultrasound Foetal Transducer - comp w/ Bionet - Uterine Contractions		Ultrasound Foetal Transducer - comp w/ Bionet - UC	Bionet "
"	TNC-PHH-PA006		TNC-PHH-PA006	https://www.medten.com/product/7779	Replacement	Disposable	Philips	EKG Chart Paper	Accessories	Replacement-Recording Paper 210mm*300mm-200P	Disposable Replacement-Recording Paper 210mm*300mm-200P	'used for ECG Machines Philips(HP)(Hewlett Packard) HP1772A","	Ultrasound Foetal Transducer - comp w/ Bionet - Uterine Contractions		Ultrasound Foetal Transducer - comp w/ Bionet - UC	Bionet "
"	'Replacement-Recording Paper 210mm*300mm-200Pused for ECG Machines Philips(HP)(Hewlett Packard) HP1772A","	TC20"," TC30"," TC50"," TC70'	'Replacement-Recording Paper 210mm*300mm-200Pused for ECG Machines Philips(HP)(Hewlett Packard) HP1772A","	Ultrasound Foetal Transducer - comp w/ Bionet - Uterine Contractions		Ultrasound Foetal Transducer - comp w/ Bionet - UC	Bionet "
"	20	TC20"," TC30"," TC50"," TC70'	20	0				Ultrasound Foetal Transducer - comp w/ Bionet - Uterine Contractions		Ultrasound Foetal Transducer - comp w/ Bionet - UC	Bionet "
"	TNC-GE-PA009		TNC-GE-PA009	https://www.medten.com/product/7780	Replacement	Disposable	GE Healthcare	EKG Chart Paper	Accessories	Replacement-Recording Paper 210mm*295mm-100P	Disposable Replacement-Recording Paper 210mm*295mm-100P	used for ECG Machines GE MAC-1200"," 1600",2000," Edan SE-12/SE-1200"," Mindray R12A	Replacement-Recording Paper 210mm*295mm-100Pused for ECG Machines GE MAC-1200"," 1600",2000," Edan SE-12/SE-1200"," Mindray R12A	10	0				Ultrasound Foetal Transducer - comp w/ Bionet - Uterine Contractions		Ultrasound Foetal Transducer - comp w/ Bionet - UC	Bionet "
"	TNC-AL-PA010		TNC-AL-PA010	https://www.medten.com/product/7781	Replacement	Disposable	Analogic	Fetal Monitor Chart Paper	Accessories	Replacement-Recording Paper 152mm*90mm-150P	Disposable Replacement-Recording Paper 152mm*90mm-150P	used for Fetal Monitor ANALOGIC 3000"," GE170 SERIES	Replacement-Recording Paper 152mm*90mm-150Pused for Fetal Monitor ANALOGIC 3000"," GE170 SERIES	100	0				Ultrasound Foetal Transducer - comp w/ Bionet - Uterine Contractions		Ultrasound Foetal Transducer - comp w/ Bionet - UC	Bionet "
"	TNC-PH-PA014		TNC-PH-PA014	https://www.medten.com/product/7783	Replacement	Disposable	Philips	Fetal Monitor Chart Paper	Accessories	Replacement-Recording Paper 150mm*100mm-150P	Disposable Replacement-Recording Paper 150mm*100mm-150P	used for Fetal Monitor Philips FM20/M2702A/M1911A	Replacement-Recording Paper 150mm*100mm-150Pused for Fetal Monitor Philips FM20/M2702A/M1911A	100	0				Ultrasound Foetal Transducer - comp w/ Bionet - Uterine Contractions		Ultrasound Foetal Transducer - comp w/ Bionet - UC	Bionet "
"	TNC-NK-PA016		TNC-NK-PA016	https://www.medten.com/product/7784	Replacement	Disposable	Nihon Kohden	EKG Chart Paper	Accessories	Replacement-Recording Paper 63mm*30m	Disposable Replacement-Recording Paper 63mm*30m	used for ECG Machines NIHON KOHDENECG 8110K/P"," 9620P",1150P," FUKUDA FX-2155"," FX-7101/7102	Replacement-Recording Paper 63mm*30mused for ECG Machines NIHON KOHDENECG 8110K/P"," 9620P",1150P," FUKUDA FX-2155"," FX-7101/7102	150	0				Ultrasound Foetal Transducer - comp w/ Bionet - Uterine Contractions		Ultrasound Foetal Transducer - comp w/ Bionet - UC	Bionet "
"	TNC-BLT-PA002		TNC-BLT-PA002	https://www.medten.com/product/7785	Replacement	Disposable	Biolight	EKG Chart Paper	Accessories	Replacement-Recording Paper 80mm*20m(?16)	Disposable Replacement-Recording Paper 80mm*20m(?16)	used for ECG Machines Biolight BLT-1203"," CONTEC 300G	Replacement-Recording Paper 80mm*20m(?16)used for ECG Machines Biolight BLT-1203"," CONTEC 300G	100	0				Ultrasound Foetal Transducer - comp w/ Bionet - Uterine Contractions		Ultrasound Foetal Transducer - comp w/ Bionet - UC	Bionet "
"	TNC-ED-PA003		TNC-ED-PA003	https://www.medten.com/product/7786	Replacement	Disposable	Edan	EKG Chart Paper	Accessories	Replacement-Recording Paper 80mm*20m(?12)	Disposable Replacement-Recording Paper 80mm*20m(?12)	used for ECG Machines EDAN SE-3 Zoncare1203"," Comen CM300"," Mindray DECG-03A"," GE MAC-C3	Replacement-Recording Paper 80mm*20m(?12)used for ECG Machines EDAN SE-3 Zoncare1203"," Comen CM300"," Mindray DECG-03A"," GE MAC-C3	100	0				Ultrasound Foetal Transducer - comp w/ Bionet - Uterine Contractions		Ultrasound Foetal Transducer - comp w/ Bionet - UC	Bionet "
"	TNC-NK-PA004		TNC-NK-PA004	https://www.medten.com/product/7787	Replacement	Disposable	Nihon Kohden	EKG Chart Paper	Accessories	Replacement-Recording Paper 145mm*30m	Disposable Replacement-Recording Paper 145mm*30m	used for ECG Machines NIHON KOHDEN 6353	Replacement-Recording Paper 145mm*30mused for ECG Machines NIHON KOHDEN 6353	50	0				Ultrasound Foetal Transducer - comp w/ Bionet - Uterine Contractions		Ultrasound Foetal Transducer - comp w/ Bionet - UC	Bionet "
"	TNC-FKD-PA005		TNC-FKD-PA005	https://www.medten.com/product/7788	Replacement	Disposable	Fukuda Denshi	EKG Chart Paper	Accessories	Replacement-Recording Paper 144mm*30m	Disposable Replacement-Recording Paper 144mm*30m	used for ECG Machines FUKUDA FX-3010/3101/7302/8222	Replacement-Recording Paper 144mm*30mused for ECG Machines FUKUDA FX-3010/3101/7302/8222	50	0				Ultrasound Foetal Transducer - comp w/ Bionet - Uterine Contractions		Ultrasound Foetal Transducer - comp w/ Bionet - UC	Bionet "
"	TNC-KN-PA006		TNC-KN-PA006	https://www.medten.com/product/7789	Replacement	Disposable	Kenz	EKG Chart Paper	Accessories	Replacement-Recording Paper 112mm*27m(?10)	Disposable Replacement-Recording Paper 112mm*27m(?10)	used for ECG Machines KENZ 302	Replacement-Recording Paper 112mm*27m(?10)used for ECG Machines KENZ 302	100	0				Ultrasound Foetal Transducer - comp w/ Bionet - Uterine Contractions		Ultrasound Foetal Transducer - comp w/ Bionet - UC	Bionet "
"	TNC-ZC-PA007		TNC-ZC-PA007	https://www.medten.com/product/7790	Replacement	Disposable	Zoncare	EKG Chart Paper	Accessories	Replacement-Recording Paper 112mm*27m(?16)	Disposable Replacement-Recording Paper 112mm*27m(?16)	used for ECG Machines DongJiang 1206"," Biocare 6010"," YaXin ECG-923A"," Zoncare 1206	Replacement-Recording Paper 112mm*27m(?16)used for ECG Machines DongJiang 1206"," Biocare 6010"," YaXin ECG-923A"," Zoncare 1206	100	0				Ultrasound Foetal Transducer - comp w/ Bionet - Uterine Contractions		Ultrasound Foetal Transducer - comp w/ Bionet - UC	Bionet "
"	TNC-KN-PA008		TNC-KN-PA008	https://www.medten.com/product/7791	Replacement	Disposable	Kenz	EKG Chart Paper	Accessories	Replacement-Recording Paper 112mm*90mm-200Sheet	Disposable Replacement-Recording Paper 112mm*90mm-200Sheet	used for ECG Machines KENZ 302	Replacement-Recording Paper 112mm*90mm-200Sheetused for ECG Machines KENZ 302	100	0				Ultrasound Foetal Transducer - comp w/ Bionet - Uterine Contractions		Ultrasound Foetal Transducer - comp w/ Bionet - UC	Bionet "
"	TNC-SC-PA009		TNC-SC-PA009	https://www.medten.com/product/7792	Replacement	Disposable	Schiller	EKG Chart Paper	Accessories	Replacement-Recording Paper 80mm*70mm-200Sheet	Disposable Replacement-Recording Paper 80mm*70mm-200Sheet	used for ECG Machines SCHILLER AT-101	Replacement-Recording Paper 80mm*70mm-200Sheetused for ECG Machines SCHILLER AT-101	100	0				Ultrasound Foetal Transducer - comp w/ Bionet - Uterine Contractions		Ultrasound Foetal Transducer - comp w/ Bionet - UC	Bionet "
"	TNC-GE-PA010		TNC-GE-PA010	https://www.medten.com/product/7793	Replacement	Disposable	GE Healthcare	EKG Chart Paper	Accessories	Replacement-Recording Paper 80mm*90mm-200 Sheet	Disposable Replacement-Recording Paper 80mm*90mm-200 Sheet	used for ECG Machines GE MAC-400	Replacement-Recording Paper 80mm*90mm-200 Sheetused for ECG Machines GE MAC-400	100	0				Ultrasound Foetal Transducer - comp w/ Bionet - Uterine Contractions		Ultrasound Foetal Transducer - comp w/ Bionet - UC	Bionet "
"	TNC-SC-PA011		TNC-SC-PA011	https://www.medten.com/product/7794	Replacement	Disposable	Schiller	EKG Chart Paper	Accessories	Replacement-Recording Paper 90mm*90mm-200 Sheet	Disposable Replacement-Recording Paper 90mm*90mm-200 Sheet	used for ECG Machines SCHILLER AT-1"," AT-1011	Replacement-Recording Paper 90mm*90mm-200 Sheetused for ECG Machines SCHILLER AT-1"," AT-1011	100	0				Ultrasound Foetal Transducer - comp w/ Bionet - Uterine Contractions		Ultrasound Foetal Transducer - comp w/ Bionet - UC	Bionet "
"	TNC-GE-PA012		TNC-GE-PA012	https://www.medten.com/product/7795	Replacement	Disposable	GE Healthcare	EKG Chart Paper	Accessories	Replacement-Recording Paper 90mm*90mm-200Sheet	Disposable Replacement-Recording Paper 90mm*90mm-200Sheet	used for ECG Machines GE MAC-500	Replacement-Recording Paper 90mm*90mm-200Sheetused for ECG Machines GE MAC-500	100	0				Ultrasound Foetal Transducer - comp w/ Bionet - Uterine Contractions		Ultrasound Foetal Transducer - comp w/ Bionet - UC	Bionet "
"	TNC-ZL-PA013		TNC-ZL-PA013	https://www.medten.com/product/7796	Replacement	Disposable	Zoll	EKG Chart Paper	Accessories	Replacement-Recording Paper 90mm*90mm-200 Sheet	Disposable Replacement-Recording Paper 90mm*90mm-200 Sheet	used for ECG Machines Z0LL M Series	Replacement-Recording Paper 90mm*90mm-200 Sheetused for ECG Machines Z0LL M Series	100	0				Ultrasound Foetal Transducer - comp w/ Bionet - Uterine Contractions		Ultrasound Foetal Transducer - comp w/ Bionet - UC	Bionet "
"	TNC-GE-PA001		TNC-GE-PA001	https://www.medten.com/product/7797	Replacement	Disposable	GE Healthcare	EKG Chart Paper	Accessories	Replacement-Recording Paper 110mm*140mm-200 Sheet GE / 2036970-001	Disposable Replacement-Recording Paper 110mm*140mm-200 Sheet GE / 2036970-001	used for ECG Machines GE MAC-800	Replacement-Recording Paper 110mm*140mm-200 Sheet GE / 2036970-001used for ECG Machines GE MAC-800	100	0				Ultrasound Foetal Transducer - comp w/ Bionet - Uterine Contractions		Ultrasound Foetal Transducer - comp w/ Bionet - UC	Bionet "
"	TNC-FKD-PA002		TNC-FKD-PA002	https://www.medten.com/product/7798	Replacement	Disposable	Fukuda Denshi	EKG Chart Paper	Accessories	Replacement-Recording Paper 110mm*140mm-20m	Disposable Replacement-Recording Paper 110mm*140mm-20m	used for ECG Machines FUKUDA 7202 SE-601 0P-222TEC"," Comen CM600	Replacement-Recording Paper 110mm*140mm-20mused for ECG Machines FUKUDA 7202 SE-601 0P-222TEC"," Comen CM600	100	0				Ultrasound Foetal Transducer - comp w/ Bionet - Uterine Contractions		Ultrasound Foetal Transducer - comp w/ Bionet - UC	Bionet "
"	TNC-NK-PA018		TNC-NK-PA018	https://www.medten.com/product/7799	Replacement	Disposable	Nihon Kohden	EKG Chart Paper	Accessories	Replacement-Recording Paper 110mm*140mm-20m	Disposable Replacement-Recording Paper 110mm*140mm-20m	used for ECG Machines NIHON KOHDEN 9010/9020K/P"," ECG-90C/92C/1250P	Replacement-Recording Paper 110mm*140mm-20mused for ECG Machines NIHON KOHDEN 9010/9020K/P"," ECG-90C/92C/1250P	100	0				Ultrasound Foetal Transducer - comp w/ Bionet - Uterine Contractions		Ultrasound Foetal Transducer - comp w/ Bionet - UC	Bionet "
"	TNC-NK-PA006		TNC-NK-PA006	https://www.medten.com/product/7800	Replacement	Disposable	Nihon Kohden	EKG Chart Paper	Accessories	Replacement-Recording Paper 110mm*140mm-20m	Disposable Replacement-Recording Paper 110mm*140mm-20m	used for ECG Machines NIHON KOHDEN 9010/9020K/P"," ECG-900/92C/1250P	Replacement-Recording Paper 110mm*140mm-20mused for ECG Machines NIHON KOHDEN 9010/9020K/P"," ECG-900/92C/1250P	100	0				Ultrasound Foetal Transducer - comp w/ Bionet - Uterine Contractions		Ultrasound Foetal Transducer - comp w/ Bionet - UC	Bionet "
"	TNC-FKD-PA001		TNC-FKD-PA001	https://www.medten.com/product/7803	Replacement	Disposable	Fukuda Denshi	EKG Chart Paper	Accessories	Replacement-Recording Paper 210mm*30m	Disposable Replacement-Recording Paper 210mm*30m	used for ECG Machines FUKUDA FX-8322/FX-7500/FX-7542/FX-7411FCP-7402"," DongJiang 1212"," Biocare 1200"," M&B ECG-1212	Replacement-Recording Paper 210mm*30mused for ECG Machines FUKUDA FX-8322/FX-7500/FX-7542/FX-7411FCP-7402"," DongJiang 1212"," Biocare 1200"," M&B ECG-1212	50	0				Ultrasound Foetal Transducer - comp w/ Bionet - Uterine Contractions		Ultrasound Foetal Transducer - comp w/ Bionet - UC	Bionet "
"	TNC-NK-PA017		TNC-NK-PA017	https://www.medten.com/product/7806	Replacement	Disposable	Nihon Kohden	EKG Chart Paper	Accessories	Replacement-Recording Paper 215mm*30m	Disposable Replacement-Recording Paper 215mm*30m	used for ECG Machines NIHON KOHDEN 8340 UCH3000"," AIDAN 12B	Replacement-Recording Paper 215mm*30mused for ECG Machines NIHON KOHDEN 8340 UCH3000"," AIDAN 12B	50	0				Ultrasound Foetal Transducer - comp w/ Bionet - Uterine Contractions		Ultrasound Foetal Transducer - comp w/ Bionet - UC	Bionet "
"	TNC-CM-PA003		TNC-CM-PA003	https://www.medten.com/product/7807	Replacement	Disposable	Comen	EKG Chart Paper	Accessories	Replacement-Recording Paper 216mm*20m	Disposable Replacement-Recording Paper 216mm*20m	used for ECG Machines Comen CM1200B"," AIDAN12B"," Biolight BLT-2012	Replacement-Recording Paper 216mm*20mused for ECG Machines Comen CM1200B"," AIDAN12B"," Biolight BLT-2012	50	0				Ultrasound Foetal Transducer - comp w/ Bionet - Uterine Contractions		Ultrasound Foetal Transducer - comp w/ Bionet - UC	Bionet "
"	TNC-NK-PA007		TNC-NK-PA007	https://www.medten.com/product/7808	Replacement	Disposable	Nihon Kohden	EKG Chart Paper	Accessories	Replacement-Recording Paper 210mm*140mm-20m No Grid	Disposable Replacement-Recording Paper 210mm*140mm-20m No Grid	used for ECG Machines NIHON KOHDEN 9130K/P"," ECG-1350P	Replacement-Recording Paper 210mm*140mm-20m No Gridused for ECG Machines NIHON KOHDEN 9130K/P"," ECG-1350P	100	0				Ultrasound Foetal Transducer - comp w/ Bionet - Uterine Contractions		Ultrasound Foetal Transducer - comp w/ Bionet - UC	Bionet "
"	TNC-NK-PA005		TNC-NK-PA005	https://www.medten.com/product/7809	Replacement	Disposable	Nihon Kohden	EKG Chart Paper	Accessories	Replacement-Recording Paper 210mm*140mm-20m Grid	Disposable Replacement-Recording Paper 210mm*140mm-20m Grid	used for ECG Machines NIHON KOHDEN ECG-9130/9110K/P"," ShangHai NIHON KOHDEN 2350 SE-1201"," Biocare1210/1215/1230/1260	Replacement-Recording Paper 210mm*140mm-20m Gridused for ECG Machines NIHON KOHDEN ECG-9130/9110K/P"," ShangHai NIHON KOHDEN 2350 SE-1201"," Biocare1210/1215/1230/1260	100	0				Ultrasound Foetal Transducer - comp w/ Bionet - Uterine Contractions		Ultrasound Foetal Transducer - comp w/ Bionet - UC	Bionet "
"	TNC-GE-PA006		TNC-GE-PA006	https://www.medten.com/product/7810	Replacement	Disposable	GE Healthcare	EKG Chart Paper	Accessories	Replacement-Recording Paper 215mm*280mm-200 Sheet	Disposable Replacement-Recording Paper 215mm*280mm-200 Sheet	used for ECG Machines GE MAG-5000	Replacement-Recording Paper 215mm*280mm-200 Sheetused for ECG Machines GE MAG-5000	20	0				Ultrasound Foetal Transducer - comp w/ Bionet - Uterine Contractions		Ultrasound Foetal Transducer - comp w/ Bionet - UC	Bionet "
"	TNC-MTR-PA007		TNC-MTR-PA007	https://www.medten.com/product/7811	Replacement	Disposable	Mortara	EKG Chart Paper	Accessories	Replacement-Recording Paper 210mm*300mm-200 Sheet	Disposable Replacement-Recording Paper 210mm*300mm-200 Sheet	used for ECG Machines Mortara ELI-250	Replacement-Recording Paper 210mm*300mm-200 Sheetused for ECG Machines Mortara ELI-250	10	0				Ultrasound Foetal Transducer - comp w/ Bionet - Uterine Contractions		Ultrasound Foetal Transducer - comp w/ Bionet - UC	Bionet "
"	TNC-GE-PA008		TNC-GE-PA008	https://www.medten.com/product/7812	Replacement	Disposable	GE Healthcare	EKG Chart Paper	Accessories	Replacement-Recording Paper 210mm*295mm-200 Sheet Thin	Disposable Replacement-Recording Paper 210mm*295mm-200 Sheet Thin	used for ECG Machines GE MAC-1200/1600/2000"," EDAN SE-12/SE-1200"," Mindray R12A	Replacement-Recording Paper 210mm*295mm-200 Sheet Thinused for ECG Machines GE MAC-1200/1600/2000"," EDAN SE-12/SE-1200"," Mindray R12A	20	0				Ultrasound Foetal Transducer - comp w/ Bionet - Uterine Contractions		Ultrasound Foetal Transducer - comp w/ Bionet - UC	Bionet "
"	TNC-NK-PA010		TNC-NK-PA010	https://www.medten.com/product/7813	Replacement	Disposable	Nihon Kohden	EKG Chart Paper	Accessories	Replacement-Recording Paper 210mm*150mm-200 Sheet No Grid	Disposable Replacement-Recording Paper 210mm*150mm-200 Sheet No Grid	used for ECG Machines NIHON KOHDEN ECG-9320K/9522"," Biocare IE12A	Replacement-Recording Paper 210mm*150mm-200 Sheet No Gridused for ECG Machines NIHON KOHDEN ECG-9320K/9522"," Biocare IE12A	50	0				Ultrasound Foetal Transducer - comp w/ Bionet - Uterine Contractions		Ultrasound Foetal Transducer - comp w/ Bionet - UC	Bionet "
"	TNC-NK-PA011		TNC-NK-PA011	https://www.medten.com/product/7814	Replacement	Disposable	Nihon Kohden	EKG Chart Paper	Accessories	Replacement-Recording Paper 210mm*295mm-200Sheet No Grid	Disposable Replacement-Recording Paper 210mm*295mm-200Sheet No Grid	used for ECG Machines NIHON KOHDEN ECG-9320K/9522	Replacement-Recording Paper 210mm*295mm-200Sheet No Gridused for ECG Machines NIHON KOHDEN ECG-9320K/9522	20	0				Ultrasound Foetal Transducer - comp w/ Bionet - Uterine Contractions		Ultrasound Foetal Transducer - comp w/ Bionet - UC	Bionet "
"	TNC-NK-PA012		TNC-NK-PA012	https://www.medten.com/product/7815	Replacement	Disposable	Nihon Kohden	EKG Chart Paper	Accessories	Replacement-Recording Paper 210mm*295mm-200 Sheet Grid	Disposable Replacement-Recording Paper 210mm*295mm-200 Sheet Grid	used for ECG Machines NIHON KOHDEN ECG-9320K/9522	Replacement-Recording Paper 210mm*295mm-200 Sheet Gridused for ECG Machines NIHON KOHDEN ECG-9320K/9522	20	0				Ultrasound Foetal Transducer - comp w/ Bionet - Uterine Contractions		Ultrasound Foetal Transducer - comp w/ Bionet - UC	Bionet "
"	TNC-KZ-PA013		TNC-KZ-PA013	https://www.medten.com/product/7816	Replacement	Disposable	Kenz	EKG Chart Paper	Accessories	Replacement-Recording Paper 210mm*150mm-150 Sheet	Disposable Replacement-Recording Paper 210mm*150mm-150 Sheet	used for ECG Machines KENZ 1210	Replacement-Recording Paper 210mm*150mm-150 Sheetused for ECG Machines KENZ 1210	50	0				Ultrasound Foetal Transducer - comp w/ Bionet - Uterine Contractions		Ultrasound Foetal Transducer - comp w/ Bionet - UC	Bionet "
"	TNC-KZ-PA014		TNC-KZ-PA014	https://www.medten.com/product/7817	Replacement	Disposable	Kenz	EKG Chart Paper	Accessories	Replacement-Recording Paper 210mm*150mm-200 Sheet	Disposable Replacement-Recording Paper 210mm*150mm-200 Sheet	used for ECG Machines KENZ 1211	Replacement-Recording Paper 210mm*150mm-200 Sheetused for ECG Machines KENZ 1211	50	0				Ultrasound Foetal Transducer - comp w/ Bionet - Uterine Contractions		Ultrasound Foetal Transducer - comp w/ Bionet - UC	Bionet "
"	TNC-NK-PA015		TNC-NK-PA015	https://www.medten.com/product/7818	Replacement	Disposable	Nihon Kohden	EKG Chart Paper	Accessories	Replacement-Recording Paper 210mm*150mm-200 Sheet	Disposable Replacement-Recording Paper 210mm*150mm-200 Sheet	used for ECG Machines NIHON KOHDEN 9320"," Biocare 12A	Replacement-Recording Paper 210mm*150mm-200 Sheetused for ECG Machines NIHON KOHDEN 9320"," Biocare 12A	50	0				Ultrasound Foetal Transducer - comp w/ Bionet - Uterine Contractions		Ultrasound Foetal Transducer - comp w/ Bionet - UC	Bionet "
"	TNC-SC-PA016		TNC-SC-PA016	https://www.medten.com/product/7819	Replacement	Disposable	Schiller	EKG Chart Paper	Accessories	Replacement-Recording Paper 210mm*280mm-200 Sheet	Disposable Replacement-Recording Paper 210mm*280mm-200 Sheet	used for ECG Machines SCHILLER P80 AT-2	Replacement-Recording Paper 210mm*280mm-200 Sheetused for ECG Machines SCHILLER P80 AT-2	20	0				Ultrasound Foetal Transducer - comp w/ Bionet - Uterine Contractions		Ultrasound Foetal Transducer - comp w/ Bionet - UC	Bionet "
"	TNC-SC-PA017		TNC-SC-PA017	https://www.medten.com/product/7820	Replacement	Disposable	Schiller	EKG Chart Paper	Accessories	Replacement-Recording Paper 210mm*280mm-200 Sheet	Disposable Replacement-Recording Paper 210mm*280mm-200 Sheet	used for ECG Machines SCHILER AT-102	Replacement-Recording Paper 210mm*280mm-200 Sheetused for ECG Machines SCHILER AT-102	20	0				Ultrasound Foetal Transducer - comp w/ Bionet - Uterine Contractions		Ultrasound Foetal Transducer - comp w/ Bionet - UC	Bionet "
"	TNC-ED-PA001		TNC-ED-PA001	https://www.medten.com/product/7821	Replacement	Disposable	Edan	Fetal Monitor Chart Paper	Accessories	Replacement-Recording Paper 112mm*90mm-150 Sheet	Disposable Replacement-Recording Paper 112mm*90mm-150 Sheet	used for Fetal Monitor EDAN MFM2-SERIES"," Sunmind MP-800A	Replacement-Recording Paper 112mm*90mm-150 Sheetused for Fetal Monitor EDAN MFM2-SERIES"," Sunmind MP-800A	100	0				Ultrasound Foetal Transducer - comp w/ Bionet - Uterine Contractions		Ultrasound Foetal Transducer - comp w/ Bionet - UC	Bionet "
"	TNC-CM-PA002		TNC-CM-PA002	https://www.medten.com/product/7822	Replacement	Disposable	Comen	Fetal Monitor Chart Paper	Accessories	Replacement-Recording Paper 112mm*90mm-150 Sheet	Disposable Replacement-Recording Paper 112mm*90mm-150 Sheet	used for Fetal Monitor Comen 5000C	Replacement-Recording Paper 112mm*90mm-150 Sheetused for Fetal Monitor Comen 5000C	100	0				Ultrasound Foetal Transducer - comp w/ Bionet - Uterine Contractions		Ultrasound Foetal Transducer - comp w/ Bionet - UC	Bionet "
"	TNC-ED-PA013		TNC-ED-PA013	https://www.medten.com/product/7823	Replacement	Disposable	Edan	Fetal Monitor Chart Paper	Accessories	Replacement-Recording Paper 112mm*100mm-150 Sheet	Disposable Replacement-Recording Paper 112mm*100mm-150 Sheet	used for Fetal Monitor EDAN MFM-800"," OSEN9000E"," Goldway UT-3000A"," Carewell GFM800P	Replacement-Recording Paper 112mm*100mm-150 Sheetused for Fetal Monitor EDAN MFM-800"," OSEN9000E"," Goldway UT-3000A"," Carewell GFM800P	100	0				Ultrasound Foetal Transducer - comp w/ Bionet - Uterine Contractions		Ultrasound Foetal Transducer - comp w/ Bionet - UC	Bionet "
"	TNC-AL-PA004		TNC-AL-PA004	https://www.medten.com/product/7824	Replacement	Disposable	Analogic	Fetal Monitor Chart Paper	Accessories	Replacement-Recording Paper 112mm*100mm-150 Sheet	Disposable Replacement-Recording Paper 112mm*100mm-150 Sheet	used for Fetal Monitor ANALOGIC ASF-020BS	Replacement-Recording Paper 112mm*100mm-150 Sheetused for Fetal Monitor ANALOGIC ASF-020BS	100	0				Ultrasound Foetal Transducer - comp w/ Bionet - Uterine Contractions		Ultrasound Foetal Transducer - comp w/ Bionet - UC	Bionet "
"	TNC-SR-PA005		TNC-SR-PA005	https://www.medten.com/product/7825	Replacement	Disposable	Sunray	Fetal Monitor Chart Paper	Accessories	Replacement-Recording Paper 112mm*100mm-150 Sheet	Disposable Replacement-Recording Paper 112mm*100mm-150 Sheet	used for Fetal Monitor Sunray SRF618B"," General G6A"," Guoteng GT-9001/9002"," Kangdun KT-800	Replacement-Recording Paper 112mm*100mm-150 Sheetused for Fetal Monitor Sunray SRF618B"," General G6A"," Guoteng GT-9001/9002"," Kangdun KT-800	100	0				Ultrasound Foetal Transducer - comp w/ Bionet - Uterine Contractions		Ultrasound Foetal Transducer - comp w/ Bionet - UC	Bionet "
"	TNC-SR-PA006		TNC-SR-PA006	https://www.medten.com/product/7826	Replacement	Disposable	Sunray	Fetal Monitor Chart Paper	Accessories	Replacement-Recording Paper 112mm*100mm-150 Sheet	Disposable Replacement-Recording Paper 112mm*100mm-150 Sheet	used for Fetal Monitor Sunray SRF618B++/618B5"," Comen 5000E"," Biolight BTD-2030	Replacement-Recording Paper 112mm*100mm-150 Sheetused for Fetal Monitor Sunray SRF618B++/618B5"," Comen 5000E"," Biolight BTD-2030	100	0				Ultrasound Foetal Transducer - comp w/ Bionet - Uterine Contractions		Ultrasound Foetal Transducer - comp w/ Bionet - UC	Bionet "
"	TNC-JP-PA007		TNC-JP-PA007	https://www.medten.com/product/7827	Replacement	Disposable	Jumper	Fetal Monitor Chart Paper	Accessories	Replacement-Recording Paper 112mm*100mm-150 Sheet	Disposable Replacement-Recording Paper 112mm*100mm-150 Sheet	used for Fetal Monitor Jumper JPD-300A	Replacement-Recording Paper 112mm*100mm-150 Sheetused for Fetal Monitor Jumper JPD-300A	100	0				Ultrasound Foetal Transducer - comp w/ Bionet - Uterine Contractions		Ultrasound Foetal Transducer - comp w/ Bionet - UC	Bionet "
"	TNC-BC-PA008		TNC-BC-PA008	https://www.medten.com/product/7828	Replacement	Disposable	Biocare	Fetal Monitor Chart Paper	Accessories	Replacement-Recording Paper 112mm*100mm-150Sheet	Disposable Replacement-Recording Paper 112mm*100mm-150Sheet	used for Fetal Monitor Biocare FM-801Y"," Zoncare DS-120B"," Aeon	Replacement-Recording Paper 112mm*100mm-150Sheetused for Fetal Monitor Biocare FM-801Y"," Zoncare DS-120B"," Aeon	100	0				Ultrasound Foetal Transducer - comp w/ Bionet - Uterine Contractions		Ultrasound Foetal Transducer - comp w/ Bionet - UC	Bionet "
"	TNC-GE-PA003		TNC-GE-PA003	https://www.medten.com/product/7829	Replacement	Disposable	GE Healthcare	Fetal Monitor Chart Paper	Accessories	Replacement-Recording Paper 152mm*90mm-150 Sheet	Disposable Replacement-Recording Paper 152mm*90mm-150 Sheet	used for Fetal Monitor GE COROMETRICS AM115"," EDAN F2/F3/F6/F9"," Taiyi TS9101/9102/5001/5002"," Biolight F30/F50"," Jumper JPD-300P	Replacement-Recording Paper 152mm*90mm-150 Sheetused for Fetal Monitor GE COROMETRICS AM115"," EDAN F2/F3/F6/F9"," Taiyi TS9101/9102/5001/5002"," Biolight F30/F50"," Jumper JPD-300P	100	0				Ultrasound Foetal Transducer - comp w/ Bionet - Uterine Contractions		Ultrasound Foetal Transducer - comp w/ Bionet - UC	Bionet "
"	TNC-CM-PA011		TNC-CM-PA011	https://www.medten.com/product/7830	Replacement	Disposable	Comen	Fetal Monitor Chart Paper	Accessories	Replacement-Recording Paper 150mm*90mm-150Sheet	Disposable Replacement-Recording Paper 150mm*90mm-150Sheet	used for Fetal Monitor Comen 5000D/5000F/C20	Replacement-Recording Paper 150mm*90mm-150Sheetused for Fetal Monitor Comen 5000D/5000F/C20	100	0				Ultrasound Foetal Transducer - comp w/ Bionet - Uterine Contractions		Ultrasound Foetal Transducer - comp w/ Bionet - UC	Bionet "
"	TNC-ED-PA012		TNC-ED-PA012	https://www.medten.com/product/7831	Replacement	Disposable	Edan	Fetal Monitor Chart Paper	Accessories	Replacement-Recording Paper 152mm*90mm-150 Sheet	Disposable Replacement-Recording Paper 152mm*90mm-150 Sheet	used for Fetal Monitor EDAN F2/F3/F6/F9"," General G68	Replacement-Recording Paper 152mm*90mm-150 Sheetused for Fetal Monitor EDAN F2/F3/F6/F9"," General G68	100	0				Ultrasound Foetal Transducer - comp w/ Bionet - Uterine Contractions		Ultrasound Foetal Transducer - comp w/ Bionet - UC	Bionet "
"	TNC-GW-PA015		TNC-GW-PA015	https://www.medten.com/product/7832	Replacement	Disposable	Goldway	Fetal Monitor Chart Paper	Accessories	Replacement-Recording Paper 150mm*100mm-150 Sheet	Disposable Replacement-Recording Paper 150mm*100mm-150 Sheet	used for Fetal Monitor Philips Goldway CTG7	Replacement-Recording Paper 150mm*100mm-150 Sheetused for Fetal Monitor Philips Goldway CTG7	100	0				Ultrasound Foetal Transducer - comp w/ Bionet - Uterine Contractions		Ultrasound Foetal Transducer - comp w/ Bionet - UC	Bionet "
"	TNC-SR-PA016		TNC-SR-PA016	https://www.medten.com/product/7833	Replacement	Disposable	Sunray	Fetal Monitor Chart Paper	Accessories	Replacement-Recording Paper 156mm*100mm-150 Sheet	Disposable Replacement-Recording Paper 156mm*100mm-150 Sheet	used for Fetal Monitor Sunray SRF618B6/K9	Replacement-Recording Paper 156mm*100mm-150 Sheetused for Fetal Monitor Sunray SRF618B6/K9	100	0				Ultrasound Foetal Transducer - comp w/ Bionet - Uterine Contractions		Ultrasound Foetal Transducer - comp w/ Bionet - UC	Bionet "
"	TNC-OF-PA017		TNC-OF-PA017	https://www.medten.com/product/7834	Replacement	Disposable	Oxford	Fetal Monitor Chart Paper	Accessories	Replacement-Recording Paper 143mm*150mm-200 Sheet	Disposable Replacement-Recording Paper 143mm*150mm-200 Sheet	used for Fetal Monitor OXFORD TEQM	Replacement-Recording Paper 143mm*150mm-200 Sheetused for Fetal Monitor OXFORD TEQM	100	0				Ultrasound Foetal Transducer - comp w/ Bionet - Uterine Contractions		Ultrasound Foetal Transducer - comp w/ Bionet - UC	Bionet "
"	TNC-TT-PA018		TNC-TT-PA018	https://www.medten.com/product/7835	Replacement	Disposable	TOITU	Fetal Monitor Chart Paper	Accessories	Replacement-Recording Paper 152mm*100mm-150 Sheet	Disposable Replacement-Recording Paper 152mm*100mm-150 Sheet	used for Fetal Monitor TOITU MT325	Replacement-Recording Paper 152mm*100mm-150 Sheetused for Fetal Monitor TOITU MT325	100	0				Ultrasound Foetal Transducer - comp w/ Bionet - Uterine Contractions		Ultrasound Foetal Transducer - comp w/ Bionet - UC	Bionet "
"	TNC-TT-PA019		TNC-TT-PA019	https://www.medten.com/product/7836	Replacement	Disposable	TOITU	Fetal Monitor Chart Paper	Accessories	Replacement-Recording Paper 152mm*100mm-150 Sheet	Disposable Replacement-Recording Paper 152mm*100mm-150 Sheet	used for Fetal Monitor TOITU MT-516	Replacement-Recording Paper 152mm*100mm-150 Sheetused for Fetal Monitor TOITU MT-516	100	0				Ultrasound Foetal Transducer - comp w/ Bionet - Uterine Contractions		Ultrasound Foetal Transducer - comp w/ Bionet - UC	Bionet "
"	TNC-ED-BA002		TNC-ED-BA002	https://www.medten.com/product/7837	Replacement		Edan	Batteries	Accessories	Replacement battery	Replacement battery	used for ECG Device EDAN SE-601"," SE-12"," SE-1200"," SE-12 Express"," ECGMAC EM-1201"," EM-301	Replacement batteryused for ECG Device EDAN SE-601"," SE-12"," SE-1200"," SE-12 Express"," ECGMAC EM-1201"," EM-301	1	0				Ultrasound Foetal Transducer - comp w/ Bionet - Uterine Contractions		Ultrasound Foetal Transducer - comp w/ Bionet - UC	Bionet "
"	TNC-ED-BA003		TNC-ED-BA003	https://www.medten.com/product/7838	Replacement		Edan	Batteries	Accessories	Replacement battery	Replacement battery	used for ECG EKG Vital Signs Monitor EDAN HYHB-984	Replacement batteryused for ECG EKG Vital Signs Monitor EDAN HYHB-984	1	0				Ultrasound Foetal Transducer - comp w/ Bionet - Uterine Contractions		Ultrasound Foetal Transducer - comp w/ Bionet - UC	Bionet "
"	TNC-FKD-BA004		TNC-FKD-BA004	https://www.medten.com/product/7839	Replacement		Fukuda Denshi	Batteries	Accessories	Replacement battery for Fukuda 8PH-4/3A3700-H-J18	Replacement battery for Fukuda 8PH-4/3A3700-H-J18	used for ECG Device Fukuda FX-7000"," FX-7100"," FX-7102"," FX-7302"," FCP-7101"," FCP-7102"," FCP-7301"," replacement for Fukuda 8PH-4/3A3700-H-J18"," 8HR4/3FAUC-5345"," T8HR4/3FAUC"," 515900026"," T8HR4/3FAUC-5345	Replacement battery for Fukuda 8PH-4/3A3700-H-J18used for ECG Device Fukuda FX-7000"," FX-7100"," FX-7102"," FX-7302"," FCP-7101"," FCP-7102"," FCP-7301"," replacement for Fukuda 8PH-4/3A3700-H-J18"," 8HR4/3FAUC-5345"," T8HR4/3FAUC"," 515900026"," T8HR4/3FAUC-5345	1	0				Ultrasound Foetal Transducer - comp w/ Bionet - Uterine Contractions		Ultrasound Foetal Transducer - comp w/ Bionet - UC	Bionet "
"	TNC-FKD-BA005		TNC-FKD-BA005	https://www.medten.com/product/7841	Replacement		Fukuda Denshi	Batteries	Accessories	Replacement battery for Fukuda 8/HRY-4/3AFD	Replacement battery for Fukuda 8/HRY-4/3AFD	used for ECG Device Fukuda FCP-7311"," 7401"," 7411"," 7431"," 7431S"," FX-7402"," 7412",7432," ECP-7600"," 7631"," 7641"," replacement for Fukuda 8/HRY-4/3AFD"," 515900014	Replacement battery for Fukuda 8/HRY-4/3AFDused for ECG Device Fukuda FCP-7311"," 7401"," 7411"," 7431"," 7431S"," FX-7402"," 7412",7432," ECP-7600"," 7631"," 7641"," replacement for Fukuda 8/HRY-4/3AFD"," 515900014	1	0				Ultrasound Foetal Transducer - comp w/ Bionet - Uterine Contractions		Ultrasound Foetal Transducer - comp w/ Bionet - UC	Bionet "
"	TNC-FKD-BA006		TNC-FKD-BA006	https://www.medten.com/product/7842	Replacement		Fukuda Denshi	Batteries	Accessories	Replacement battery for Fukuda T8HR4/3FAUC-5887	Replacement battery for Fukuda T8HR4/3FAUC-5887	used for ECG Device Fukuda FX-7540"," FCP-7541"," FX-7542"," replacement for Fukuda T8HR4/3FAUC-5887	Replacement battery for Fukuda T8HR4/3FAUC-5887used for ECG Device Fukuda FX-7540"," FCP-7541"," FX-7542"," replacement for Fukuda T8HR4/3FAUC-5887	1	0				Ultrasound Foetal Transducer - comp w/ Bionet - Uterine Contractions		Ultrasound Foetal Transducer - comp w/ Bionet - UC	Bionet "
"	TNC-FKD-BA007		TNC-FKD-BA007	https://www.medten.com/product/7843	Replacement		Fukuda Denshi	Batteries	Accessories	Replacement battery Fukuda 8-HRAAFD	Replacement battery Fukuda 8-HRAAFD	used for ECG Device Fukuda FCP-2155"," FX-2111"," replacement for Fukuda 8-HRAAFD"," HHR-13F8G1	Replacement battery Fukuda 8-HRAAFDused for ECG Device Fukuda FCP-2155"," FX-2111"," replacement for Fukuda 8-HRAAFD"," HHR-13F8G1	1	0				Ultrasound Foetal Transducer - comp w/ Bionet - Uterine Contractions		Ultrasound Foetal Transducer - comp w/ Bionet - UC	Bionet "
"	TNC-FKD-BA008		TNC-FKD-BA008	https://www.medten.com/product/7844	Replacement		Fukuda Denshi	Batteries	Accessories	Replacement battery for Fukuda 8TH-2400A-2LW	Replacement battery for Fukuda 8TH-2400A-2LW	used for ECG Device Fukuda FCP-4010",FX-4610," FX-4010"," ESP-1100"," replacement for Fukuda 8TH-2400A-2LW"," 6L2L1"," LS1506	Replacement battery for Fukuda 8TH-2400A-2LWused for ECG Device Fukuda FCP-4010",FX-4610," FX-4010"," ESP-1100"," replacement for Fukuda 8TH-2400A-2LW"," 6L2L1"," LS1506	1	0				Ultrasound Foetal Transducer - comp w/ Bionet - Uterine Contractions		Ultrasound Foetal Transducer - comp w/ Bionet - UC	Bionet "
"	TNC-FKD-BA009		TNC-FKD-BA009	https://www.medten.com/product/7845	Replacement		Fukuda Denshi	Batteries	Accessories	Replacement battery for Fukuda HHR-19AL24G1FD	Replacement battery for Fukuda HHR-19AL24G1FD	used for ECG Device Fukuda FX-3010"," FCP-3610"," replacement for Fukuda HHR-19AL24G1FD"," LS1610	Replacement battery for Fukuda HHR-19AL24G1FDused for ECG Device Fukuda FX-3010"," FCP-3610"," replacement for Fukuda HHR-19AL24G1FD"," LS1610	1	0				Ultrasound Foetal Transducer - comp w/ Bionet - Uterine Contractions		Ultrasound Foetal Transducer - comp w/ Bionet - UC	Bionet "
"	TNC-FKD-BA010		TNC-FKD-BA010	https://www.medten.com/product/7846	Replacement		Fukuda Denshi	Batteries	Accessories	Replacement battery for Fukuda 8PHR	Replacement battery for Fukuda 8PHR	used for ECG Device Fukuda FX-2201"," FX-7201"," FX-7202"," replacement for Fukuda 8PHR"," T8HRAAU-4713"," 515900022	Replacement battery for Fukuda 8PHRused for ECG Device Fukuda FX-2201"," FX-7201"," FX-7202"," replacement for Fukuda 8PHR"," T8HRAAU-4713"," 515900022	1	0				Ultrasound Foetal Transducer - comp w/ Bionet - Uterine Contractions		Ultrasound Foetal Transducer - comp w/ Bionet - UC	Bionet "
"	TNC-FKD-BA011		TNC-FKD-BA011	https://www.medten.com/product/7847	Replacement		Fukuda Denshi	Batteries	Accessories	Replacement battery for Fukuda 10GNY1.3-SC	Replacement battery for Fukuda 10GNY1.3-SC	used for ECG Device Fukuda FCP-220IU"," FCP-2201G"," FCP-2101"," FCP-2201"," FCP-2202"," replacement for Fukuda 10GNY1.3-SC"," 10GNY3.0-SC"," 5159A0010	Replacement battery for Fukuda 10GNY1.3-SCused for ECG Device Fukuda FCP-220IU"," FCP-2201G"," FCP-2101"," FCP-2201"," FCP-2202"," replacement for Fukuda 10GNY1.3-SC"," 10GNY3.0-SC"," 5159A0010	1	0				Ultrasound Foetal Transducer - comp w/ Bionet - Uterine Contractions		Ultrasound Foetal Transducer - comp w/ Bionet - UC	Bionet "
"	TNC-FKD-BA012		TNC-FKD-BA012	https://www.medten.com/product/7848	Replacement		Fukuda Denshi	Batteries	Accessories	Replacement battery for Fukuda BTE-001	Replacement battery for Fukuda BTE-001	used for ECG Device Fukuda FX-8222"," FCP-8221"," replacement for Fukuda BTE-001"," 510191990	Replacement battery for Fukuda BTE-001used for ECG Device Fukuda FX-8222"," FCP-8221"," replacement for Fukuda BTE-001"," 510191990	1	0				Ultrasound Foetal Transducer - comp w/ Bionet - Uterine Contractions		Ultrasound Foetal Transducer - comp w/ Bionet - UC	Bionet "
"	TNC-FKD-BA013		TNC-FKD-BA013	https://www.medten.com/product/7849	Replacement		Fukuda Denshi	Batteries	Accessories	Replacement battery for Fukuda BTE-002	Replacement battery for Fukuda BTE-002	used for ECG Device Fukuda FX-8322"," FX-8322R"," FCP-8321"," FCP-8453"," FCP-8800"," replacement for Fukuda BTE-002"," 510114040	Replacement battery for Fukuda BTE-002used for ECG Device Fukuda FX-8322"," FX-8322R"," FCP-8321"," FCP-8453"," FCP-8800"," replacement for Fukuda BTE-002"," 510114040	1	0				Ultrasound Foetal Transducer - comp w/ Bionet - Uterine Contractions		Ultrasound Foetal Transducer - comp w/ Bionet - UC	Bionet "
"	TNC-FKD-BA014		TNC-FKD-BA014	https://www.medten.com/product/7850	Replacement		Fukuda Denshi	Batteries	Accessories	Replacement battery for Fukuda HHR-16A8W1	Replacement battery for Fukuda HHR-16A8W1	used for ECG Device Fukuda ME Cardisuny C120"," ME Cardisuny C-120"," ME C120"," replacement for Fukuda HHR-16A8W1	Replacement battery for Fukuda HHR-16A8W1used for ECG Device Fukuda ME Cardisuny C120"," ME Cardisuny C-120"," ME C120"," replacement for Fukuda HHR-16A8W1	1	0				Ultrasound Foetal Transducer - comp w/ Bionet - Uterine Contractions		Ultrasound Foetal Transducer - comp w/ Bionet - UC	Bionet "
"	TNC-FKD-BA015		TNC-FKD-BA015	https://www.medten.com/product/7851	Replacement		Fukuda Denshi	Batteries	Accessories	Replacement battery for Fukuda T4UR18650-F-2-4644	Replacement battery for Fukuda T4UR18650-F-2-4644	used for ECG Device Fukuda Denshi DS7100"," Denshi DS-7100"," replacement for Fukuda T4UR18650-F-2-4644"," MSE-OM11413	Replacement battery for Fukuda T4UR18650-F-2-4644used for ECG Device Fukuda Denshi DS7100"," Denshi DS-7100"," replacement for Fukuda T4UR18650-F-2-4644"," MSE-OM11413	1	0				Ultrasound Foetal Transducer - comp w/ Bionet - Uterine Contractions		Ultrasound Foetal Transducer - comp w/ Bionet - UC	Bionet "
"	TNC-GE-BA016		TNC-GE-BA016	https://www.medten.com/product/7852	Replacement		GE Healthcare	Batteries	Accessories	Replacement battery for GE BT1.3-12	Replacement battery for GE BT1.3-12	used for ECG Device GE MAC 500"," Marquette Mac 500"," replacement for GE BT1.3-12"," NP1.3-12	Replacement battery for GE BT1.3-12used for ECG Device GE MAC 500"," Marquette Mac 500"," replacement for GE BT1.3-12"," NP1.3-12	1	0				Ultrasound Foetal Transducer - comp w/ Bionet - Uterine Contractions		Ultrasound Foetal Transducer - comp w/ Bionet - UC	Bionet "
"	TNC-GE-BA017		TNC-GE-BA017	https://www.medten.com/product/7853	Replacement		GE Healthcare	Batteries	Accessories	Replacement battery for GE 2037082-001	Replacement battery for GE 2037082-001	used for ECG Device GE MAC 800"," replacement for GE 2037082-001","2039944-001	Replacement battery for GE 2037082-001used for ECG Device GE MAC 800"," replacement for GE 2037082-001","2039944-001	1	0				Ultrasound Foetal Transducer - comp w/ Bionet - Uterine Contractions		Ultrasound Foetal Transducer - comp w/ Bionet - UC	Bionet "
"	TNC-GE-BA018		TNC-GE-BA018	https://www.medten.com/product/7854	Replacement		GE Healthcare	Batteries	Accessories	Replacement battery for GE 2047357-001	Replacement battery for GE 2047357-001	used for ECG Device GE Mac 400"," MAC C3"," MAC600"," replacement for GE 2047357-001"," 2030912-001"," 2073265-001	Replacement battery for GE 2047357-001used for ECG Device GE Mac 400"," MAC C3"," MAC600"," replacement for GE 2047357-001"," 2030912-001"," 2073265-001	1	0				Ultrasound Foetal Transducer - comp w/ Bionet - Uterine Contractions		Ultrasound Foetal Transducer - comp w/ Bionet - UC	Bionet "
"	TNC-GE-BA019		TNC-GE-BA019	https://www.medten.com/product/7855	Replacement		GE Healthcare	Batteries	Accessories	Replacement battery for GE 4ICR19/66	Replacement battery for GE 4ICR19/66	used for ECG Device GE MAC2000"," replacement for GE 4ICR19/66"," 2056410-001"," 2056410-002	Replacement battery for GE 4ICR19/66used for ECG Device GE MAC2000"," replacement for GE 4ICR19/66"," 2056410-001"," 2056410-002	1	0				Ultrasound Foetal Transducer - comp w/ Bionet - Uterine Contractions		Ultrasound Foetal Transducer - comp w/ Bionet - UC	Bionet "
"	TNC-MR-BA020		TNC-MR-BA020	https://www.medten.com/product/7856	Replacement		Mindray	Batteries	Accessories	Replacement battery for Mindray LI13S001A	Replacement battery for Mindray LI13S001A	used for ECG Device Mindray BeneHeart R3"," R3A"," uMEC10"," MEC6"," uMEC6"," uMEC7"," uMEC12"," replacement for Mindray LI13S001A"," 3ICR18/65	Replacement battery for Mindray LI13S001Aused for ECG Device Mindray BeneHeart R3"," R3A"," uMEC10"," MEC6"," uMEC6"," uMEC7"," uMEC12"," replacement for Mindray LI13S001A"," 3ICR18/65	1	0				Ultrasound Foetal Transducer - comp w/ Bionet - Uterine Contractions		Ultrasound Foetal Transducer - comp w/ Bionet - UC	Bionet "
"	TNC-MR-BA021		TNC-MR-BA021	https://www.medten.com/product/7857	Replacement		Mindray	Batteries	Accessories	Replacement battery for Mindray LI23S005A	Replacement battery for Mindray LI23S005A	used for ECG Machine Mindray uMEC10"," replacement for Mindray LI23S005A"," 31CR19/65-2	Replacement battery for Mindray LI23S005Aused for ECG Machine Mindray uMEC10"," replacement for Mindray LI23S005A"," 31CR19/65-2	1	0				Ultrasound Foetal Transducer - comp w/ Bionet - Uterine Contractions		Ultrasound Foetal Transducer - comp w/ Bionet - UC	Bionet "
"	TNC-NK-BA023		TNC-NK-BA023	https://www.medten.com/product/7859	Replacement		Nihon Kohden	Batteries	Accessories	Replacement battery for NIHON KOHDEN FSB-2012K	Replacement battery for NIHON KOHDEN FSB-2012K			1	0				Ultrasound Foetal Transducer - comp w/ Bionet - Uterine Contractions		Ultrasound Foetal Transducer - comp w/ Bionet - UC	Bionet "
"	TNC-NK-BA024		TNC-NK-BA024	https://www.medten.com/product/7860	Replacement		Nihon Kohden	Batteries	Accessories	Replacement battery for NIHON KOHDEN SB-150D	Replacement battery for NIHON KOHDEN SB-150D	used for ECG Device NIHON KOHDEN ECG-1450"," 1500"," 1510"," 1560"," 1550"," 1550K"," 1500K"," 1550P"," 1400"," 1530"," replacement for NIHON KOHDEN SB-150D"," X073	Replacement battery for NIHON KOHDEN SB-150Dused for ECG Device NIHON KOHDEN ECG-1450"," 1500"," 1510"," 1560"," 1550"," 1550K"," 1500K"," 1550P"," 1400"," 1530"," replacement for NIHON KOHDEN SB-150D"," X073	1	0				Ultrasound Foetal Transducer - comp w/ Bionet - Uterine Contractions		Ultrasound Foetal Transducer - comp w/ Bionet - UC	Bionet "
"	TNC-NK-BA025		TNC-NK-BA025	https://www.medten.com/product/7861	Replacement		Nihon Kohden	Batteries	Accessories	Replacement battery for NIHON KOHDEN SB-901D	Replacement battery for NIHON KOHDEN SB-901D	used for ECG Device NIHON KOHDEN ECG-9620"," ECG-6951D"," ECG-9620L"," Cardiofax 9620m"," replacement for NIHON KOHDEN SB-901D"," X071	Replacement battery for NIHON KOHDEN SB-901Dused for ECG Device NIHON KOHDEN ECG-9620"," ECG-6951D"," ECG-9620L"," Cardiofax 9620m"," replacement for NIHON KOHDEN SB-901D"," X071	1	0				Ultrasound Foetal Transducer - comp w/ Bionet - Uterine Contractions		Ultrasound Foetal Transducer - comp w/ Bionet - UC	Bionet "
"	TNC-NK-BA026		TNC-NK-BA026	https://www.medten.com/product/7862	Replacement		Nihon Kohden	Batteries	Accessories	Replacement battery for NIHON KOHDEN YS-085P6	Replacement battery for NIHON KOHDEN YS-085P6	used for ECG Device NIHON KOHDEN OLV-2700"," OLG-2800"," OLV-2700k"," replacement for NIHON KOHDEN YS-085P6	Replacement battery for NIHON KOHDEN YS-085P6used for ECG Device NIHON KOHDEN OLV-2700"," OLG-2800"," OLV-2700k"," replacement for NIHON KOHDEN YS-085P6	1	0				Ultrasound Foetal Transducer - comp w/ Bionet - Uterine Contractions		Ultrasound Foetal Transducer - comp w/ Bionet - UC	Bionet "
"	TNC-NK-BA027		TNC-NK-BA027	https://www.medten.com/product/7863	Replacement		Nihon Kohden	Batteries	Accessories	Replacement battery for NIHON KOHDEN X078 SB-201D	Replacement battery for NIHON KOHDEN X078 SB-201D	Replacement battery for ECG Device NIHON KOHDEN ECG-2550"," replacement for NIHON KOHDEN X078 SB-201D	Replacement battery for NIHON KOHDEN X078 SB-201DReplacement battery for ECG Device NIHON KOHDEN ECG-2550"," replacement for NIHON KOHDEN X078 SB-201D	1	0				Ultrasound Foetal Transducer - comp w/ Bionet - Uterine Contractions		Ultrasound Foetal Transducer - comp w/ Bionet - UC	Bionet "
"	TNC-PH-BA028		TNC-PH-BA028	https://www.medten.com/product/7864	Replacement		Philips	Batteries	Accessories	Replacement battery for Philips M2460	Replacement battery for Philips M2460	used for ECG Device Philips Pagewriter 100"," 200"," 300"," Agilent Pagewriter 100"," 200"," 200i"," 300i"," Hewlettpackard 300PI"," replacement for Philips M2460"," MLA2460"," Interstate Batteries AMED3015"," R&d Batteries 5916"," Unipower B11013		1	0				Ultrasound Foetal Transducer - comp w/ Bionet - Uterine Contractions		Ultrasound Foetal Transducer - comp w/ Bionet - UC	Bionet "
"	TNC-PH-BA029		TNC-PH-BA029	https://www.medten.com/product/7865	Replacement		Philips	Batteries	Accessories	Replacement battery for Philips 989803185291	Replacement battery for Philips 989803185291	used for ECG Device Philips TC10"," TC20"," replacement for Philips 989803185291"," 453564402681"," 0411001(3ICR19/66-2)	Replacement battery for Philips 989803185291used for ECG Device Philips TC10"," TC20"," replacement for Philips 989803185291"," 453564402681"," 0411001(3ICR19/66-2)	1	0				Ultrasound Foetal Transducer - comp w/ Bionet - Uterine Contractions		Ultrasound Foetal Transducer - comp w/ Bionet - UC	Bionet "
"	SF01		SF01	https://www.medten.com/product/7867	Replacement	Disposable		Monitoring Electrodes	Accessories	Disposable ECG Electrode	Disposable Disposable ECG Electrode	used for Child"," Foam"," Solid Gel"," Oval"," 36*44 mm	Disposable ECG Electrodeused for Child"," Foam"," Solid Gel"," Oval"," 36*44 mm	50	0				Ultrasound Foetal Transducer - comp w/ Bionet - Uterine Contractions		Ultrasound Foetal Transducer - comp w/ Bionet - UC	Bionet "
"	KLN-083-03		KLN-083-03	https://www.medten.com/product/7868	Replacement	Reusable	Baxter	Infusion Pump Parts	Parts	Baxter AS50 Pump Cover with Window Assembly(Plating)	Reusable Baxter AS50 Pump Cover with Window Assembly(Plating)	for Baxter AS50	Baxter AS50 Pump Cover with Window Assembly(Plating) for Baxter AS50	1	6				Ultrasound Foetal Transducer - comp w/ Bionet - Uterine Contractions		Ultrasound Foetal Transducer - comp w/ Bionet - UC	Bionet "
"6013013	BPD-11TD		BPD-11TD	https://www.medten.com/product/7869	Replacement	Disposable		NIBP Cuffs	Accessories	NIBP Cuff	Disposable NIBP Cuff	Replacement: Neonate #1 (3-6cm)"," Double Tube"," TPU (Box of 10)	NIBP Cuff"," Neonate #1 (3-6cm)"," Double Tube"," TPU (Box of 10)	10	6				Ultrasound Foetal Transducer - comp w/ Bionet - Uterine Contractions		Ultrasound Foetal Transducer - comp w/ Bionet - UC	Bionet "
"6013014	BPD-12TD		BPD-12TD	https://www.medten.com/product/7870	Replacement	Disposable		NIBP Cuffs	Accessories	NIBP Cuff	Disposable NIBP Cuff	Replacement: Neonate #2 (4-8cm)"," Double Tube"," TPU"," without Connector (Box of 10)	NIBP Cuff"," Neonate #2 (4-8cm)"," Double Tube"," TPU"," without Connector (Box of 10)	10	6				Ultrasound Foetal Transducer - comp w/ Bionet - Uterine Contractions		Ultrasound Foetal Transducer - comp w/ Bionet - UC	Bionet "
"6013015	BPD-13TD		BPD-13TD	https://www.medten.com/product/7871	Replacement	Disposable		NIBP Cuffs	Accessories	NIBP Cuff	Disposable NIBP Cuff	Replacement: Neonate #3 (6-11cm)"," Double Tube"," TPU (Box of 10)	NIBP Cuff"," Neonate #3 (6-11cm)"," Double Tube"," TPU (Box of 10)	10	6				Ultrasound Foetal Transducer - comp w/ Bionet - Uterine Contractions		Ultrasound Foetal Transducer - comp w/ Bionet - UC	Bionet "
"6013016	BPD-14TD		BPD-14TD	https://www.medten.com/product/7872	Replacement	Disposable		NIBP Cuffs	Accessories	NIBP Cuff	Disposable NIBP Cuff	Replacement: Neonate #4 (7-13cm)"," Double Tube"," TPU"," without Connector (Box of 10)	NIBP Cuff"," Neonate #4 (7-13cm)"," Double Tube"," TPU"," without Connector (Box of 10)	10	6				Ultrasound Foetal Transducer - comp w/ Bionet - Uterine Contractions		Ultrasound Foetal Transducer - comp w/ Bionet - UC	Bionet "
"6013017	BPD-15TD		BPD-15TD	https://www.medten.com/product/7873	Replacement	Disposable		NIBP Cuffs	Accessories	NIBP Cuff	Disposable NIBP Cuff	Replacement: Neonate #5 (8-15cm)"," Double Tube"," TPU"," without Connector (Box of 10)	NIBP Cuff"," Neonate #5 (8-15cm)"," Double Tube"," TPU"," without Connector (Box of 10)	10	6				Ultrasound Foetal Transducer - comp w/ Bionet - Uterine Contractions		Ultrasound Foetal Transducer - comp w/ Bionet - UC	Bionet "
"	BPNV-11NS		BPNV-11NS	https://www.medten.com/product/7874	Replacement	Reusable		Vital Signs Monitoring	Accessories	Vet NIBP	Reusable Vet NIBP	Replacement:	Vet NIBP","	1	6				Ultrasound Foetal Transducer - comp w/ Bionet - Uterine Contractions		Ultrasound Foetal Transducer - comp w/ Bionet - UC	Bionet "
"	BPNV-12NS		BPNV-12NS	https://www.medten.com/product/7875	Replacement	Reusable		Vital Signs Monitoring	Accessories	Vet NIBP	Reusable Vet NIBP	Replacement:	Vet NIBP","	1	6				Ultrasound Foetal Transducer - comp w/ Bionet - Uterine Contractions		Ultrasound Foetal Transducer - comp w/ Bionet - UC	Bionet "
"	BPNV-13NS		BPNV-13NS	https://www.medten.com/product/7876	Replacement	Reusable		Vital Signs Monitoring	Accessories	Replacement Veterinary Reusable NIBP Cuff	Reusable Replacement Veterinary Reusable NIBP Cuff	Dark blue/Nylon/Single tube/Bladderless/for animals 3#5-10.5 cm	Replacement Veterinary Reusable NIBP CuffDark blue/Nylon/Single tube/Bladderless/for animals 3#5-10.5 cm	1	6				Ultrasound Foetal Transducer - comp w/ Bionet - Uterine Contractions		Ultrasound Foetal Transducer - comp w/ Bionet - UC	Bionet "
"	BPNV-14NS		BPNV-14NS	https://www.medten.com/product/7877	Replacement	Reusable		Vital Signs Monitoring	Accessories	Vet NIBP	Reusable Vet NIBP	Replacement:	Vet NIBP","	1	6				Ultrasound Foetal Transducer - comp w/ Bionet - Uterine Contractions		Ultrasound Foetal Transducer - comp w/ Bionet - UC	Bionet "
"	BPNV-15NS		BPNV-15NS	https://www.medten.com/product/7878	Replacement	Reusable		Vital Signs Monitoring	Accessories	Vet NIBP	Reusable Vet NIBP	Replacement:	Vet NIBP","	1	6				Ultrasound Foetal Transducer - comp w/ Bionet - Uterine Contractions		Ultrasound Foetal Transducer - comp w/ Bionet - UC	Bionet "
"	BPC3TY2		BPC3TY2	https://www.medten.com/product/7879	Replacement	Reusable	GE Healthcare	NIBP Connectors and Adapters	Accessories	BP Y connector 3.5mm-unfitted	Reusable BP Y connector 3.5mm-unfitted	Replacement: enable to assemble the Y adaptors with designed connectors."," 10pcs/bag	BP Y connector 3.5mm-unfitted"," enable to assemble the Y adaptors with designed connectors."," 10pcs/bag	10	0				Ultrasound Foetal Transducer - comp w/ Bionet - Uterine Contractions		Ultrasound Foetal Transducer - comp w/ Bionet - UC	Bionet "
"	EL-TSJJKA10-90S-I		EL-TSJJKA10-90S-I	https://www.medten.com/product/7882	Replacement	Reusable	Jincomed	ECG Leadwires	Accessories	Jincomed ECG Leadwire	Reusable Jincomed ECG Leadwire	Replacement: 10 lead"," Snap"," IEC"," Reusable	Jincomed ECG Leadwire"," 10 lead"," Snap"," IEC"," Reusable	1	6				Ultrasound Foetal Transducer - comp w/ Bionet - Uterine Contractions		Ultrasound Foetal Transducer - comp w/ Bionet - UC	Bionet "
"	EL-TSJJKB10-90S-I		EL-TSJJKB10-90S-I	https://www.medten.com/product/7883	Replacement	Reusable	Jincomed	ECG Leadwires	Accessories	Jincomed ECG Leadwire	Reusable Jincomed ECG Leadwire	Replacement: 10 lead"," Snap"," IEC"," Reusable	Jincomed ECG Leadwire"," 10 lead"," Snap"," IEC"," Reusable	1	6				Ultrasound Foetal Transducer - comp w/ Bionet - Uterine Contractions		Ultrasound Foetal Transducer - comp w/ Bionet - UC	Bionet "
"	EL-TSJJKC10-90S-I		EL-TSJJKC10-90S-I	https://www.medten.com/product/7884	Replacement	Reusable	Jincomed	ECG Leadwires	Accessories	Jincomed ECG Leadwire	Reusable Jincomed ECG Leadwire	Replacement: 10 lead"," Snap"," IEC"," Reusable	Jincomed ECG Leadwire"," 10 lead"," Snap"," IEC"," Reusable	1	6				Ultrasound Foetal Transducer - comp w/ Bionet - Uterine Contractions		Ultrasound Foetal Transducer - comp w/ Bionet - UC	Bionet "
"	EL-TJDCFA10-90S-I		EL-TJDCFA10-90S-I	https://www.medten.com/product/7885	Replacement	Reusable	Chancefine	ECG Leadwires	Accessories	Chancefine ECG Leadwire	Reusable Chancefine ECG Leadwire	Replacement: 10 lead"," Snap"," IEC"," Reusable	Chancefine ECG Leadwire"," 10 lead"," Snap"," IEC"," Reusable	1	6				Ultrasound Foetal Transducer - comp w/ Bionet - Uterine Contractions		Ultrasound Foetal Transducer - comp w/ Bionet - UC	Bionet "
"	EL-TCON10-90S-I		EL-TCON10-90S-I	https://www.medten.com/product/7888	Replacement	Reusable	Contec	ECG Leadwires	Accessories	Contec ECG Leadwire	Reusable Contec ECG Leadwire	Replacement: 10 lead"," Snap"," IEC"," Reusable	Contec ECG Leadwire"," 10 lead"," Snap"," IEC"," Reusable	1	6				Ultrasound Foetal Transducer - comp w/ Bionet - Uterine Contractions		Ultrasound Foetal Transducer - comp w/ Bionet - UC	Bionet "
"	FUS-TY01		FUS-TY01	https://www.medten.com/product/7890	Replacement	Reusable	Taiyi	Fetal Transducers	Accessories	Fetal Transducer	Reusable Fetal Transducer	Replacement: 3.0m"," Ultrasound	Fetal Transducer"," 3.0m"," Ultrasound	1	12				Ultrasound Foetal Transducer - comp w/ Bionet - Uterine Contractions		Ultrasound Foetal Transducer - comp w/ Bionet - UC	Bionet "
"	FUSTC-TY01		FUSTC-TY01	https://www.medten.com/product/7891	Replacement	Reusable	Taiyi	Fetal Transducers	Accessories	Fetal Transducer	Reusable Fetal Transducer	Replacement: 3.0m"," Ultrasound/TOCO	Fetal Transducer"," 3.0m"," Ultrasound/TOCO	1	12				Ultrasound Foetal Transducer - comp w/ Bionet - Uterine Contractions		Ultrasound Foetal Transducer - comp w/ Bionet - UC	Bionet "
"	FUSTC-CT01		FUSTC-CT01	https://www.medten.com/product/7892	Replacement	Reusable	Contec	Fetal Transducers	Accessories	Fetal Transducer	Reusable Fetal Transducer	Replacement: Ultrasound/TOCO	Fetal Transducer"," Ultrasound/TOCO	1	12				Ultrasound Foetal Transducer - comp w/ Bionet - Uterine Contractions		Ultrasound Foetal Transducer - comp w/ Bionet - UC	Bionet "
"	FUSTC-LK01		FUSTC-LK01	https://www.medten.com/product/7893	Replacement	Reusable	Luckcome	Fetal Transducers	Accessories	Fetal Transducer	Reusable Fetal Transducer	Replacement: Ultrasound/TOCO	Fetal Transducer"," Ultrasound/TOCO	1	12				Ultrasound Foetal Transducer - comp w/ Bionet - Uterine Contractions		Ultrasound Foetal Transducer - comp w/ Bionet - UC	Bionet "
"	FUS-LK01		FUS-LK01	https://www.medten.com/product/7894	Replacement	Reusable	Luckcome	Fetal Transducers	Accessories	Fetal Transducer	Reusable Fetal Transducer	Replacement: 3.0m"," Ultrasound	Fetal Transducer"," 3.0m"," Ultrasound	1	12				Ultrasound Foetal Transducer - comp w/ Bionet - Uterine Contractions		Ultrasound Foetal Transducer - comp w/ Bionet - UC	Bionet "
"	TNC-MR-WT054		TNC-MR-WT054	https://www.medten.com/product/7895	Replacement	Disposable	Mindray	EtCO2 Accessories and Supplies	Accessories	View details » Dryline™ II Water Trap"," Single Slot (1x) – Adult/Pediatric 115-058733-00	Disposable View details » Dryline™ II Water Trap"," Single Slot (1x) – Adult/Pediatric 115-058733-00	Dryline water trap used with the 1x Sidestream CO2 module"," Adult/Pediatric"," box of 10	View details » Dryline™ II Water Trap"," Single Slot (1x) – Adult/Pediatric 115-058733-00Dryline water trap used with the 1x Sidestream CO2 module"," Adult/Pediatric"," box of 10	10	0				Ultrasound Foetal Transducer - comp w/ Bionet - Uterine Contractions		Ultrasound Foetal Transducer - comp w/ Bionet - UC	Bionet "
"	TNC-ED-WT001		TNC-ED-WT001	https://www.medten.com/product/7896	Replacement	Disposable	Edan	EtCO2 Accessories and Supplies	Accessories	Water trap/ETCO2 Sidestream Adu Ped/Single Patient Use/EDAN 02.01.210520	Disposable Water trap/ETCO2 Sidestream Adu Ped/Single Patient Use/EDAN 02.01.210520	used for EDAN iM Series Monitor"," replacement for EDAN REF/IPN: 02.01.210520"," MPN: 02.01.210520011	Water trap/ETCO2 Sidestream Adu Ped/Single Patient Use/EDAN 02.01.210520used for EDAN iM Series Monitor"," replacement for EDAN REF/IPN: 02.01.210520"," MPN: 02.01.210520011	1	0				Ultrasound Foetal Transducer - comp w/ Bionet - Uterine Contractions		Ultrasound Foetal Transducer - comp w/ Bionet - UC	Bionet "
"	KLN-041-01E		KLN-041-01E	https://www.medten.com/product/7897	Replacement	Reusable	Philips	Monitor/Module Parts	Parts	Bottom Case	Reusable Bottom Case	for Philips M3001A Module	Bottom Case for Philips M3001A Module	1	6				Ultrasound Foetal Transducer - comp w/ Bionet - Uterine Contractions		Ultrasound Foetal Transducer - comp w/ Bionet - UC	Bionet "
"	M20-F187		M20-F187	https://www.medten.com/product/7898	Replacement	Reusable	GE Healthcare	Monitor/Module Parts	Parts	Metal Sheet Vertical Membrane Keypad	Reusable Metal Sheet Vertical Membrane Keypad	for GE F-FM GE F-FM-00"," 165*32	Metal Sheet Vertical Membrane Keypad for GE F-FM GE F-FM-00"," 165*32	10	6				Ultrasound Foetal Transducer - comp w/ Bionet - Uterine Contractions		Ultrasound Foetal Transducer - comp w/ Bionet - UC	Bionet "
"	M20-F185		M20-F185	https://www.medten.com/product/7900	Replacement	Reusable	GE Healthcare	Monitor/Module Parts	Parts	Overlay Label/NIBD+InvBD (German version) M1021348	Reusable Overlay Label/NIBD+InvBD (German version) M1021348	for GE E-PSMP Carescape	Overlay Label/NIBD+InvBD (German version) M1021348 for GE E-PSMP Carescape	1	6				Ultrasound Foetal Transducer - comp w/ Bionet - Uterine Contractions		Ultrasound Foetal Transducer - comp w/ Bionet - UC	Bionet "
"	186-0106MT		186-0106MT	https://www.medten.com/product/7902	Replacement	Disposable	Covidien	BIS/Entropy Sensors	Accessories	Covidien BIS/Entropy Sensor 186-0106	Disposable Covidien BIS/Entropy Sensor 186-0106	Replacement: Adult"," 4-electrode (Box of 20)	Covidien BIS/Entropy Sensor 186-0106"," Adult"," 4-electrode (Box of 20)	20	12				Ultrasound Foetal Transducer - comp w/ Bionet - Uterine Contractions		Ultrasound Foetal Transducer - comp w/ Bionet - UC	Bionet "
"	186-0200MT		186-0200MT	https://www.medten.com/product/7903	Replacement	Disposable	Covidien	BIS/Entropy Sensors	Accessories	Covidien EEG Index Sensor 186-0200	Disposable Covidien EEG Index Sensor 186-0200	Replacement: Pediatric"," Ages 4 and up recommended (Box of 20)	Covidien EEG Index Sensor 186-0200"," Pediatric"," Ages 4 and up recommended (Box of 20)	20	12				Ultrasound Foetal Transducer - comp w/ Bionet - Uterine Contractions		Ultrasound Foetal Transducer - comp w/ Bionet - UC	Bionet "
"	M1174413MT		M1174413MT	https://www.medten.com/product/7904	Replacement	Disposable	GE Healthcare	BIS/Entropy Sensors	Accessories	GE Entropy EasyFit Sensor M1174413	Disposable GE Entropy EasyFit Sensor M1174413	Replacement: (Box of 20)	GE Entropy EasyFit Sensor M1174413"," (Box of 20)	20	12				Ultrasound Foetal Transducer - comp w/ Bionet - Uterine Contractions		Ultrasound Foetal Transducer - comp w/ Bionet - UC	Bionet "
"	TNC-XX-BE001		TNC-XX-BE001	https://www.medten.com/product/7905	Replacement	Disposable	Philips	Fetal Accessories and Supplies	Accessories	Replacement Disposable Abdominal Belt"," Philips M2208A	Disposable Replacement Disposable Abdominal Belt"," Philips M2208A	Blue"," 6cm*130cm","Latex Free"," 2 pcs/bag	Replacement Disposable Abdominal Belt"," Philips M2208ABlue"," 6cm*130cm","Latex Free"," 2 pcs/bag	2	0				Ultrasound Foetal Transducer - comp w/ Bionet - Uterine Contractions		Ultrasound Foetal Transducer - comp w/ Bionet - UC	Bionet "
"	FUS-GD01		FUS-GD01	https://www.medten.com/product/7907	Replacement	Reusable	Goldway	Fetal Transducers	Accessories	Goldway Fetal Transducer	Reusable Goldway Fetal Transducer	Replacement: 1.0m"," Ultrasound	Goldway Fetal Transducer"," 1.0m"," Ultrasound	1	12				Ultrasound Foetal Transducer - comp w/ Bionet - Uterine Contractions		Ultrasound Foetal Transducer - comp w/ Bionet - UC	Bionet "
"	FUS-GD02		FUS-GD02	https://www.medten.com/product/7908	Replacement	Reusable	Goldway	Fetal Transducers	Accessories	Fetal Transducer	Reusable Fetal Transducer	Replacement: 1.0m"," Ultrasound	Fetal Transducer"," 1.0m"," Ultrasound	1	12				Ultrasound Foetal Transducer - comp w/ Bionet - Uterine Contractions		Ultrasound Foetal Transducer - comp w/ Bionet - UC	Bionet "
"	FUSTC-GD03		FUSTC-GD03	https://www.medten.com/product/7909	Replacement	Reusable	Goldway	Fetal Transducers	Accessories	Fetal Transducer	Reusable Fetal Transducer	Replacement: 1.0m"," Ultrasound	Fetal Transducer"," 1.0m"," Ultrasound	1	12				Ultrasound Foetal Transducer - comp w/ Bionet - Uterine Contractions		Ultrasound Foetal Transducer - comp w/ Bionet - UC	Bionet "
"	FUSTC-GD02		FUSTC-GD02	https://www.medten.com/product/7910	Replacement	Reusable	Goldway	Fetal Transducers	Accessories	Fetal Transducer	Reusable Fetal Transducer	Replacement: 1.0m"," Ultrasound/TOCO	Fetal Transducer"," 1.0m"," Ultrasound/TOCO	1	12				Ultrasound Foetal Transducer - comp w/ Bionet - Uterine Contractions		Ultrasound Foetal Transducer - comp w/ Bionet - UC	Bionet "
"	FUSTC-GD01		FUSTC-GD01	https://www.medten.com/product/7911	Replacement	Reusable	Goldway	Fetal Transducers	Accessories	Fetal Transducer	Reusable Fetal Transducer	Replacement: 1.0m"," Ultrasound/TOCO	Fetal Transducer"," 1.0m"," Ultrasound/TOCO	1	12				Ultrasound Foetal Transducer - comp w/ Bionet - Uterine Contractions		Ultrasound Foetal Transducer - comp w/ Bionet - UC	Bionet "
"	FTC-GD01		FTC-GD01	https://www.medten.com/product/7912	Replacement	Reusable	Goldway	Fetal Transducers	Accessories	Fetal Transducer	Reusable Fetal Transducer	Replacement: 1.0m"," TOCO	Fetal Transducer"," 1.0m"," TOCO	1	12				Ultrasound Foetal Transducer - comp w/ Bionet - Uterine Contractions		Ultrasound Foetal Transducer - comp w/ Bionet - UC	Bionet "
"	FUS-JP02		FUS-JP02	https://www.medten.com/product/7913	Replacement	Reusable	Jumper	Fetal Transducers	Accessories	Jumper Fetal Transducer	Reusable Jumper Fetal Transducer	Replacement: 3.0m"," Ultrasound	Jumper Fetal Transducer"," 3.0m"," Ultrasound	1	12				Ultrasound Foetal Transducer - comp w/ Bionet - Uterine Contractions		Ultrasound Foetal Transducer - comp w/ Bionet - UC	Bionet "
"	FUSTC-JP01		FUSTC-JP01	https://www.medten.com/product/7914	Replacement	Reusable	Jumper	Fetal Transducers	Accessories	Fetal Transducer	Reusable Fetal Transducer	Replacement: 3.0m"," Ultrasound/TOCO	Fetal Transducer"," 3.0m"," Ultrasound/TOCO	1	12				Ultrasound Foetal Transducer - comp w/ Bionet - Uterine Contractions		Ultrasound Foetal Transducer - comp w/ Bionet - UC	Bionet "
"	FTC-JP01		FTC-JP01	https://www.medten.com/product/7915	Replacement	Reusable	Jumper	Fetal Transducers	Accessories	Fetal Transducer	Reusable Fetal Transducer	Replacement: 3.0m"," TOCO	Fetal Transducer"," 3.0m"," TOCO	1	12				Ultrasound Foetal Transducer - comp w/ Bionet - Uterine Contractions		Ultrasound Foetal Transducer - comp w/ Bionet - UC	Bionet "
"	EKT-PH-AD25		EKT-PH-AD25	https://www.medten.com/product/7918	Replacement	Reusable	Pronk Technologies	Pronk Technologies	Accessories	Please type your own Product Title	Reusable Please type your own Product Title	Please type your own Product description.	Please type your own Product TitlePlease type your own Product description.	1	6				Ultrasound Foetal Transducer - comp w/ Bionet - Uterine Contractions		Ultrasound Foetal Transducer - comp w/ Bionet - UC	Bionet "
"	EL-TGEC7-90S-I		EL-TGEC7-90S-I	https://www.medten.com/product/7920	Replacement	Reusable	GE Healthcare	ECG Leadwires	Accessories	GE Healthcare ECG Leadwire	Reusable GE Healthcare ECG Leadwire	'Replacement: 7 lead"," Snap"," 0.9m "," IEC"," Reusable	Ultrasound Foetal Transducer - comp w/ Bionet - Uterine Contractions		Ultrasound Foetal Transducer - comp w/ Bionet - UC	Bionet "
"		For use with GE Holter	Ultrasound Foetal Transducer - comp w/ Bionet - Uterine Contractions		Ultrasound Foetal Transducer - comp w/ Bionet - UC	Bionet "
"	'GE Healthcare ECG Leadwire"," 7 lead"," Snap"," 0.9m "," IEC"," Reusable	SEER 1000'	'GE Healthcare ECG Leadwire"," 7 lead"," Snap"," 0.9m "," IEC"," Reusable	Ultrasound Foetal Transducer - comp w/ Bionet - Uterine Contractions		Ultrasound Foetal Transducer - comp w/ Bionet - UC	Bionet "
"		For use with GE Holter	Ultrasound Foetal Transducer - comp w/ Bionet - Uterine Contractions		Ultrasound Foetal Transducer - comp w/ Bionet - UC	Bionet "
"	1	SEER 1000'	1	12				Ultrasound Foetal Transducer - comp w/ Bionet - Uterine Contractions		Ultrasound Foetal Transducer - comp w/ Bionet - UC	Bionet "
"	EL-TBCA10-90S-I		EL-TBCA10-90S-I	https://www.medten.com/product/7922	Replacement	Reusable	Biocare	ECG Leadwires	Accessories	Biocare ECG Leadwire	Reusable Biocare ECG Leadwire	Replacement: 10 lead"," Snap"," 0.9m "," IEC"," Reusable	Biocare ECG Leadwire"," 10 lead"," Snap"," 0.9m "," IEC"," Reusable	1	6				Ultrasound Foetal Transducer - comp w/ Bionet - Uterine Contractions		Ultrasound Foetal Transducer - comp w/ Bionet - UC	Bionet "
"	EL-TBCB10-90S-I		EL-TBCB10-90S-I	https://www.medten.com/product/7923	Replacement	Reusable	Biocare	ECG Leadwires	Accessories	Biocare ECG Leadwire	Reusable Biocare ECG Leadwire	Replacement: 10 lead"," Snap"," 0.9m "," IEC"," Reusable	Biocare ECG Leadwire"," 10 lead"," Snap"," 0.9m "," IEC"," Reusable	1	6				Ultrasound Foetal Transducer - comp w/ Bionet - Uterine Contractions		Ultrasound Foetal Transducer - comp w/ Bionet - UC	Bionet "
"	EL-TDMSA4-90S-I		EL-TDMSA4-90S-I	https://www.medten.com/product/7924	Replacement	Reusable	DMS	ECG Leadwires	Accessories	DMS ECG Leadwire	Reusable DMS ECG Leadwire	Replacement: 4 lead"," Snap"," 0.9m "," IEC"," Reusable	DMS ECG Leadwire"," 4 lead"," Snap"," 0.9m "," IEC"," Reusable	1	6				Ultrasound Foetal Transducer - comp w/ Bionet - Uterine Contractions		Ultrasound Foetal Transducer - comp w/ Bionet - UC	Bionet "
"	EL-TDMSB10-90S-I		EL-TDMSB10-90S-I	https://www.medten.com/product/7926	Replacement	Reusable	DMS	ECG Leadwires	Accessories	DMS ECG Leadwire	Reusable DMS ECG Leadwire	Replacement: 10 lead"," Snap"," 0.9m "," IEC"," Reusable	DMS ECG Leadwire"," 10 lead"," Snap"," 0.9m "," IEC"," Reusable	1	6				Ultrasound Foetal Transducer - comp w/ Bionet - Uterine Contractions		Ultrasound Foetal Transducer - comp w/ Bionet - UC	Bionet "
"6017306	EL-T353-90S-I		EL-T353-90S-I	https://www.medten.com/product/7929	Replacement	Reusable		ECG Leadwires	Accessories	ECG Leadwire	Reusable ECG Leadwire	Replacement: 3 lead"," Snap"," 0.9m "," IEC"," Reusable	ECG Leadwire"," 3 lead"," Snap"," 0.9m "," IEC"," Reusable	1	6				Ultrasound Foetal Transducer - comp w/ Bionet - Uterine Contractions		Ultrasound Foetal Transducer - comp w/ Bionet - UC	Bionet "
"	EL-THWA10-90S-I		EL-THWA10-90S-I	https://www.medten.com/product/7935	Replacement	Reusable	Hanwei	ECG Leadwires	Accessories	HAN WEI ECG Leadwire	Reusable HAN WEI ECG Leadwire	Replacement: 10 lead"," Snap"," 0.9m "," IEC"," Reusable	HAN WEI ECG Leadwire"," 10 lead"," Snap"," 0.9m "," IEC"," Reusable	1	6				Ultrasound Foetal Transducer - comp w/ Bionet - Uterine Contractions		Ultrasound Foetal Transducer - comp w/ Bionet - UC	Bionet "
"	TNC-FKD-BA001		TNC-FKD-BA001	https://www.medten.com/product/7936	Replacement		Fukuda Denshi	Batteries	Accessories	Replacement battery for Fukuda 10N-3000SCR	Replacement battery for Fukuda 10N-3000SCR	used for Defibrillator Fukuda FC-1760"," FC-1700"," replacement for Fukuda 10N-3000SCR	Replacement battery for Fukuda 10N-3000SCRused for Defibrillator Fukuda FC-1760"," FC-1700"," replacement for Fukuda 10N-3000SCR	1	0				Ultrasound Foetal Transducer - comp w/ Bionet - Uterine Contractions		Ultrasound Foetal Transducer - comp w/ Bionet - UC	Bionet "
"	TNC-GE-BA002		TNC-GE-BA002	https://www.medten.com/product/7937	Replacement		GE Healthcare	Batteries	Accessories	Replacement battery for GE 30344030	Replacement battery for GE 30344030	used for Defibrillator GE CardioServ"," SCP 913/915/922"," replacement for GE 30344030	Replacement battery for GE 30344030used for Defibrillator GE CardioServ"," SCP 913/915/922"," replacement for GE 30344030	1	0				Ultrasound Foetal Transducer - comp w/ Bionet - Uterine Contractions		Ultrasound Foetal Transducer - comp w/ Bionet - UC	Bionet "
"	TNC-GE-BA021		TNC-GE-BA021	https://www.medten.com/product/7938	Replacement		GE Healthcare	Batteries	Accessories	Replacement battery for GE 15N-800AA	Replacement battery for GE 15N-800AA	used for Defibrillator GE Responder 1000"," Responder 1100"," replacement for GE 15N-800AA"," 92916531	Replacement battery for GE 15N-800AAused for Defibrillator GE Responder 1000"," Responder 1100"," replacement for GE 15N-800AA"," 92916531	1	0				Ultrasound Foetal Transducer - comp w/ Bionet - Uterine Contractions		Ultrasound Foetal Transducer - comp w/ Bionet - UC	Bionet "
"	TNC-HP-BA005		TNC-HP-BA005	https://www.medten.com/product/7939	Replacement		GE Healthcare	Batteries	Accessories	Replacement battery for GE HP M1758A	Replacement battery for GE HP M1758A	used for Defibrillator HP M1722A"," M1722B"," M1723A"," M1723B",1724A," M1722A/B"," M1723A/B"," M1724XE"," replacement for HP M1758A"," M1758A"," MLA1758"," OM10782	Replacement battery for GE HP M1758Aused for Defibrillator HP M1722A"," M1722B"," M1723A"," M1723B",1724A," M1722A/B"," M1723A/B"," M1724XE"," replacement for HP M1758A"," M1758A"," MLA1758"," OM10782	1	0				Ultrasound Foetal Transducer - comp w/ Bionet - Uterine Contractions		Ultrasound Foetal Transducer - comp w/ Bionet - UC	Bionet "
"	TNC-MT-BA006		TNC-MT-BA006	https://www.medten.com/product/7940	Replacement	Reusable	Medtronic	Batteries	Accessories	Replacement battery for Medtronic 3200497-000	Reusable Replacement battery for Medtronic 3200497-000	used for Defibrillator Medtronic LIFEPAK 20"," MNMLP20"," Alphasource AS30139"," replacement for Medtronic 3200497-000"," 11141-000068"," 14200330"," 7045"," AMED0006"," 7294MHP"," 5042"," 10HRSCU"," B11293	Replacement battery for Medtronic 3200497-000used for Defibrillator Medtronic LIFEPAK 20"," MNMLP20"," Alphasource AS30139"," replacement for Medtronic 3200497-000"," 11141-000068"," 14200330"," 7045"," AMED0006"," 7294MHP"," 5042"," 10HRSCU"," B11293	1	0				Ultrasound Foetal Transducer - comp w/ Bionet - Uterine Contractions		Ultrasound Foetal Transducer - comp w/ Bionet - UC	Bionet "
"	TNC-NK-BA007		TNC-NK-BA007	https://www.medten.com/product/7941	Replacement		Nihon Kohden	Batteries	Accessories	Replacement battery for NIHON KOHDEN LCS-2912NK	Replacement battery for NIHON KOHDEN LCS-2912NK			1	0				Ultrasound Foetal Transducer - comp w/ Bionet - Uterine Contractions		Ultrasound Foetal Transducer - comp w/ Bionet - UC	Bionet "
"	TNC-NK-BA008		TNC-NK-BA008	https://www.medten.com/product/7942	Replacement	Reusable	Nihon Kohden	Batteries	Accessories	Replacement battery for NIHON KOHDEN NKB-301V	Reusable Replacement battery for NIHON KOHDEN NKB-301V			1	0				Ultrasound Foetal Transducer - comp w/ Bionet - Uterine Contractions		Ultrasound Foetal Transducer - comp w/ Bionet - UC	Bionet "
"	TNC-PH-BA010		TNC-PH-BA010	https://www.medten.com/product/7943	Replacement		Philips	Batteries	Accessories	Replacement battery for Philips M4735A	Replacement battery for Philips M4735A	used for Defibrillator Philips M4735A"," 861266"," HeartStart XL"," replacement for Philips M4735A"," M3516A	Replacement battery for Philips M4735Aused for Defibrillator Philips M4735A"," 861266"," HeartStart XL"," replacement for Philips M4735A"," M3516A	1	0				Ultrasound Foetal Transducer - comp w/ Bionet - Uterine Contractions		Ultrasound Foetal Transducer - comp w/ Bionet - UC	Bionet "
"	TNC-PH-BA011		TNC-PH-BA011	https://www.medten.com/product/7944	Replacement		Philips	Batteries	Accessories	Replacement battery for Philips M3863A	Replacement battery for Philips M3863A	used for Defibrillator Philips HEART START"," FR2"," FR2 Plus"," HeartStart FR2"," HeartStart FR2 Plus"," FR2+"," M3860A"," M3840A",M3841A," M3861A"," replacement for Philips M3863A"," M3863A-146144	Replacement battery for Philips M3863Aused for Defibrillator Philips HEART START"," FR2"," FR2 Plus"," HeartStart FR2"," HeartStart FR2 Plus"," FR2+"," M3860A"," M3840A",M3841A," M3861A"," replacement for Philips M3863A"," M3863A-146144	1	0				Ultrasound Foetal Transducer - comp w/ Bionet - Uterine Contractions		Ultrasound Foetal Transducer - comp w/ Bionet - UC	Bionet "
"	TNC-PH-BA012		TNC-PH-BA012	https://www.medten.com/product/7945	Replacement	Reusable	Philips	Batteries	Accessories	Replacement battery for Philips M5070A	Reusable Replacement battery for Philips M5070A	used for Defibrillator Philips HeartStart FRx"," HeartStart OnSite"," HeartStart HS1"," HeartStart Home Defibrillator"," M5066A"," HeartStart OnSite AED"," FRX861304"," replacement for Philips M5070A"," M5066A"," M5067A"," M5068A"," 861304	Replacement battery for Philips M5070Aused for Defibrillator Philips HeartStart FRx"," HeartStart OnSite"," HeartStart HS1"," HeartStart Home Defibrillator"," M5066A"," HeartStart OnSite AED"," FRX861304"," replacement for Philips M5070A"," M5066A"," M5067A"," M5068A"," 861304	1	0				Ultrasound Foetal Transducer - comp w/ Bionet - Uterine Contractions		Ultrasound Foetal Transducer - comp w/ Bionet - UC	Bionet "
"	TNC-PH-BA013		TNC-PH-BA013	https://www.medten.com/product/7946	Replacement		Philips	Batteries	Accessories	Replacement battery for Philips 989803150161	Replacement battery for Philips 989803150161	used for Defibrillator Philips FR3"," HeartStart FR3 AED"," replacement for Philips 989803150161"," 453564594921"," 453564288031	Replacement battery for Philips 989803150161used for Defibrillator Philips FR3"," HeartStart FR3 AED"," replacement for Philips 989803150161"," 453564594921"," 453564288031	1	0				Ultrasound Foetal Transducer - comp w/ Bionet - Uterine Contractions		Ultrasound Foetal Transducer - comp w/ Bionet - UC	Bionet "
"	TNC-WA-BA015		TNC-WA-BA015	https://www.medten.com/product/7947	Replacement		Welch Allyn	Batteries	Accessories	Replacement battery for Welch Allyn 00185-2	Replacement battery for Welch Allyn 00185-2			1	0				Ultrasound Foetal Transducer - comp w/ Bionet - Uterine Contractions		Ultrasound Foetal Transducer - comp w/ Bionet - UC	Bionet "
"	TNC-WA-BA016		TNC-WA-BA016	https://www.medten.com/product/7948	Replacement		Welch Allyn	Batteries	Accessories	Replacement battery for Welch Allyn 622S0	Replacement battery for Welch Allyn 622S0	used for Defibrillator Welch Allyn ATLAS 622SO"," 622S0"," 622SP"," 622NO"," 622NP"," ATLAS 622SO"," replacement for Welch Allyn 622S0"," LC-RB066R5P	Replacement battery for Welch Allyn 622S0used for Defibrillator Welch Allyn ATLAS 622SO"," 622S0"," 622SP"," 622NO"," 622NP"," ATLAS 622SO"," replacement for Welch Allyn 622S0"," LC-RB066R5P	1	0				Ultrasound Foetal Transducer - comp w/ Bionet - Uterine Contractions		Ultrasound Foetal Transducer - comp w/ Bionet - UC	Bionet "
"	TNC-WA-BA017		TNC-WA-BA017	https://www.medten.com/product/7949	Replacement		Welch Allyn	Batteries	Accessories	Replacement battery for Welch Allyn PIC30	Replacement battery for Welch Allyn PIC30	used for Defibrillator Welch Allyn PIC30"," PIC40"," PIC50"," replacement for Welch Allyn PIC30/PD4410"," Z5603	Replacement battery for Welch Allyn PIC30used for Defibrillator Welch Allyn PIC30"," PIC40"," PIC50"," replacement for Welch Allyn PIC30/PD4410"," Z5603	1	0				Ultrasound Foetal Transducer - comp w/ Bionet - Uterine Contractions		Ultrasound Foetal Transducer - comp w/ Bionet - UC	Bionet "
"	TNC-ZL-BA018		TNC-ZL-BA018	https://www.medten.com/product/7950	Replacement		Zoll	Batteries	Accessories	Replacement battery for Zoll PD4410	Replacement battery for Zoll PD4410	used for Defibrillator Zoll M Series"," PD1400"," PD1600"," PD1700"," PD2000"," replacement for Zoll PD4410"," Z5603	Replacement battery for Zoll PD4410used for Defibrillator Zoll M Series"," PD1400"," PD1600"," PD1700"," PD2000"," replacement for Zoll PD4410"," Z5603	1	0				Ultrasound Foetal Transducer - comp w/ Bionet - Uterine Contractions		Ultrasound Foetal Transducer - comp w/ Bionet - UC	Bionet "
"	TNC-PH-BA022		TNC-PH-BA022	https://www.medten.com/product/7951	Replacement		Philips	Batteries	Accessories	Replacement battery for Philips 989803190371	Replacement battery for Philips 989803190371	used for Defibrillator Philips efficia DFM100"," replacement for Philips 989803190371"," 4ICR19/66-2	Replacement battery for Philips 989803190371used for Defibrillator Philips efficia DFM100"," replacement for Philips 989803190371"," 4ICR19/66-2	1	0				Ultrasound Foetal Transducer - comp w/ Bionet - Uterine Contractions		Ultrasound Foetal Transducer - comp w/ Bionet - UC	Bionet "
"	TNC-PH-BA023		TNC-PH-BA023	https://www.medten.com/product/7952	Replacement		Philips	Batteries	Accessories	Replacement battery for Philips 989803167281	Replacement battery for Philips 989803167281	used for Defibrillator Philips HEARTSTART XL+"," replacement for Philips XL+/989803167281	Replacement battery for Philips 989803167281used for Defibrillator Philips HEARTSTART XL+"," replacement for Philips XL+/989803167281	1	0				Ultrasound Foetal Transducer - comp w/ Bionet - Uterine Contractions		Ultrasound Foetal Transducer - comp w/ Bionet - UC	Bionet "
"	TNC-AL-BA001		TNC-AL-BA001	https://www.medten.com/product/7953	Replacement		Alaris	Batteries	Accessories	Replacement battery for Alaris 1000EL00349	Replacement battery for Alaris 1000EL00349	used for Infusion Pump Alaris GW Volumetric pump"," replacement for Alaris 1000EL00349	Replacement battery for Alaris 1000EL00349used for Infusion Pump Alaris GW Volumetric pump"," replacement for Alaris 1000EL00349	1	0				Ultrasound Foetal Transducer - comp w/ Bionet - Uterine Contractions		Ultrasound Foetal Transducer - comp w/ Bionet - UC	Bionet "
"	TNC-BB-BA002		TNC-BB-BA002	https://www.medten.com/product/7954	Replacement		B. Braun	Batteries	Accessories	Replacement battery for B.Braun 33175551	Replacement battery for B.Braun 33175551	used for Infusion Pump B Braun VISTA"," 8714827"," Interstate P"," P-600"," Interstate Batteries AMED5077"," R&d Batteries 6084"," Unipower B11443"," replacement for B.Braun 33175551","8712212	Replacement battery for B.Braun 33175551used for Infusion Pump B Braun VISTA"," 8714827"," Interstate P"," P-600"," Interstate Batteries AMED5077"," R&d Batteries 6084"," Unipower B11443"," replacement for B.Braun 33175551","8712212	1	0				Ultrasound Foetal Transducer - comp w/ Bionet - Uterine Contractions		Ultrasound Foetal Transducer - comp w/ Bionet - UC	Bionet "
"	TNC-BB-BA003		TNC-BB-BA003	https://www.medten.com/product/7955	Replacement		B. Braun	Batteries	Accessories	Replacement battery for B.Braun MB1120	Replacement battery for B.Braun MB1120	used for Infusion Pump B.Braun VISTA"," 8714827"," Interstate P"," P-600"," Interstate Batteries AMED5077"," R&d Batteries 6084"," Unipower B11443"," replacement for B.Braun MB1120"," 3/N600AAK	Replacement battery for B.Braun MB1120used for Infusion Pump B.Braun VISTA"," 8714827"," Interstate P"," P-600"," Interstate Batteries AMED5077"," R&d Batteries 6084"," Unipower B11443"," replacement for B.Braun MB1120"," 3/N600AAK	1	0				Ultrasound Foetal Transducer - comp w/ Bionet - Uterine Contractions		Ultrasound Foetal Transducer - comp w/ Bionet - UC	Bionet "
"	TNC-BB-BA004		TNC-BB-BA004	https://www.medten.com/product/7956	Replacement		B. Braun	Batteries	Accessories	Replacement battery for B.Braun 8713030	Replacement battery for B.Braun 8713030	used for Syringe Pump B.Braun Perfusor space"," replacement for B.Braun 8713030"," 12-2000/2001	Replacement battery for B.Braun 8713030used for Syringe Pump B.Braun Perfusor space"," replacement for B.Braun 8713030"," 12-2000/2001	1	0				Ultrasound Foetal Transducer - comp w/ Bionet - Uterine Contractions		Ultrasound Foetal Transducer - comp w/ Bionet - UC	Bionet "
"	TNC-BB-BA005		TNC-BB-BA005	https://www.medten.com/product/7957	Replacement		B. Braun	Batteries	Accessories	Replacement battery for B.Braun casmed 3	Replacement battery for B.Braun casmed 3	used for Infusion Pump B.Braun NI-AA2000MAH"," replacement for B.Braun casmed 3"," N600AAK	Replacement battery for B.Braun casmed 3used for Infusion Pump B.Braun NI-AA2000MAH"," replacement for B.Braun casmed 3"," N600AAK	1	0				Ultrasound Foetal Transducer - comp w/ Bionet - Uterine Contractions		Ultrasound Foetal Transducer - comp w/ Bionet - UC	Bionet "
"	TNC-BB-BA006		TNC-BB-BA006	https://www.medten.com/product/7958	Replacement		B. Braun	Batteries	Accessories	Replacement battery for B.Braun BRA135	Replacement battery for B.Braun BRA135	used for Syringe Pump B.Braun Perfusor FT"," Perfusor VII"," replacement for B.Braun BRA135"," 120009"," BATT/110009	Replacement battery for B.Braun BRA135used for Syringe Pump B.Braun Perfusor FT"," Perfusor VII"," replacement for B.Braun BRA135"," 120009"," BATT/110009	1	0				Ultrasound Foetal Transducer - comp w/ Bionet - Uterine Contractions		Ultrasound Foetal Transducer - comp w/ Bionet - UC	Bionet "
"	TNC-BB-BA007		TNC-BB-BA007	https://www.medten.com/product/7959	Replacement		B. Braun	Batteries	Accessories	Replacement battery for B.Braun BRA142	Replacement battery for B.Braun BRA142	used for Infusion Pump B.Braun Perfusor FT91"," Perfusor F"," Perfusor secura P"," 3-eckige Bauform"," replacement for B.Braun BRA142"," 120010"," BATT/110010	Replacement battery for B.Braun BRA142used for Infusion Pump B.Braun Perfusor FT91"," Perfusor F"," Perfusor secura P"," 3-eckige Bauform"," replacement for B.Braun BRA142"," 120010"," BATT/110010	1	0				Ultrasound Foetal Transducer - comp w/ Bionet - Uterine Contractions		Ultrasound Foetal Transducer - comp w/ Bionet - UC	Bionet "
"	TNC-SMS-BA008		TNC-SMS-BA008	https://www.medten.com/product/7960	Replacement		Medfusion	Batteries	Accessories	Replacement battery for Smiths WZF-50F2 Dual channel	Replacement battery for Smiths WZF-50F2 Dual channel	used for Syringe Pump Smiths WZS-50F6"," WZ-50F6"," WZ-50S"," WZ-50F2	Replacement battery for Smiths WZF-50F2 Dual channelused for Syringe Pump Smiths WZS-50F6"," WZ-50F6"," WZ-50S"," WZ-50F2	1	0				Ultrasound Foetal Transducer - comp w/ Bionet - Uterine Contractions		Ultrasound Foetal Transducer - comp w/ Bionet - UC	Bionet "
"	TNC-SMS-BA009		TNC-SMS-BA009	https://www.medten.com/product/7961	Replacement		Medfusion	Batteries	Accessories	Replacement battery for Infusion Pump Smiths SY-1200	Replacement battery for Infusion Pump Smiths SY-1200	0	Replacement battery for Infusion Pump Smiths SY-12000	1	0				Ultrasound Foetal Transducer - comp w/ Bionet - Uterine Contractions		Ultrasound Foetal Transducer - comp w/ Bionet - UC	Bionet "
"	TNC-SMS-BA010		TNC-SMS-BA010	https://www.medten.com/product/7962	Replacement		Medfusion	Batteries	Accessories	Replacement battery for Infusion Pump Smiths WZL-506	Replacement battery for Infusion Pump Smiths WZL-506	0	Replacement battery for Infusion Pump Smiths WZL-5060	1	0				Ultrasound Foetal Transducer - comp w/ Bionet - Uterine Contractions		Ultrasound Foetal Transducer - comp w/ Bionet - UC	Bionet "
"	TNC-SMS-BA011		TNC-SMS-BA011	https://www.medten.com/product/7963	Replacement		Siemens	Batteries	Accessories	Replacement battery for Infusion Pump Smiths CY-300	Replacement battery for Infusion Pump Smiths CY-300	0	Replacement battery for Infusion Pump Smiths CY-3000	1	0				Ultrasound Foetal Transducer - comp w/ Bionet - Uterine Contractions		Ultrasound Foetal Transducer - comp w/ Bionet - UC	Bionet "
"	TNC-MR-BA012		TNC-MR-BA012	https://www.medten.com/product/7964	Replacement		Mindray	Batteries	Accessories	Replacement battery for Syringe Pump Mindray SP1"," REF.: ICR18650-2S	Replacement battery for Syringe Pump Mindray SP1"," REF.: ICR18650-2S	0	Replacement battery for Syringe Pump Mindray SP1"," REF.: ICR18650-2S0	1	0				Ultrasound Foetal Transducer - comp w/ Bionet - Uterine Contractions		Ultrasound Foetal Transducer - comp w/ Bionet - UC	Bionet "
"	TNC-MR-BA013		TNC-MR-BA013	https://www.medten.com/product/7965	Replacement		Mindray	Batteries	Accessories	Replacement battery for Mindray SK04B9003	Replacement battery for Mindray SK04B9003	used for Infusion Pump Mindray BeneFusion VP5"," BeneFusion SP5"," replacement for Mindray SK04B9003"," 21CR19/66-2	Replacement battery for Mindray SK04B9003used for Infusion Pump Mindray BeneFusion VP5"," BeneFusion SP5"," replacement for Mindray SK04B9003"," 21CR19/66-2	1	0				Ultrasound Foetal Transducer - comp w/ Bionet - Uterine Contractions		Ultrasound Foetal Transducer - comp w/ Bionet - UC	Bionet "
"	TNC-MR-BA001		TNC-MR-BA001	https://www.medten.com/product/7966	Replacement		Mindray	Batteries	Accessories	Replacement battery for Mindray LI23I001A	Replacement battery for Mindray LI23I001A	used for Doppler Ultrasound Mindray M5"," M5T"," M6"," M7"," M7 Series"," replacement for Mindray LI23I001A"," 2108-20-65792"," M7D	Replacement battery for Mindray LI23I001Aused for Doppler Ultrasound Mindray M5"," M5T"," M6"," M7"," M7 Series"," replacement for Mindray LI23I001A"," 2108-20-65792"," M7D	1	0				Ultrasound Foetal Transducer - comp w/ Bionet - Uterine Contractions		Ultrasound Foetal Transducer - comp w/ Bionet - UC	Bionet "
"	TNC-MR-BA002		TNC-MR-BA002	https://www.medten.com/product/7967	Replacement		Mindray	Batteries	Accessories	Replacement battery for Mindray 0146-00-0091-01	Replacement battery for Mindray 0146-00-0091-01	used for Doppler Ultrasound Mindray DP-10"," DP-20"," DP-20 Vet"," DP-30 Vet"," DP-30"," V12"," V21	Replacement battery for Mindray 0146-00-0091-01used for Doppler Ultrasound Mindray DP-10"," DP-20"," DP-20 Vet"," DP-30 Vet"," DP-30"," V12"," V21	1	0				Ultrasound Foetal Transducer - comp w/ Bionet - Uterine Contractions		Ultrasound Foetal Transducer - comp w/ Bionet - UC	Bionet "
"	TNC-GE-BA022		TNC-GE-BA022	https://www.medten.com/product/7969	Replacement		GE Healthcare	Batteries	Accessories	Replacement battery for GE TWBP42	Replacement battery for GE TWBP42	used for Doppler Ultrasound GE LOGIQ-e"," LOGIQ-i"," Vivid-e"," Logiq E R7"," replacement for GE TWBP42"," 5120410-2"," 5451284	Replacement battery for GE TWBP42used for Doppler Ultrasound GE LOGIQ-e"," LOGIQ-i"," Vivid-e"," Logiq E R7"," replacement for GE TWBP42"," 5120410-2"," 5451284	1	0				Ultrasound Foetal Transducer - comp w/ Bionet - Uterine Contractions		Ultrasound Foetal Transducer - comp w/ Bionet - UC	Bionet "
"	TNC-CP-BA001		TNC-CP-BA001	https://www.medten.com/product/7970	Replacement		Alaris	Batteries	Accessories	Replacement battery for CareFusion Pulmonetic LTV1000	Replacement battery for CareFusion Pulmonetic LTV1000	used for Ventilator CareFusion Pulmonetic LTV900"," LTV950"," LTV1000"," LTV1150"," LTV1200"," LTV2000"," replacement for CareFusion Pulmonetic LTV1000/EE400171",10140-EP," 18608-001	Replacement battery for CareFusion Pulmonetic LTV1000used for Ventilator CareFusion Pulmonetic LTV900"," LTV950"," LTV1000"," LTV1150"," LTV1200"," LTV2000"," replacement for CareFusion Pulmonetic LTV1000/EE400171",10140-EP," 18608-001	1	0				Ultrasound Foetal Transducer - comp w/ Bionet - Uterine Contractions		Ultrasound Foetal Transducer - comp w/ Bionet - UC	Bionet "
"	TNC-DG-BA006		TNC-DG-BA006	https://www.medten.com/product/7971	Replacement		Draeger	Batteries	Accessories	Replacement battery for Draeger OXYLOG	Replacement battery for Draeger OXYLOG	used for Ventilator Draeger OXYLOG 2000"," Microvent"," Ohmeda Suction Unit"," Physio Control Life Pak 250"," replacement for Draeger OXYLOG"," 8411599-05"," PA-A111C-GC"," P-100AASJ/A1 F2X3	Replacement battery for Draeger OXYLOGused for Ventilator Draeger OXYLOG 2000"," Microvent"," Ohmeda Suction Unit"," Physio Control Life Pak 250"," replacement for Draeger OXYLOG"," 8411599-05"," PA-A111C-GC"," P-100AASJ/A1 F2X3	1	0				Ultrasound Foetal Transducer - comp w/ Bionet - Uterine Contractions		Ultrasound Foetal Transducer - comp w/ Bionet - UC	Bionet "
"	TNC-DG-BA003		TNC-DG-BA003	https://www.medten.com/product/7972	Replacement		Draeger	Batteries	Accessories	Replacement battery for Draeger 5703153-05	Replacement battery for Draeger 5703153-05	used for Ventilator Draeger Carina NIV Ventilator"," Carina"," replacement for Draeger 5703153-05"," 5703153-04"," 5703153-07"," 5703153-09"," OSI Item Number OM11759"," Euro Energy Part Number 02271"," Original Battery Part Number 5703153		1	0				Ultrasound Foetal Transducer - comp w/ Bionet - Uterine Contractions		Ultrasound Foetal Transducer - comp w/ Bionet - UC	Bionet "
"	TNC-DG-BA004		TNC-DG-BA004	https://www.medten.com/product/7973	Replacement		Draeger	Batteries	Accessories	Replacement battery for Draeger li202s-6600	Replacement battery for Draeger li202s-6600	used for Ventilator Draeger OXYLOG 2000"," OXYLOG 3000"," OXYLOG vamos"," replacement for Draeger li202s-6600"," ME202C"," ME202A	Replacement battery for Draeger li202s-6600used for Ventilator Draeger OXYLOG 2000"," OXYLOG 3000"," OXYLOG vamos"," replacement for Draeger li202s-6600"," ME202C"," ME202A	1	0				Ultrasound Foetal Transducer - comp w/ Bionet - Uterine Contractions		Ultrasound Foetal Transducer - comp w/ Bionet - UC	Bionet "
"	TNC-DG-BA005		TNC-DG-BA005	https://www.medten.com/product/7974	Replacement		Draeger	Batteries	Accessories	Replacement battery for Ventilator Drager Savina	Replacement battery for Ventilator Drager Savina	0	Replacement battery for Ventilator Drager Savina0	1	0				Ultrasound Foetal Transducer - comp w/ Bionet - Uterine Contractions		Ultrasound Foetal Transducer - comp w/ Bionet - UC	Bionet "
"	TNC-HT-BA006		TNC-HT-BA006	https://www.medten.com/product/7975	Replacement		Hamilton	Batteries	Accessories	Replacement battery for Hamilton NL2024	Replacement battery for Hamilton NL2024	used for Ventilator Hamilton C2"," C3"," Philips Respironics EverGo"," SimplyGo"," 1082662"," 4ICR19/65-3 RES-900-102"," replacement for Hamilton NL2024"," Inspired-energy NL2024HD"," 369104"," 369106	Replacement battery for Hamilton NL2024used for Ventilator Hamilton C2"," C3"," Philips Respironics EverGo"," SimplyGo"," 1082662"," 4ICR19/65-3 RES-900-102"," replacement for Hamilton NL2024"," Inspired-energy NL2024HD"," 369104"," 369106	1	0				Ultrasound Foetal Transducer - comp w/ Bionet - Uterine Contractions		Ultrasound Foetal Transducer - comp w/ Bionet - UC	Bionet "
"	TNC-HT-BA007		TNC-HT-BA007	https://www.medten.com/product/7976	Replacement		Hamilton	Batteries	Accessories	Replacement battery for Hamilton 369108	Replacement battery for Hamilton 369108	used for Ventilator Hamilton C1"," T1"," replacement for Hamilton 369108"," 110731-O	Replacement battery for Hamilton 369108used for Ventilator Hamilton C1"," T1"," replacement for Hamilton 369108"," 110731-O	1	0				Ultrasound Foetal Transducer - comp w/ Bionet - Uterine Contractions		Ultrasound Foetal Transducer - comp w/ Bionet - UC	Bionet "
"	TNC-IP-BA008		TNC-IP-BA008	https://www.medten.com/product/7977	Replacement		Impact Medical	Batteries	Accessories	Replacement battery for Impact Medical B11152	Replacement battery for Impact Medical B11152			1	0				Ultrasound Foetal Transducer - comp w/ Bionet - Uterine Contractions		Ultrasound Foetal Transducer - comp w/ Bionet - UC	Bionet "
"	TNC-PH-BA030		TNC-PH-BA030	https://www.medten.com/product/7978	Replacement		Philips	Batteries	Accessories	Replacement battery for Philips V60/88881344	Replacement battery for Philips V60/88881344	used for Ventilator Philips RESPIRATEUR V60"," RESPIRATEUR V60S"," replacement for Philips V60/88881344"," 1076374",1058272," 1076374"," 107674	Replacement battery for Philips V60/88881344used for Ventilator Philips RESPIRATEUR V60"," RESPIRATEUR V60S"," replacement for Philips V60/88881344"," 1076374",1058272," 1076374"," 107674	1	0				Ultrasound Foetal Transducer - comp w/ Bionet - Uterine Contractions		Ultrasound Foetal Transducer - comp w/ Bionet - UC	Bionet "
"	TNC-PH-BA031		TNC-PH-BA031	https://www.medten.com/product/7979	Replacement		Philips	Batteries	Accessories	Replacement battery for Philips 41CR19/65-2	Replacement battery for Philips 41CR19/65-2	used for Ventilator Philips Trilogy 202"," replacement for Philips Trilogy 202"," 1043572"," 41CR19/65-2"," 1113779	Replacement battery for Philips 41CR19/65-2used for Ventilator Philips Trilogy 202"," replacement for Philips Trilogy 202"," 1043572"," 41CR19/65-2"," 1113779	1	0				Ultrasound Foetal Transducer - comp w/ Bionet - Uterine Contractions		Ultrasound Foetal Transducer - comp w/ Bionet - UC	Bionet "
"	TNC-RP-BA012		TNC-RP-BA012	https://www.medten.com/product/7980	Replacement		Respironics	Batteries	Accessories	Replacement battery for RESPIRONICS 8-500016-00	Replacement battery for RESPIRONICS 8-500016-00	used for Ventilator RESPIRONICS BiPAP Focus"," replacement for RESPIRONICS 8-500016-00	Replacement battery for RESPIRONICS 8-500016-00used for Ventilator RESPIRONICS BiPAP Focus"," replacement for RESPIRONICS 8-500016-00	1	0				Ultrasound Foetal Transducer - comp w/ Bionet - Uterine Contractions		Ultrasound Foetal Transducer - comp w/ Bionet - UC	Bionet "
"	TNC-GE-LCD001		TNC-GE-LCD001	https://www.medten.com/product/7981	Replacement	Reusable	GE Healthcare	Monitor/Module Parts	Parts	15” LCD Panel M1168227	Reusable 15” LCD Panel M1168227	for GE Carescape B650	15” LCD Panel M1168227 for GE Carescape B650	1	6				Ultrasound Foetal Transducer - comp w/ Bionet - Uterine Contractions		Ultrasound Foetal Transducer - comp w/ Bionet - UC	Bionet "
"	TNC-GE-LCD002		TNC-GE-LCD002	https://www.medten.com/product/7982	Replacement	Reusable	GE Healthcare	Monitor/Module Parts	Parts	Please type your own Product Title	Reusable Please type your own Product Title	for GE Carescape B850	Please type your own Product Title for GE Carescape B850	1	6				Ultrasound Foetal Transducer - comp w/ Bionet - Uterine Contractions		Ultrasound Foetal Transducer - comp w/ Bionet - UC	Bionet "
"	TNC-GE-LCD003		TNC-GE-LCD003	https://www.medten.com/product/7983	Replacement	Reusable	GE Healthcare	Monitor/Module Parts	Parts	12.1"" LCD Screen Panel (M1233490)	Reusable 12.1"" LCD Screen Panel (M1233490)	for GE Carescape B450	12.1"" LCD Screen Panel (M1233490) for GE Carescape B450	1	6				Ultrasound Foetal Transducer - comp w/ Bionet - Uterine Contractions		Ultrasound Foetal Transducer - comp w/ Bionet - UC	Bionet "
"	TNC-GE-LCD004		TNC-GE-LCD004	https://www.medten.com/product/7984	Replacement	Reusable	Corometrics	Monitor/Module Parts	Parts	5.7"" LCD Screen Panel (LQ057Q3DC12)	Reusable 5.7"" LCD Screen Panel (LQ057Q3DC12)	for GE Corometrics 250CX Series Monitor	5.7"" LCD Screen Panel (LQ057Q3DC12) for GE Corometrics 250CX Series Monitor	1	6				Ultrasound Foetal Transducer - comp w/ Bionet - Uterine Contractions		Ultrasound Foetal Transducer - comp w/ Bionet - UC	Bionet "
"	TNC-GE-LCD005		TNC-GE-LCD005	https://www.medten.com/product/7985	Replacement	Reusable	GE Healthcare	Monitor/Module Parts	Parts	10.4"" LCD Screen Panel(LQ104V1DG59)	Reusable 10.4"" LCD Screen Panel(LQ104V1DG59)	for GE Dash 2500	10.4"" LCD Screen Panel(LQ104V1DG59) for GE Dash 2500	1	6				Ultrasound Foetal Transducer - comp w/ Bionet - Uterine Contractions		Ultrasound Foetal Transducer - comp w/ Bionet - UC	Bionet "
"	TNC-PH-MS001		TNC-PH-MS001	https://www.medten.com/product/7986	Replacement	Reusable	Philips	Monitor/Module Parts	Parts	Replacement Panel Membrane Switch Keypad	Reusable Replacement Panel Membrane Switch Keypad	for Philips SureSigns VM4"," VM6 short	Replacement Panel Membrane Switch Keypad for Philips SureSigns VM4"," VM6 short	1	6				Ultrasound Foetal Transducer - comp w/ Bionet - Uterine Contractions		Ultrasound Foetal Transducer - comp w/ Bionet - UC	Bionet "
"	TNC-PH-MS002		TNC-PH-MS002	https://www.medten.com/product/7987	Replacement	Reusable	Philips	Monitor/Module Parts	Parts	Replacement Panel Membrane Switch Keypad	Reusable Replacement Panel Membrane Switch Keypad	for Philips SureSigns VM8 Long	Replacement Panel Membrane Switch Keypad for Philips SureSigns VM8 Long	1	6				Ultrasound Foetal Transducer - comp w/ Bionet - Uterine Contractions		Ultrasound Foetal Transducer - comp w/ Bionet - UC	Bionet "
"	TNC-GE-MS003		TNC-GE-MS003	https://www.medten.com/product/7988	Replacement	Reusable	Datex Ohmeda	Monitor/Module Parts	Parts	Replacement Panel Membrane Switch Keypad	Reusable Replacement Panel Membrane Switch Keypad	for GE Datex-ohmeda S/5	Replacement Panel Membrane Switch Keypad for GE Datex-ohmeda S/5	1	6				Ultrasound Foetal Transducer - comp w/ Bionet - Uterine Contractions		Ultrasound Foetal Transducer - comp w/ Bionet - UC	Bionet "
"	TNC-PH-MS006		TNC-PH-MS006	https://www.medten.com/product/7989	Replacement	Reusable	Philips	Monitor/Module Parts	Parts	Replacement Panel Membrane Switch Keypad	Reusable Replacement Panel Membrane Switch Keypad	for Philips HeartStart XL M4735A	Replacement Panel Membrane Switch Keypad for Philips HeartStart XL M4735A	1	6				Ultrasound Foetal Transducer - comp w/ Bionet - Uterine Contractions		Ultrasound Foetal Transducer - comp w/ Bionet - UC	Bionet "
"	SA-009RB-03ML		SA-009RB-03ML	https://www.medten.com/product/7991	Replacement	Reusable	Masimo	SpO2 Adapter Cables	Accessories	Masimo SpO2 Adapter Cable 2405(RC-1)	Reusable Masimo SpO2 Adapter Cable 2405(RC-1)	Replacement: 0.3m"," use with Masimo M LNCS sensor"," Reusable	Masimo SpO2 Adapter Cable 2405(RC-1)"," 0.3m"," use with Masimo M LNCS sensor"," Reusable	1	12				Ultrasound Foetal Transducer - comp w/ Bionet - Uterine Contractions		Ultrasound Foetal Transducer - comp w/ Bionet - UC	Bionet "
"6010809	SA-009RB-12ML		SA-009RB-12ML	https://www.medten.com/product/7992	Replacement	Reusable	Masimo	SpO2 Adapter Cables	Accessories	Masimo SpO2 Adapter Cable 2406(RC-4)	Reusable Masimo SpO2 Adapter Cable 2406(RC-4)	Replacement: 1.2m"," use with Masimo M LNCS sensor"," Reusable	Masimo SpO2 Adapter Cable 2406(RC-4)"," 1.2m"," use with Masimo M LNCS sensor"," Reusable	1	12				Ultrasound Foetal Transducer - comp w/ Bionet - Uterine Contractions		Ultrasound Foetal Transducer - comp w/ Bionet - UC	Bionet "
"	E200-4059/GI		E200-4059/GI	https://www.medten.com/product/7995	Replacement	Reusable	Corpuls	One-Piece ECG Cables	Accessories	Corpuls One-Piece ECG Cable	Reusable Corpuls One-Piece ECG Cable	0	Corpuls One-Piece ECG Cable0	1	6				Ultrasound Foetal Transducer - comp w/ Bionet - Uterine Contractions		Ultrasound Foetal Transducer - comp w/ Bionet - UC	Bionet "
"	AEC-5229		AEC-5229	https://www.medten.com/product/7996	Replacement	Reusable	Corpuls	SpO2 Adapter Cables	Accessories	Corpuls SpO2 Adapter Cable	Reusable Corpuls SpO2 Adapter Cable	'Replacement: 2.4m"," use with Masimo-LNCS sensor"," Reusable	Ultrasound Foetal Transducer - comp w/ Bionet - Uterine Contractions		Ultrasound Foetal Transducer - comp w/ Bionet - UC	Bionet "
"	'Corpuls SpO2 Adapter Cable"," 2.4m"," use with Masimo-LNCS sensor"," Reusable	for Model 3'	'Corpuls SpO2 Adapter Cable"," 2.4m"," use with Masimo-LNCS sensor"," Reusable	Ultrasound Foetal Transducer - comp w/ Bionet - Uterine Contractions		Ultrasound Foetal Transducer - comp w/ Bionet - UC	Bionet "
"	1	for Model 3'	1	12				Ultrasound Foetal Transducer - comp w/ Bionet - Uterine Contractions		Ultrasound Foetal Transducer - comp w/ Bionet - UC	Bionet "
"	FMT-INC/ST-S		FMT-INC/ST-S	https://www.medten.com/product/7999	Replacement	Reusable	Atom	Temperature Probes	Accessories	Atom Temperature Probe 60881	Reusable Atom Temperature Probe 60881	'Replacement: Pediatric/Neonate"," Skin surface"," 1.5m"," Reusable(white)	Ultrasound Foetal Transducer - comp w/ Bionet - Uterine Contractions		Ultrasound Foetal Transducer - comp w/ Bionet - UC	Bionet "
"		Atom Medical V-2100 / 2100G / 2200 / 3200"," V-5005 / 505ST /	Ultrasound Foetal Transducer - comp w/ Bionet - Uterine Contractions		Ultrasound Foetal Transducer - comp w/ Bionet - UC	Bionet "
"	'Atom Temperature Probe 60881"," Pediatric/Neonate"," Skin surface"," 1.5m"," Reusable(white)	80 I 800 I 808 Transcapsule 850 Incubators and Infant Warmers.'	'Atom Temperature Probe 60881"," Pediatric/Neonate"," Skin surface"," 1.5m"," Reusable(white)	Ultrasound Foetal Transducer - comp w/ Bionet - Uterine Contractions		Ultrasound Foetal Transducer - comp w/ Bionet - UC	Bionet "
"		Atom Medical V-2100 / 2100G / 2200 / 3200"," V-5005 / 505ST /	Ultrasound Foetal Transducer - comp w/ Bionet - Uterine Contractions		Ultrasound Foetal Transducer - comp w/ Bionet - UC	Bionet "
"	1	80 I 800 I 808 Transcapsule 850 Incubators and Infant Warmers.'	1	12				Ultrasound Foetal Transducer - comp w/ Bionet - Uterine Contractions		Ultrasound Foetal Transducer - comp w/ Bionet - UC	Bionet "
"	SA-015RB-12ML		SA-015RB-12ML	https://www.medten.com/product/8000	Replacement	Reusable	GE Healthcare	SpO2 Adapter Cables	Accessories	GE Healthcare SpO2 Adapter Cable M-LNC-4-GE	Reusable GE Healthcare SpO2 Adapter Cable M-LNC-4-GE	Replacement: 1.2m"," use with Masimo M LNCS sensor	GE Healthcare SpO2 Adapter Cable M-LNC-4-GE"," 1.2m"," use with Masimo M LNCS sensor	1	12				Ultrasound Foetal Transducer - comp w/ Bionet - Uterine Contractions		Ultrasound Foetal Transducer - comp w/ Bionet - UC	Bionet "
"	BPD-11WS-W01P		BPD-11WS-W01P	https://www.medten.com/product/8002	Replacement	Disposable		NIBP Cuffs	Accessories	NIBP Cuff	Disposable NIBP Cuff	Replacement: Neonate #1 (3-6cm)"," Single Tube"," Non-woven fiber"," Male Bayonet (Box of 10)	NIBP Cuff"," Neonate #1 (3-6cm)"," Single Tube"," Non-woven fiber"," Male Bayonet (Box of 10)	10	0				Ultrasound Foetal Transducer - comp w/ Bionet - Uterine Contractions		Ultrasound Foetal Transducer - comp w/ Bionet - UC	Bionet "
"	BPD-12WS-W01P		BPD-12WS-W01P	https://www.medten.com/product/8003	Replacement	Disposable	Masimo	NIBP Cuffs	Accessories	NIBP Cuff	Disposable NIBP Cuff	Replacement: Neonate #2 (4-8cm)"," Single Tube"," Non-woven fiber"," Male Bayonet (Box of 10)	NIBP Cuff"," Neonate #2 (4-8cm)"," Single Tube"," Non-woven fiber"," Male Bayonet (Box of 10)	10	0				Ultrasound Foetal Transducer - comp w/ Bionet - Uterine Contractions		Ultrasound Foetal Transducer - comp w/ Bionet - UC	Bionet "
"	BPD-13WS-W01P		BPD-13WS-W01P	https://www.medten.com/product/8004	Replacement	Disposable	Masimo	NIBP Cuffs	Accessories	NIBP Cuff	Disposable NIBP Cuff	Replacement: Neonate #3 (6-11cm)"," Single Tube"," Non-woven fiber"," Male Bayonet (Box of 10)	NIBP Cuff"," Neonate #3 (6-11cm)"," Single Tube"," Non-woven fiber"," Male Bayonet (Box of 10)	10	0				Ultrasound Foetal Transducer - comp w/ Bionet - Uterine Contractions		Ultrasound Foetal Transducer - comp w/ Bionet - UC	Bionet "
"	BPD-14WS-W01P		BPD-14WS-W01P	https://www.medten.com/product/8005	Replacement	Disposable	Masimo	NIBP Cuffs	Accessories	NIBP Cuff	Disposable NIBP Cuff	Replacement: Neonate #4 (7-13cm)"," Single Tube"," Non-woven fiber"," Male Bayonet (Box of 10)	NIBP Cuff"," Neonate #4 (7-13cm)"," Single Tube"," Non-woven fiber"," Male Bayonet (Box of 10)	10	0				Ultrasound Foetal Transducer - comp w/ Bionet - Uterine Contractions		Ultrasound Foetal Transducer - comp w/ Bionet - UC	Bionet "
"	BPD-15WS-W01P		BPD-15WS-W01P	https://www.medten.com/product/8006	Replacement	Disposable	Masimo	NIBP Cuffs	Accessories	NIBP Cuff	Disposable NIBP Cuff	Replacement: Neonate #5 (8-15cm)"," Single Tube"," Non-woven fiber"," Male Bayonet (Box of 10)	NIBP Cuff"," Neonate #5 (8-15cm)"," Single Tube"," Non-woven fiber"," Male Bayonet (Box of 10)	10	0				Ultrasound Foetal Transducer - comp w/ Bionet - Uterine Contractions		Ultrasound Foetal Transducer - comp w/ Bionet - UC	Bionet "
"6010520	SA-008RB-24ML		SA-008RB-24ML	https://www.medten.com/product/8008	Replacement	Reusable	Masimo	SpO2 Adapter Cables	Accessories	Masimo SpO2 Adapter Cable M-LNC-10	Reusable Masimo SpO2 Adapter Cable M-LNC-10	Replacement: 2.4m"," use with Masimo M LNCS sensor"," Reusable	Masimo SpO2 Adapter Cable M-LNC-10"," 2.4m"," use with Masimo M LNCS sensor"," Reusable	1	12				Ultrasound Foetal Transducer - comp w/ Bionet - Uterine Contractions		Ultrasound Foetal Transducer - comp w/ Bionet - UC	Bionet "
"	TNC-GE-LCD006		TNC-GE-LCD006	https://www.medten.com/product/8009	Replacement	Reusable	GE Healthcare	Monitor/Module Parts	Parts	8.4"" LCD Screen Panel (LQ084V1DG21)	Reusable 8.4"" LCD Screen Panel (LQ084V1DG21)	for GE Dash 3000	8.4"" LCD Screen Panel (LQ084V1DG21) for GE Dash 3000	1	6				Ultrasound Foetal Transducer - comp w/ Bionet - Uterine Contractions		Ultrasound Foetal Transducer - comp w/ Bionet - UC	Bionet "
"	TNC-GE-LCD007		TNC-GE-LCD007	https://www.medten.com/product/8010	Replacement	Reusable	GE Healthcare	Monitor/Module Parts	Parts	10.4"" LCD Screen Panel (NL6448BC33-46(D))	Reusable 10.4"" LCD Screen Panel (NL6448BC33-46(D))	for GE Dash 4000	10.4"" LCD Screen Panel (NL6448BC33-46(D)) for GE Dash 4000	1	6				Ultrasound Foetal Transducer - comp w/ Bionet - Uterine Contractions		Ultrasound Foetal Transducer - comp w/ Bionet - UC	Bionet "
"	TNC-GE-LCD008		TNC-GE-LCD008	https://www.medten.com/product/8011	Replacement	Reusable	GE Healthcare	Monitor/Module Parts	Parts	12.1"" LCD Screen Panel ( NL8060BC31-27)	Reusable 12.1"" LCD Screen Panel ( NL8060BC31-27)	for GE Dash 5000	12.1"" LCD Screen Panel ( NL8060BC31-27) for GE Dash 5000	1	6				Ultrasound Foetal Transducer - comp w/ Bionet - Uterine Contractions		Ultrasound Foetal Transducer - comp w/ Bionet - UC	Bionet "
"	TNC-PH-LCD009		TNC-PH-LCD009	https://www.medten.com/product/8012	Replacement	Reusable	Philips	Monitor/Module Parts	Parts	7.7"" LCD Panel Screen (LM8V302)	Reusable 7.7"" LCD Panel Screen (LM8V302)	for Philips M2636A"," M2636B LCD"," M2636C"," TelemonC	7.7"" LCD Panel Screen (LM8V302) for Philips M2636A"," M2636B LCD"," M2636C"," TelemonC	1	6				Ultrasound Foetal Transducer - comp w/ Bionet - Uterine Contractions		Ultrasound Foetal Transducer - comp w/ Bionet - UC	Bionet "
"	TNC-PH-LCD010		TNC-PH-LCD010	https://www.medten.com/product/8013	Replacement	Reusable	Philips	Monitor/Module Parts	Parts	6.5"" LCD Screen Panel (NL6448BC20-08)	Reusable 6.5"" LCD Screen Panel (NL6448BC20-08)	for Philips M3046A M4	6.5"" LCD Screen Panel (NL6448BC20-08) for Philips M3046A M4	1	6				Ultrasound Foetal Transducer - comp w/ Bionet - Uterine Contractions		Ultrasound Foetal Transducer - comp w/ Bionet - UC	Bionet "
"	TNC-PH-LCD011		TNC-PH-LCD011	https://www.medten.com/product/8014	Replacement	Reusable	Philips	Monitor/Module Parts	Parts	15"" LCD Screen Panel (NL10276BC30-17)	Reusable 15"" LCD Screen Panel (NL10276BC30-17)	for Philips M8031B"," MP60"," MP70	15"" LCD Screen Panel (NL10276BC30-17) for Philips M8031B"," MP60"," MP70	1	6				Ultrasound Foetal Transducer - comp w/ Bionet - Uterine Contractions		Ultrasound Foetal Transducer - comp w/ Bionet - UC	Bionet "
"	TNC-PH-LCD012		TNC-PH-LCD012	https://www.medten.com/product/8015	Replacement	Reusable	Philips	Monitor/Module Parts	Parts	17"" LCD Screen Panel (LTM170E8-L01)	Reusable 17"" LCD Screen Panel (LTM170E8-L01)	for Philips M8033C	17"" LCD Screen Panel (LTM170E8-L01) for Philips M8033C	1	6				Ultrasound Foetal Transducer - comp w/ Bionet - Uterine Contractions		Ultrasound Foetal Transducer - comp w/ Bionet - UC	Bionet "
"	TNC-PH-LCD013		TNC-PH-LCD013	https://www.medten.com/product/8016	Replacement	Reusable	Philips	Monitor/Module Parts	Parts	10.4"" LCD Screen Panel (LQ104S1DG21)	Reusable 10.4"" LCD Screen Panel (LQ104S1DG21)	for Philips MP20"," MP30	10.4"" LCD Screen Panel (LQ104S1DG21) for Philips MP20"," MP30	1	6				Ultrasound Foetal Transducer - comp w/ Bionet - Uterine Contractions		Ultrasound Foetal Transducer - comp w/ Bionet - UC	Bionet "
"	TNC-PH-LCD014		TNC-PH-LCD014	https://www.medten.com/product/8017	Replacement	Reusable	Philips	Monitor/Module Parts	Parts	8.4"" LCD Screen Panel (NL8060BC21-02)	Reusable 8.4"" LCD Screen Panel (NL8060BC21-02)	for Intellivue Philips MP5"," MP5SC"," MP5T	8.4"" LCD Screen Panel (NL8060BC21-02) for Intellivue Philips MP5"," MP5SC"," MP5T	1	6				Ultrasound Foetal Transducer - comp w/ Bionet - Uterine Contractions		Ultrasound Foetal Transducer - comp w/ Bionet - UC	Bionet "
"	TNC-PH-LCD015		TNC-PH-LCD015	https://www.medten.com/product/8018	Replacement	Reusable	Philips	Monitor/Module Parts	Parts	12.1"" LCD Screen Panel (NL12880BC20-05D)	Reusable 12.1"" LCD Screen Panel (NL12880BC20-05D)	for Philips XG50"," MX430"," MX450"," MX500	12.1"" LCD Screen Panel (NL12880BC20-05D) for Philips XG50"," MX430"," MX450"," MX500	1	6				Ultrasound Foetal Transducer - comp w/ Bionet - Uterine Contractions		Ultrasound Foetal Transducer - comp w/ Bionet - UC	Bionet "
"	TNC-PH-LCD016		TNC-PH-LCD016	https://www.medten.com/product/8019	Replacement	Reusable	Philips	Monitor/Module Parts	Parts	9"" LCD Screen Panel (NL8048BC24-12D)	Reusable 9"" LCD Screen Panel (NL8048BC24-12D)	for Philips MX400	9"" LCD Screen Panel (NL8048BC24-12D) for Philips MX400	1	6				Ultrasound Foetal Transducer - comp w/ Bionet - Uterine Contractions		Ultrasound Foetal Transducer - comp w/ Bionet - UC	Bionet "
"	TNC-PH-LCD017		TNC-PH-LCD017	https://www.medten.com/product/8020	Replacement	Reusable	Philips	Monitor/Module Parts	Parts	15.3"" LCD Screen Panel (NL12876BC26-32D)	Reusable 15.3"" LCD Screen Panel (NL12876BC26-32D)	for Philips MX550"," MX600"," MX700	15.3"" LCD Screen Panel (NL12876BC26-32D) for Philips MX550"," MX600"," MX700	1	6				Ultrasound Foetal Transducer - comp w/ Bionet - Uterine Contractions		Ultrasound Foetal Transducer - comp w/ Bionet - UC	Bionet "
"	TNC-PH-LCD018		TNC-PH-LCD018	https://www.medten.com/product/8021	Replacement	Reusable	Philips	Monitor/Module Parts	Parts	10.4"" LCD Screen Panel (B104SN02 V0)	Reusable 10.4"" LCD Screen Panel (B104SN02 V0)	for Philips SureSigns VM8	10.4"" LCD Screen Panel (B104SN02 V0) for Philips SureSigns VM8	1	6				Ultrasound Foetal Transducer - comp w/ Bionet - Uterine Contractions		Ultrasound Foetal Transducer - comp w/ Bionet - UC	Bionet "
"	TNC-PH-LCD021		TNC-PH-LCD021	https://www.medten.com/product/8022	Replacement	Reusable	Philips	Monitor/Module Parts	Parts	Philips MP50 New Style 12.1"" LCD Screen Panel (LQ121S1LW01)	Reusable Philips MP50 New Style 12.1"" LCD Screen Panel (LQ121S1LW01)	for Philips New style MP40"," MP50	Philips MP50 New Style 12.1"" LCD Screen Panel (LQ121S1LW01) for Philips New style MP40"," MP50	1	6				Ultrasound Foetal Transducer - comp w/ Bionet - Uterine Contractions		Ultrasound Foetal Transducer - comp w/ Bionet - UC	Bionet "
"	TNC-PH-LCD022		TNC-PH-LCD022	https://www.medten.com/product/8023	Replacement	Reusable	Philips	Monitor/Module Parts	Parts	8.4"" LCD Screen Panel (G084SN05 V7)	Reusable 8.4"" LCD Screen Panel (G084SN05 V7)	for Philips SureSigns VM4"," VM6"," VS3"," VS4	8.4"" LCD Screen Panel (G084SN05 V7) for Philips SureSigns VM4"," VM6"," VS3"," VS4	1	6				Ultrasound Foetal Transducer - comp w/ Bionet - Uterine Contractions		Ultrasound Foetal Transducer - comp w/ Bionet - UC	Bionet "
"	TNC-MR-LCD023		TNC-MR-LCD023	https://www.medten.com/product/8024	Replacement	Reusable	Mindray	Monitor/Module Parts	Parts	12.1"" LCD Screen Panel (LB121S02(A2))	Reusable 12.1"" LCD Screen Panel (LB121S02(A2))	for Mindray DPM5	12.1"" LCD Screen Panel (LB121S02(A2)) for Mindray DPM5	1	6				Ultrasound Foetal Transducer - comp w/ Bionet - Uterine Contractions		Ultrasound Foetal Transducer - comp w/ Bionet - UC	Bionet "
"	M03-G024		M03-G024	https://www.medten.com/product/8026	Replacement	Reusable		Miscellaneous Cables	Accessories	Leadwire separator	Reusable Leadwire separator	2 lead (for lead diameter 2.0mm-3.0mm)	Leadwire separator2 lead (for lead diameter 2.0mm-3.0mm)	1	6				Ultrasound Foetal Transducer - comp w/ Bionet - Uterine Contractions		Ultrasound Foetal Transducer - comp w/ Bionet - UC	Bionet "
"	M03-G025		M03-G025	https://www.medten.com/product/8027	Replacement	Reusable	GE Healthcare	Miscellaneous Cables	Accessories	Leadwire separator	Reusable Leadwire separator	5 lead (for lead diameter 2.0mm-3.0mm)	Leadwire separator5 lead (for lead diameter 2.0mm-3.0mm)	1	6				Ultrasound Foetal Transducer - comp w/ Bionet - Uterine Contractions		Ultrasound Foetal Transducer - comp w/ Bionet - UC	Bionet "
"	M03-G026		M03-G026	https://www.medten.com/product/8028	Replacement	Reusable		Miscellaneous Cables	Accessories	Leadwire separator	Reusable Leadwire separator	6 lead (for lead diameter 2.0mm-3.0mm)	Leadwire separator6 lead (for lead diameter 2.0mm-3.0mm)	1	6				Ultrasound Foetal Transducer - comp w/ Bionet - Uterine Contractions		Ultrasound Foetal Transducer - comp w/ Bionet - UC	Bionet "
"	SS-165RB-AF10		SS-165RB-AF10	https://www.medten.com/product/8029	Replacement	Reusable	Masimo	SpO2 Sensors	Accessories	Masimo SpO2 Sensor 4050 (RD SET DCI)	Reusable Masimo SpO2 Sensor 4050 (RD SET DCI)	Replacement: Adult"," Finger clip"," 1.0m"," Masimo-RD	Masimo SpO2 Sensor 4050 (RD SET DCI)"," Adult"," Finger clip"," 1.0m"," Masimo-RD	1	12				Ultrasound Foetal Transducer - comp w/ Bionet - Uterine Contractions		Ultrasound Foetal Transducer - comp w/ Bionet - UC	Bionet "
"	SS-165RB-PF10		SS-165RB-PF10	https://www.medten.com/product/8030	Replacement	Reusable	Masimo	SpO2 Sensors	Accessories	Masimo SpO2 Sensor 4051 (RD SET DCI-P)	Reusable Masimo SpO2 Sensor 4051 (RD SET DCI-P)	Replacement: Pediatric"," Finger clip"," 1.0m"," Masimo-RD	Masimo SpO2 Sensor 4051 (RD SET DCI-P)"," Pediatric"," Finger clip"," 1.0m"," Masimo-RD	1	12				Ultrasound Foetal Transducer - comp w/ Bionet - Uterine Contractions		Ultrasound Foetal Transducer - comp w/ Bionet - UC	Bionet "
"	TNC-GE-TS04		TNC-GE-TS04	https://www.medten.com/product/8031	Replacement	Reusable	GE Healthcare	Telemetry Parts	Parts	19"" Touch Screen"," 5 Wire"," THK=3.0mm 2042909-001	Reusable 19"" Touch Screen"," 5 Wire"," THK=3.0mm 2042909-001	for GE Carescape B850	19"" Touch Screen"," 5 Wire"," THK=3.0mm 2042909-001 for GE Carescape B850	1	6				Ultrasound Foetal Transducer - comp w/ Bionet - Uterine Contractions		Ultrasound Foetal Transducer - comp w/ Bionet - UC	Bionet "
"	TNC-PH-TS05		TNC-PH-TS05	https://www.medten.com/product/8032	Replacement	Reusable	Avalon	Fetal Transducer Parts	Parts	Avalon 6.4"" Touch Screen ","4 Wire"," THK=1.8mm	Reusable Avalon 6.4"" Touch Screen ","4 Wire"," THK=1.8mm	for Philips Avalon FM20"," FM30"," FM50	Avalon 6.4"" Touch Screen ","4 Wire"," THK=1.8mm for Philips Avalon FM20"," FM30"," FM50	1	6				Ultrasound Foetal Transducer - comp w/ Bionet - Uterine Contractions		Ultrasound Foetal Transducer - comp w/ Bionet - UC	Bionet "
"	TNC-PH-TS06		TNC-PH-TS06	https://www.medten.com/product/8033	Replacement	Reusable	Avalon	Fetal Transducer Parts	Parts	Avalon 6.4"" Touch Screen"," 5 Wire"," THK=1.8mm	Reusable Avalon 6.4"" Touch Screen"," 5 Wire"," THK=1.8mm	for Philips Avalon FM20"," FM30","FM50	Avalon 6.4"" Touch Screen"," 5 Wire"," THK=1.8mm for Philips Avalon FM20"," FM30","FM50	1	6				Ultrasound Foetal Transducer - comp w/ Bionet - Uterine Contractions		Ultrasound Foetal Transducer - comp w/ Bionet - UC	Bionet "
"	TNC-PH-TS07		TNC-PH-TS07	https://www.medten.com/product/8034	Replacement	Reusable	Philips	Telemetry Parts	Parts	15"" Touch Screen"," 5 Wire"," THK=1.8mm	Reusable 15"" Touch Screen"," 5 Wire"," THK=1.8mm	for Philips M1097A"," M1097B	15"" Touch Screen"," 5 Wire"," THK=1.8mm for Philips M1097A"," M1097B	1	6				Ultrasound Foetal Transducer - comp w/ Bionet - Uterine Contractions		Ultrasound Foetal Transducer - comp w/ Bionet - UC	Bionet "
"	TNC-PH-TS08		TNC-PH-TS08	https://www.medten.com/product/8035	Replacement	Reusable	Philips	Telemetry Parts	Parts	15.1"" Touch Screen"," 5 Wire"," THK=1.8mm 451261014041	Reusable 15.1"" Touch Screen"," 5 Wire"," THK=1.8mm 451261014041	for Philips M8031B	15.1"" Touch Screen"," 5 Wire"," THK=1.8mm 451261014041 for Philips M8031B	1	6				Ultrasound Foetal Transducer - comp w/ Bionet - Uterine Contractions		Ultrasound Foetal Transducer - comp w/ Bionet - UC	Bionet "
"	TNC-PH-TS09		TNC-PH-TS09	https://www.medten.com/product/8036	Replacement	Reusable	Philips	Telemetry Parts	Parts	17.1"" Touch Screen"," ","5 Wire"," THK=1.8mm	Reusable 17.1"" Touch Screen"," ","5 Wire"," THK=1.8mm	for Philips M8033C	17.1"" Touch Screen"," ","5 Wire"," THK=1.8mm for Philips M8033C	1	6				Ultrasound Foetal Transducer - comp w/ Bionet - Uterine Contractions		Ultrasound Foetal Transducer - comp w/ Bionet - UC	Bionet "
"	TNC-PH-TS10		TNC-PH-TS10	https://www.medten.com/product/8037	Replacement	Reusable	Philips	Monitor/Module Parts	Parts	8.4""Touch Screen Glass"," 4 PIN	Reusable 8.4""Touch Screen Glass"," 4 PIN	for Intellivue Philips MP5"," MP5SC"," MP5T	8.4""Touch Screen Glass"," 4 PIN for Intellivue Philips MP5"," MP5SC"," MP5T	1	6				Ultrasound Foetal Transducer - comp w/ Bionet - Uterine Contractions		Ultrasound Foetal Transducer - comp w/ Bionet - UC	Bionet "
"	TNC-PH-TS11		TNC-PH-TS11	https://www.medten.com/product/8038	Replacement	Reusable	Philips	Monitor/Module Parts	Parts	8.4"" Touch Screen Glass"," 5 PIN	Reusable 8.4"" Touch Screen Glass"," 5 PIN	for Philips Intellivue MP5"," MP5SC"," MP5T"," M8015	8.4"" Touch Screen Glass"," 5 PIN for Philips Intellivue MP5"," MP5SC"," MP5T"," M8015	1	6				Ultrasound Foetal Transducer - comp w/ Bionet - Uterine Contractions		Ultrasound Foetal Transducer - comp w/ Bionet - UC	Bionet "
"	TNC-PH-TS12		TNC-PH-TS12	https://www.medten.com/product/8039	Replacement	Reusable	Philips	Telemetry Parts	Parts	9"" Touch Screen"," 5 Wire"," THK=1.8mm 453564406271	Reusable 9"" Touch Screen"," 5 Wire"," THK=1.8mm 453564406271	for Philips MX400	9"" Touch Screen"," 5 Wire"," THK=1.8mm 453564406271 for Philips MX400	1	6				Ultrasound Foetal Transducer - comp w/ Bionet - Uterine Contractions		Ultrasound Foetal Transducer - comp w/ Bionet - UC	Bionet "
"	TNC-PH-TS13		TNC-PH-TS13	https://www.medten.com/product/8040	Replacement	Reusable	Philips	Telemetry Parts	Parts	8.4"" Touch Screen"," 5 Wire","THK=3.0mm	Reusable 8.4"" Touch Screen"," 5 Wire","THK=3.0mm	for Philips SureSigns VS4	8.4"" Touch Screen"," 5 Wire","THK=3.0mm for Philips SureSigns VS4	1	6				Ultrasound Foetal Transducer - comp w/ Bionet - Uterine Contractions		Ultrasound Foetal Transducer - comp w/ Bionet - UC	Bionet "
"	TNC-MR-TS14		TNC-MR-TS14	https://www.medten.com/product/8041	Replacement	Reusable	Mindray	Telemetry Parts	Parts	12.1"" Touch Screen Glass (0000-10-10799)	Reusable 12.1"" Touch Screen Glass (0000-10-10799)	for Mindray DPM6"," T5	12.1"" Touch Screen Glass (0000-10-10799) for Mindray DPM6"," T5	1	6				Ultrasound Foetal Transducer - comp w/ Bionet - Uterine Contractions		Ultrasound Foetal Transducer - comp w/ Bionet - UC	Bionet "
"	TNC-PH-TS17		TNC-PH-TS17	https://www.medten.com/product/8042	Replacement	Reusable	Philips	Telemetry Parts	Parts	10"" Touch Screen Glass	Reusable 10"" Touch Screen Glass	for Philips Efficia CM10	10"" Touch Screen Glass for Philips Efficia CM10	1	6				Ultrasound Foetal Transducer - comp w/ Bionet - Uterine Contractions		Ultrasound Foetal Transducer - comp w/ Bionet - UC	Bionet "
"	TNC-MR-TS20		TNC-MR-TS20	https://www.medten.com/product/8043	Replacement	Reusable	Mindray	Telemetry Parts	Parts	17"" Touch Screen"," 5Wire"," THK=1.8mm GP-171F-5H-01C-N	Reusable 17"" Touch Screen"," 5Wire"," THK=1.8mm GP-171F-5H-01C-N	for Mindray BeneView T8"," 365*290mm	17"" Touch Screen"," 5Wire"," THK=1.8mm GP-171F-5H-01C-N for Mindray BeneView T8"," 365*290mm	1	6				Ultrasound Foetal Transducer - comp w/ Bionet - Uterine Contractions		Ultrasound Foetal Transducer - comp w/ Bionet - UC	Bionet "
"	TNC-PH-TS21		TNC-PH-TS21	https://www.medten.com/product/8044	Replacement	Reusable	Philips	Telemetry Parts	Parts	3.5"" Touch Screen"," 4 Wire"," THK=0.8mm	Reusable 3.5"" Touch Screen"," 4 Wire"," THK=0.8mm	for Philips Intellivue MP2 & X2"," M3002A	3.5"" Touch Screen"," 4 Wire"," THK=0.8mm for Philips Intellivue MP2 & X2"," M3002A	1	6				Ultrasound Foetal Transducer - comp w/ Bionet - Uterine Contractions		Ultrasound Foetal Transducer - comp w/ Bionet - UC	Bionet "
"	TNC-XX-OR001		TNC-XX-OR001	https://www.medten.com/product/8054	Replacement			Equipment	Equipment	Oxygen Regulator	Oxygen Regulator	used for Oxygen Cylinder","with G5/8 male inlet connection	Oxygen Regulator used for Oxygen Cylinder","with G5/8 male inlet connection	0	0				Ultrasound Foetal Transducer - comp w/ Bionet - Uterine Contractions		Ultrasound Foetal Transducer - comp w/ Bionet - UC	Bionet "
"	TNC-XX-OR001B		TNC-XX-OR001B	https://www.medten.com/product/8055	Replacement			Equipment	Equipment	Humidifier Bottle For Oxygen Regulator	Humidifier Bottle For Oxygen Regulator	0	Humidifier Bottle For Oxygen Regulator 0	0	0				Ultrasound Foetal Transducer - comp w/ Bionet - Uterine Contractions		Ultrasound Foetal Transducer - comp w/ Bionet - UC	Bionet "
"	TNC-PD-MS007		TNC-PD-MS007	https://www.medten.com/product/8056	Replacement		Primedic	Defibrillator/AED Parts	Parts	Replacement Panel Membrane Switch Keypad	Replacement Panel Membrane Switch Keypad	used for Defibrillator Primedic Defi-Monitor Joule"," Defi-Monitor Joule M240"," DM10"," DM30	Replacement Panel Membrane Switch Keypad used for Defibrillator Primedic Defi-Monitor Joule"," Defi-Monitor Joule M240"," DM10"," DM30	1	6				Ultrasound Foetal Transducer - comp w/ Bionet - Uterine Contractions		Ultrasound Foetal Transducer - comp w/ Bionet - UC	Bionet "
"	TNC-GE-MS008		TNC-GE-MS008	https://www.medten.com/product/8057	Replacement		GE Healthcare	Parts	Parts	Replacement Panel Membrane Switch Keypad GE 39000202	Replacement Panel Membrane Switch Keypad GE 39000202	used for ECG GE MAC1200 1200ST	Replacement Panel Membrane Switch Keypad GE 39000202 used for ECG GE MAC1200 1200ST	1	6				Ultrasound Foetal Transducer - comp w/ Bionet - Uterine Contractions		Ultrasound Foetal Transducer - comp w/ Bionet - UC	Bionet "
"	TNC-ED-MS009		TNC-ED-MS009	https://www.medten.com/product/8058	Replacement		Edan	Parts	Parts	Replacement Panel Membrane Switch Keypad	Replacement Panel Membrane Switch Keypad	used for ECG EDAN SE-300B"," SE-3B"," SE-100"," SE-3"," SE-1	Replacement Panel Membrane Switch Keypad used for ECG EDAN SE-300B"," SE-3B"," SE-100"," SE-3"," SE-1	1	6				Ultrasound Foetal Transducer - comp w/ Bionet - Uterine Contractions		Ultrasound Foetal Transducer - comp w/ Bionet - UC	Bionet "
"	TNC-BC-MS010		TNC-BC-MS010	https://www.medten.com/product/8059	Replacement	Reusable	Biocare	Parts	Parts	Replacement Panel Membrane Switch Keypad	Reusable Replacement Panel Membrane Switch Keypad	used for ECG Biocare 300"," 300G"," 300A"," 101A	Replacement Panel Membrane Switch Keypad used for ECG Biocare 300"," 300G"," 300A"," 101A	1	6				Ultrasound Foetal Transducer - comp w/ Bionet - Uterine Contractions		Ultrasound Foetal Transducer - comp w/ Bionet - UC	Bionet "
"	TNC-BC-MS011		TNC-BC-MS011	https://www.medten.com/product/8060	Replacement	Reusable	Biocare	Parts	Parts	Replacement Panel Membrane Switch Keypad	Reusable Replacement Panel Membrane Switch Keypad	used for ECG Biocare ECG-1200	Replacement Panel Membrane Switch Keypad used for ECG Biocare ECG-1200	1	6				Ultrasound Foetal Transducer - comp w/ Bionet - Uterine Contractions		Ultrasound Foetal Transducer - comp w/ Bionet - UC	Bionet "
"	TNC-CM-MS013		TNC-CM-MS013	https://www.medten.com/product/8061	Replacement		Comen	Parts	Parts	Replacement Panel Membrane Switch Keypad	Replacement Panel Membrane Switch Keypad	used for ECG COMEN CM100"," CM300	Replacement Panel Membrane Switch Keypad used for ECG COMEN CM100"," CM300	1	6				Ultrasound Foetal Transducer - comp w/ Bionet - Uterine Contractions		Ultrasound Foetal Transducer - comp w/ Bionet - UC	Bionet "
"	TNC-CT-MS014		TNC-CT-MS014	https://www.medten.com/product/8062	Replacement		Contec	Parts	Parts	Replacement Panel Membrane Switch Keypad	Replacement Panel Membrane Switch Keypad	used for ECG Contec 1200G	Replacement Panel Membrane Switch Keypad used for ECG Contec 1200G	1	6				Ultrasound Foetal Transducer - comp w/ Bionet - Uterine Contractions		Ultrasound Foetal Transducer - comp w/ Bionet - UC	Bionet "
"	TNC-NC-MS001		TNC-NC-MS001	https://www.medten.com/product/8063	Replacement	Reusable	Covidien	Monitor/Module Parts	Parts	N65 Panel Membrane Switch Keypad	Reusable N65 Panel Membrane Switch Keypad	for Pulse Oximeter Coviden N65	N65 Panel Membrane Switch Keypad for Pulse Oximeter Coviden N65	1	6				Ultrasound Foetal Transducer - comp w/ Bionet - Uterine Contractions		Ultrasound Foetal Transducer - comp w/ Bionet - UC	Bionet "
"	TNC-BB-MS016		TNC-BB-MS016	https://www.medten.com/product/8064	Replacement	Reusable	B. Braun	Infusion Pump Parts	Parts	Replacement Panel Membrane Switch Keypad	Reusable Replacement Panel Membrane Switch Keypad	for Infusion Pump B.Braun Infusomat® P	Replacement Panel Membrane Switch Keypad for Infusion Pump B.Braun Infusomat® P	1	6				Ultrasound Foetal Transducer - comp w/ Bionet - Uterine Contractions		Ultrasound Foetal Transducer - comp w/ Bionet - UC	Bionet "
"	TNC-BB-MS017		TNC-BB-MS017	https://www.medten.com/product/8065	Replacement	Reusable	B. Braun	Infusion Pump Parts	Parts	Replacement Panel Membrane Switch Keypad	Reusable Replacement Panel Membrane Switch Keypad	for Syringe Pump B.Braun Perfusor® compact	Replacement Panel Membrane Switch Keypad for Syringe Pump B.Braun Perfusor® compact	1	6				Ultrasound Foetal Transducer - comp w/ Bionet - Uterine Contractions		Ultrasound Foetal Transducer - comp w/ Bionet - UC	Bionet "
"	TNC-FSN-MS018		TNC-FSN-MS018	https://www.medten.com/product/8066	Replacement	Reusable	Fresenius kabi	Miscellaneous	Parts	Replacement Panel Membrane Switch Keypad	Reusable Replacement Panel Membrane Switch Keypad	for Syringe Pump Fresenius Kabi INJECTOMAT AGILIA RC	Replacement Panel Membrane Switch Keypad for Syringe Pump Fresenius Kabi INJECTOMAT AGILIA RC	1	6				Ultrasound Foetal Transducer - comp w/ Bionet - Uterine Contractions		Ultrasound Foetal Transducer - comp w/ Bionet - UC	Bionet "
"	TNC-PH-MS020		TNC-PH-MS020	https://www.medten.com/product/8067	Replacement		Philips	Respiratory and Anesthesia Parts	Parts	Replacement Panel Membrane Switch Keypad	Replacement Panel Membrane Switch Keypad	used for Ventilator Philips Respironics V60	Replacement Panel Membrane Switch Keypad used for Ventilator Philips Respironics V60	1	6				Ultrasound Foetal Transducer - comp w/ Bionet - Uterine Contractions		Ultrasound Foetal Transducer - comp w/ Bionet - UC	Bionet "
"	TNC-TB-MS021		TNC-TB-MS021	https://www.medten.com/product/8068	Replacement		VIASYS	Respiratory and Anesthesia Parts	Parts	Replacement Panel Membrane Switch Keypad	Replacement Panel Membrane Switch Keypad	used for Ventilator VIASYS TBird VELA	Replacement Panel Membrane Switch Keypad used for Ventilator VIASYS TBird VELA	1	6				Ultrasound Foetal Transducer - comp w/ Bionet - Uterine Contractions		Ultrasound Foetal Transducer - comp w/ Bionet - UC	Bionet "
"	TNC-BC-MS012		TNC-BC-MS012	https://www.medten.com/product/8069	Replacement	Reusable	Biocare	Parts	Parts	Replacement Panel Membrane Switch Keypad	Reusable Replacement Panel Membrane Switch Keypad	used for ECG Biocare 1201	Replacement Panel Membrane Switch Keypad used for ECG Biocare 1201	1	6				Ultrasound Foetal Transducer - comp w/ Bionet - Uterine Contractions		Ultrasound Foetal Transducer - comp w/ Bionet - UC	Bionet "
"	TNC-SL-LCD019		TNC-SL-LCD019	https://www.medten.com/product/8070	Replacement	Reusable	Spacelabs	Monitor/Module Parts	Parts	10.4"" LCD Screen Panel (LQ10D367)	Reusable 10.4"" LCD Screen Panel (LQ10D367)	for Spacelabs 90369	10.4"" LCD Screen Panel (LQ10D367) for Spacelabs 90369	1	6				Ultrasound Foetal Transducer - comp w/ Bionet - Uterine Contractions		Ultrasound Foetal Transducer - comp w/ Bionet - UC	Bionet "
"	TNC-WA-TS16		TNC-WA-TS16	https://www.medten.com/product/8071	Replacement	Reusable	Welch Allyn	Monitor/Module Parts	Parts	15"" Touch Screen Glass	Reusable 15"" Touch Screen Glass	for Welch Allyn 6000 Series	15"" Touch Screen Glass for Welch Allyn 6000 Series	1	6				Ultrasound Foetal Transducer - comp w/ Bionet - Uterine Contractions		Ultrasound Foetal Transducer - comp w/ Bionet - UC	Bionet "
"	TNC-SL-LCD020		TNC-SL-LCD020	https://www.medten.com/product/8072	Replacement	Reusable	Spacelabs	Monitor/Module Parts	Parts	10.4"" LCD Screen Panel (NL6448BC33-59)	Reusable 10.4"" LCD Screen Panel (NL6448BC33-59)	for Spacelabs 91369	10.4"" LCD Screen Panel (NL6448BC33-59) for Spacelabs 91369	1	6				Ultrasound Foetal Transducer - comp w/ Bionet - Uterine Contractions		Ultrasound Foetal Transducer - comp w/ Bionet - UC	Bionet "
"	TNC-SL-TS15		TNC-SL-TS15	https://www.medten.com/product/8073	Replacement	Reusable	Spacelabs	Monitor/Module Parts	Parts	10.4"" Touch Screen Glass/ 5 pin (010-1445-00)	Reusable 10.4"" Touch Screen Glass/ 5 pin (010-1445-00)	for Spacelabs 91369"," 5 Wire Resistive	10.4"" Touch Screen Glass/ 5 pin (010-1445-00) for Spacelabs 91369"," 5 Wire Resistive	1	6				Ultrasound Foetal Transducer - comp w/ Bionet - Uterine Contractions		Ultrasound Foetal Transducer - comp w/ Bionet - UC	Bionet "
"	M20-F068		M20-F068	https://www.medten.com/product/8076	Replacement	Other	Philips	Telemetry Parts	Parts	White Tyvek Circle Filter	Other White Tyvek Circle Filter	for MX40 Rear Case Housing"," 10.2*0.1	White Tyvek Circle Filter for MX40 Rear Case Housing"," 10.2*0.1	1	6				Ultrasound Foetal Transducer - comp w/ Bionet - Uterine Contractions		Ultrasound Foetal Transducer - comp w/ Bionet - UC	Bionet "
"	KLN-053-07		KLN-053-07	https://www.medten.com/product/8077	Replacement	Reusable	Medfusion	Infusion Pump Parts	Parts	Medfusion 3000 series Bottom Case Assembly G6000438	Reusable Medfusion 3000 series Bottom Case Assembly G6000438	for Medfusion 3000"," 3500 pump	Medfusion 3000 series Bottom Case Assembly G6000438 for Medfusion 3000"," 3500 pump	Kit	6				Ultrasound Foetal Transducer - comp w/ Bionet - Uterine Contractions		Ultrasound Foetal Transducer - comp w/ Bionet - UC	Bionet "
"	KLN-053-08		KLN-053-08	https://www.medten.com/product/8078	Replacement	Reusable	Medfusion	Infusion Pump Parts	Parts	Medfusion Right Plunger Case G6001588	Reusable Medfusion Right Plunger Case G6001588	for Medfusion 3000/3500/4000	Medfusion Right Plunger Case G6001588 for Medfusion 3000/3500/4000	Kit	6				Ultrasound Foetal Transducer - comp w/ Bionet - Uterine Contractions		Ultrasound Foetal Transducer - comp w/ Bionet - UC	Bionet "
"	KLN-053-09		KLN-053-09	https://www.medten.com/product/8079	Replacement	Reusable	Medfusion	Infusion Pump Parts	Parts	Medfusion Left Plunger Case G6000439	Reusable Medfusion Left Plunger Case G6000439	for Medfusion 3000/3500/4000	Medfusion Left Plunger Case G6000439 for Medfusion 3000/3500/4000	Kit	6				Ultrasound Foetal Transducer - comp w/ Bionet - Uterine Contractions		Ultrasound Foetal Transducer - comp w/ Bionet - UC	Bionet "
"	KLN-080-03		KLN-080-03	https://www.medten.com/product/8080	Replacement	Reusable	Philips	Monitor/Module Parts	Parts	Philips M3015B Microstream CO2 Black Connector	Reusable Philips M3015B Microstream CO2 Black Connector	for Philips Intellivue M3015B module	Philips M3015B Microstream CO2 Black Connector for Philips Intellivue M3015B module	1	6				Ultrasound Foetal Transducer - comp w/ Bionet - Uterine Contractions		Ultrasound Foetal Transducer - comp w/ Bionet - UC	Bionet "
"	BPA-D-2TP2TP-26		BPA-D-2TP2TP-26	https://www.medten.com/product/8082	Replacement	Reusable	Welch Allyn	NIBP Connectors and Adapters	Accessories	Please type your own Product Title	Reusable Please type your own Product Title	2 bard connector to Flex-port Cuff adaptor"," 10pcs/bag	Please type your own Product Title2 bard connector to Flex-port Cuff adaptor"," 10pcs/bag	10	6				Ultrasound Foetal Transducer - comp w/ Bionet - Uterine Contractions		Ultrasound Foetal Transducer - comp w/ Bionet - UC	Bionet "
"	SF40		SF40	https://www.medten.com/product/8085	Replacement	Disposable		Monitoring Electrodes	Accessories	Disposable ECG Electrode	Disposable Disposable ECG Electrode	used for Child/Adult"," Foam"," Solid Gel"," Oval"," 43*46mm	Disposable ECG Electrodeused for Child/Adult"," Foam"," Solid Gel"," Oval"," 43*46mm	50	0				Ultrasound Foetal Transducer - comp w/ Bionet - Uterine Contractions		Ultrasound Foetal Transducer - comp w/ Bionet - UC	Bionet "
"	SF21		SF21	https://www.medten.com/product/8086	Replacement	Disposable		Monitoring Electrodes	Accessories	Disposable ECG Electrode	Disposable Disposable ECG Electrode	used for Pediatric"," Foam"," Solid Gel"," Moon Shape"," 40*21mm	Disposable ECG Electrodeused for Pediatric"," Foam"," Solid Gel"," Moon Shape"," 40*21mm	50	0				Ultrasound Foetal Transducer - comp w/ Bionet - Uterine Contractions		Ultrasound Foetal Transducer - comp w/ Bionet - UC	Bionet "
"	SF02		SF02	https://www.medten.com/product/8087	Replacement	Disposable		Monitoring Electrodes	Accessories	Disposable ECG Electrode	Disposable Disposable ECG Electrode	used for Adult"," Foam"," Solid Gel"," With tab"," 41*46mm	Disposable ECG Electrodeused for Adult"," Foam"," Solid Gel"," With tab"," 41*46mm	50	0				Ultrasound Foetal Transducer - comp w/ Bionet - Uterine Contractions		Ultrasound Foetal Transducer - comp w/ Bionet - UC	Bionet "
"	SF03		SF03	https://www.medten.com/product/8088	Replacement	Disposable		Monitoring Electrodes	Accessories	Disposable ECG Electrode	Disposable Disposable ECG Electrode	used for Adult"," Foam"," Solid Gel"," With tab"," 50*55mm	Disposable ECG Electrodeused for Adult"," Foam"," Solid Gel"," With tab"," 50*55mm	50	0				Ultrasound Foetal Transducer - comp w/ Bionet - Uterine Contractions		Ultrasound Foetal Transducer - comp w/ Bionet - UC	Bionet "
"	SF05		SF05	https://www.medten.com/product/8089	Replacement	Disposable		Monitoring Electrodes	Accessories	Disposable ECG Electrode	Disposable Disposable ECG Electrode	used for Adult"," Foam"," Solid Gel"," Tear drop"," 42*50mm	Disposable ECG Electrodeused for Adult"," Foam"," Solid Gel"," Tear drop"," 42*50mm	50	0				Ultrasound Foetal Transducer - comp w/ Bionet - Uterine Contractions		Ultrasound Foetal Transducer - comp w/ Bionet - UC	Bionet "
"	SF55		SF55	https://www.medten.com/product/8090	Replacement	Disposable		Monitoring Electrodes	Accessories	Disposable ECG Electrode	Disposable Disposable ECG Electrode	used for Child"," Foam","Solid Gel"," Tear drop"," 38*35mm	Disposable ECG Electrodeused for Child"," Foam","Solid Gel"," Tear drop"," 38*35mm	50	0				Ultrasound Foetal Transducer - comp w/ Bionet - Uterine Contractions		Ultrasound Foetal Transducer - comp w/ Bionet - UC	Bionet "
"	SF68		SF68	https://www.medten.com/product/8091	Replacement	Disposable		Monitoring Electrodes	Accessories	Disposable ECG Electrode	Disposable Disposable ECG Electrode	used for Neonatal"," Foam"," Solid Gel"," With tab"," 25*31mm	Disposable ECG Electrodeused for Neonatal"," Foam"," Solid Gel"," With tab"," 25*31mm	50	0				Ultrasound Foetal Transducer - comp w/ Bionet - Uterine Contractions		Ultrasound Foetal Transducer - comp w/ Bionet - UC	Bionet "
"	SF11		SF11	https://www.medten.com/product/8092	Replacement	Disposable		Monitoring Electrodes	Accessories	Disposable ECG Electrode	Disposable Disposable ECG Electrode	used for Pediatric"," Foam"," Solid Gel"," Round"," Ø30mm	Disposable ECG Electrodeused for Pediatric"," Foam"," Solid Gel"," Round"," Ø30mm	50	0				Ultrasound Foetal Transducer - comp w/ Bionet - Uterine Contractions		Ultrasound Foetal Transducer - comp w/ Bionet - UC	Bionet "
"	SF33		SF33	https://www.medten.com/product/8093	Replacement	Disposable		Monitoring Electrodes	Accessories	Disposable ECG Electrode	Disposable Disposable ECG Electrode	used for Universal"," Foam"," Solid Gel"," Oval"," 42*35mm	Disposable ECG Electrodeused for Universal"," Foam"," Solid Gel"," Oval"," 42*35mm	50	0				Ultrasound Foetal Transducer - comp w/ Bionet - Uterine Contractions		Ultrasound Foetal Transducer - comp w/ Bionet - UC	Bionet "
"	SF06		SF06	https://www.medten.com/product/8094	Replacement	Disposable		Monitoring Electrodes	Accessories	Disposable ECG Electrode	Disposable Disposable ECG Electrode	used for Adult ",Foam," Solid Gel"," Round"," Ø53mm	Disposable ECG Electrodeused for Adult ",Foam," Solid Gel"," Round"," Ø53mm	50	0				Ultrasound Foetal Transducer - comp w/ Bionet - Uterine Contractions		Ultrasound Foetal Transducer - comp w/ Bionet - UC	Bionet "
"	SF70		SF70	https://www.medten.com/product/8095	Replacement	Disposable		Monitoring Electrodes	Accessories	Disposable ECG Electrode	Disposable Disposable ECG Electrode	used for Adult"," Foam"," Solid Gel"," Round"," Ø55mm	Disposable ECG Electrodeused for Adult"," Foam"," Solid Gel"," Round"," Ø55mm	50	0				Ultrasound Foetal Transducer - comp w/ Bionet - Uterine Contractions		Ultrasound Foetal Transducer - comp w/ Bionet - UC	Bionet "
"	SF27		SF27	https://www.medten.com/product/8096	Replacement	Disposable		Monitoring Electrodes	Accessories	Disposable ECG Electrode	Disposable Disposable ECG Electrode	used for Adult"," Foam"," Solid Gel"," Round"," Ø60mm	Disposable ECG Electrodeused for Adult"," Foam"," Solid Gel"," Round"," Ø60mm	50	0				Ultrasound Foetal Transducer - comp w/ Bionet - Uterine Contractions		Ultrasound Foetal Transducer - comp w/ Bionet - UC	Bionet "
"	SF22		SF22	https://www.medten.com/product/8097	Replacement	Disposable	Philips	Fetal Accessories and Supplies	Accessories	Direct ECG attachment electrode	Disposable Direct ECG attachment electrode	used for Universal"," Foam"," Solid Gel"," Rectangle"," 35*40mm	Direct ECG attachment electrodeused for Universal"," Foam"," Solid Gel"," Rectangle"," 35*40mm	50	0				Ultrasound Foetal Transducer - comp w/ Bionet - Uterine Contractions		Ultrasound Foetal Transducer - comp w/ Bionet - UC	Bionet "
"	SF13		SF13	https://www.medten.com/product/8098	Replacement	Disposable		Monitoring Electrodes	Accessories	Disposable ECG Electrode	Disposable Disposable ECG Electrode	used for Adult/Child"," Foam"," Solid Gel"," Rectangle"," 36*55 mm	Disposable ECG Electrodeused for Adult/Child"," Foam"," Solid Gel"," Rectangle"," 36*55 mm	50	0				Ultrasound Foetal Transducer - comp w/ Bionet - Uterine Contractions		Ultrasound Foetal Transducer - comp w/ Bionet - UC	Bionet "
"	SF28		SF28	https://www.medten.com/product/8099	Replacement	Disposable		Monitoring Electrodes	Accessories	Disposable ECG Electrode	Disposable Disposable ECG Electrode	used for Adult"," Foam"," Solid Gel"," Rectangle"," 44*61mm	Disposable ECG Electrodeused for Adult"," Foam"," Solid Gel"," Rectangle"," 44*61mm	50	0				Ultrasound Foetal Transducer - comp w/ Bionet - Uterine Contractions		Ultrasound Foetal Transducer - comp w/ Bionet - UC	Bionet "
"	BA30		BA30	https://www.medten.com/product/8100	Replacement	Disposable		Monitoring Electrodes	Accessories	Disposable ECG Electrode	Disposable Disposable ECG Electrode	used for With 4 mm banana plug"," Foam"," Rectangle"," 35*47mm	Disposable ECG Electrodeused for With 4 mm banana plug"," Foam"," Rectangle"," 35*47mm	50	0				Ultrasound Foetal Transducer - comp w/ Bionet - Uterine Contractions		Ultrasound Foetal Transducer - comp w/ Bionet - UC	Bionet "
"	SN01		SN01	https://www.medten.com/product/8101	Replacement	Disposable		Monitoring Electrodes	Accessories	Disposable ECG Electrode	Disposable Disposable ECG Electrode	used for Pediatric"," Cloth"," Solid Gel"," Oval"," 36*44mm	Disposable ECG Electrodeused for Pediatric"," Cloth"," Solid Gel"," Oval"," 36*44mm	50	0				Ultrasound Foetal Transducer - comp w/ Bionet - Uterine Contractions		Ultrasound Foetal Transducer - comp w/ Bionet - UC	Bionet "
"	SN02		SN02	https://www.medten.com/product/8102	Replacement	Disposable		Monitoring Electrodes	Accessories	Disposable ECG Electrode	Disposable Disposable ECG Electrode	used for Adult"," Cloth"," Solid Gel"," With tab"," 41*46mm	Disposable ECG Electrodeused for Adult"," Cloth"," Solid Gel"," With tab"," 41*46mm	50	0				Ultrasound Foetal Transducer - comp w/ Bionet - Uterine Contractions		Ultrasound Foetal Transducer - comp w/ Bionet - UC	Bionet "
"	SN03		SN03	https://www.medten.com/product/8103	Replacement	Disposable		Monitoring Electrodes	Accessories	Disposable ECG Electrode	Disposable Disposable ECG Electrode	used for Adult"," Cloth"," Solid Gel"," With tab"," 50*55mm	Disposable ECG Electrodeused for Adult"," Cloth"," Solid Gel"," With tab"," 50*55mm	50	0				Ultrasound Foetal Transducer - comp w/ Bionet - Uterine Contractions		Ultrasound Foetal Transducer - comp w/ Bionet - UC	Bionet "
"	SN05		SN05	https://www.medten.com/product/8104	Replacement	Disposable		Monitoring Electrodes	Accessories	Disposable ECG Electrode	Disposable Disposable ECG Electrode	used for Adult"," Cloth"," Solid Gel"," Tear drop"," 42*50mm	Disposable ECG Electrodeused for Adult"," Cloth"," Solid Gel"," Tear drop"," 42*50mm	50	0				Ultrasound Foetal Transducer - comp w/ Bionet - Uterine Contractions		Ultrasound Foetal Transducer - comp w/ Bionet - UC	Bionet "
"	SN11		SN11	https://www.medten.com/product/8105	Replacement	Disposable		Monitoring Electrodes	Accessories	Disposable ECG Electrode	Disposable Disposable ECG Electrode	used for Neonatal"," Cloth"," Solid Gel"," Roud"," Ø30mm	Disposable ECG Electrodeused for Neonatal"," Cloth"," Solid Gel"," Roud"," Ø30mm	50	0				Ultrasound Foetal Transducer - comp w/ Bionet - Uterine Contractions		Ultrasound Foetal Transducer - comp w/ Bionet - UC	Bionet "
"	SN08		SN08	https://www.medten.com/product/8106	Replacement	Disposable		Monitoring Electrodes	Accessories	Disposable ECG Electrode	Disposable Disposable ECG Electrode	used for Adult"," Cloth"," Solid Gel"," Roud"," Ø50mm	Disposable ECG Electrodeused for Adult"," Cloth"," Solid Gel"," Roud"," Ø50mm	50	0				Ultrasound Foetal Transducer - comp w/ Bionet - Uterine Contractions		Ultrasound Foetal Transducer - comp w/ Bionet - UC	Bionet "
"	SN31		SN31	https://www.medten.com/product/8107	Replacement	Disposable		Monitoring Electrodes	Accessories	Disposable ECG Electrode	Disposable Disposable ECG Electrode	used for Universal"," Cloth"," Solid Gel"," Oval"," 43*47mm	Disposable ECG Electrodeused for Universal"," Cloth"," Solid Gel"," Oval"," 43*47mm	50	0				Ultrasound Foetal Transducer - comp w/ Bionet - Uterine Contractions		Ultrasound Foetal Transducer - comp w/ Bionet - UC	Bionet "
"	SN45		SN45	https://www.medten.com/product/8108	Replacement	Disposable		Monitoring Electrodes	Accessories	Disposable ECG Electrode	Disposable Disposable ECG Electrode	used for Adult"," Cloth"," Solid Gel"," Square"," Oval"," 48*48mm	Disposable ECG Electrodeused for Adult"," Cloth"," Solid Gel"," Square"," Oval"," 48*48mm	50	0				Ultrasound Foetal Transducer - comp w/ Bionet - Uterine Contractions		Ultrasound Foetal Transducer - comp w/ Bionet - UC	Bionet "
"	SC01		SC01	https://www.medten.com/product/8109	Replacement	Disposable		Monitoring Electrodes	Accessories	Disposable ECG Electrode	Disposable Disposable ECG Electrode	used for Child"," Foam"," Radiolucent Snap"," Solid Gel"," Oval"," 36*44 mm	Disposable ECG Electrodeused for Child"," Foam"," Radiolucent Snap"," Solid Gel"," Oval"," 36*44 mm	50	0				Ultrasound Foetal Transducer - comp w/ Bionet - Uterine Contractions		Ultrasound Foetal Transducer - comp w/ Bionet - UC	Bionet "
"	SC02		SC02	https://www.medten.com/product/8110	Replacement	Disposable		Monitoring Electrodes	Accessories	Disposable ECG Electrode	Disposable Disposable ECG Electrode	used for Adult"," Foam"," Radiolucent Snap"," Solid Gel"," With tab"," 41*46mm	Disposable ECG Electrodeused for Adult"," Foam"," Radiolucent Snap"," Solid Gel"," With tab"," 41*46mm	50	0				Ultrasound Foetal Transducer - comp w/ Bionet - Uterine Contractions		Ultrasound Foetal Transducer - comp w/ Bionet - UC	Bionet "
"	SC22		SC22	https://www.medten.com/product/8111	Replacement	Disposable		Monitoring Electrodes	Accessories	Disposable ECG Electrode	Disposable Disposable ECG Electrode	used for Universal"," Foam"," Radiolucent Snap"," Solid Gel"," Rectangle"," 35*40mm	Disposable ECG Electrodeused for Universal"," Foam"," Radiolucent Snap"," Solid Gel"," Rectangle"," 35*40mm	50	0				Ultrasound Foetal Transducer - comp w/ Bionet - Uterine Contractions		Ultrasound Foetal Transducer - comp w/ Bionet - UC	Bionet "
"	SC40		SC40	https://www.medten.com/product/8112	Replacement	Disposable		Monitoring Electrodes	Accessories	Disposable ECG Electrode	Disposable Disposable ECG Electrode	used for Adult"," Foam"," Radiolucent Snap"," Solid Gel"," Tear drop"," 43*46mm	Disposable ECG Electrodeused for Adult"," Foam"," Radiolucent Snap"," Solid Gel"," Tear drop"," 43*46mm	50	0				Ultrasound Foetal Transducer - comp w/ Bionet - Uterine Contractions		Ultrasound Foetal Transducer - comp w/ Bionet - UC	Bionet "
"	SC05		SC05	https://www.medten.com/product/8113	Replacement	Disposable		Monitoring Electrodes	Accessories	Disposable ECG Electrode	Disposable Disposable ECG Electrode	used for Adult"," Solid Gel"," Tear drop"," 42*50mm	Disposable ECG Electrodeused for Adult"," Solid Gel"," Tear drop"," 42*50mm	50	0				Ultrasound Foetal Transducer - comp w/ Bionet - Uterine Contractions		Ultrasound Foetal Transducer - comp w/ Bionet - UC	Bionet "
"	SC06		SC06	https://www.medten.com/product/8114	Replacement	Disposable		Monitoring Electrodes	Accessories	Disposable ECG Electrode	Disposable Disposable ECG Electrode	used for Adult"," Foam"," Radiolucent Snap"," Solid Gel"," Round"," Ø55mm	Disposable ECG Electrodeused for Adult"," Foam"," Radiolucent Snap"," Solid Gel"," Round"," Ø55mm	50	0				Ultrasound Foetal Transducer - comp w/ Bionet - Uterine Contractions		Ultrasound Foetal Transducer - comp w/ Bionet - UC	Bionet "
"	SC42		SC42	https://www.medten.com/product/8115	Replacement	Disposable		Monitoring Electrodes	Accessories	Disposable ECG Electrode	Disposable Disposable ECG Electrode	used for Adult"," Foam"," Radiolucent Snap"," Solid Gel"," Oval"," 35*50mm	Disposable ECG Electrodeused for Adult"," Foam"," Radiolucent Snap"," Solid Gel"," Oval"," 35*50mm	50	0				Ultrasound Foetal Transducer - comp w/ Bionet - Uterine Contractions		Ultrasound Foetal Transducer - comp w/ Bionet - UC	Bionet "
"	SNC08		SNC08	https://www.medten.com/product/8116	Replacement	Disposable		Monitoring Electrodes	Accessories	Disposable ECG Electrode	Disposable Disposable ECG Electrode	used for Adullt"," Cloth"," Radiolucent Snap"," Solid Gel"," Round"," ?50mm	Disposable ECG Electrodeused for Adullt"," Cloth"," Radiolucent Snap"," Solid Gel"," Round"," ?50mm	50	0				Ultrasound Foetal Transducer - comp w/ Bionet - Uterine Contractions		Ultrasound Foetal Transducer - comp w/ Bionet - UC	Bionet "
"	SNC28		SNC28	https://www.medten.com/product/8117	Replacement	Disposable		Monitoring Electrodes	Accessories	Disposable ECG electrode	Disposable Disposable ECG electrode	used for Cloth"," Adult"," Solid Gel"," Rectangle"," 44*61mm	Disposable ECG electrodeused for Cloth"," Adult"," Solid Gel"," Rectangle"," 44*61mm	50	0				Ultrasound Foetal Transducer - comp w/ Bionet - Uterine Contractions		Ultrasound Foetal Transducer - comp w/ Bionet - UC	Bionet "
"	SVC31		SVC31	https://www.medten.com/product/8118	Replacement	Disposable		Monitoring Electrodes	Accessories	Disposable ECG electrode	Disposable Disposable ECG electrode	used for Tape"," Adult"," Solid Gel"," Round"," 43*47mm	Disposable ECG electrodeused for Tape"," Adult"," Solid Gel"," Round"," 43*47mm	50	0				Ultrasound Foetal Transducer - comp w/ Bionet - Uterine Contractions		Ultrasound Foetal Transducer - comp w/ Bionet - UC	Bionet "
"	TAB03		TAB03	https://www.medten.com/product/8119	Replacement	Disposable		Monitoring Electrodes	Accessories	Disposable ECG electrode	Disposable Disposable ECG electrode	used for Universal"," 20*34mm	Disposable ECG electrodeused for Universal"," 20*34mm	10	0				Ultrasound Foetal Transducer - comp w/ Bionet - Uterine Contractions		Ultrasound Foetal Transducer - comp w/ Bionet - UC	Bionet "
"	TAB04		TAB04	https://www.medten.com/product/8120	Replacement	Disposable		Monitoring Electrodes	Accessories	Disposable ECG electrode	Disposable Disposable ECG electrode	used for Universal"," 23*34mm	Disposable ECG electrodeused for Universal"," 23*34mm	10	0				Ultrasound Foetal Transducer - comp w/ Bionet - Uterine Contractions		Ultrasound Foetal Transducer - comp w/ Bionet - UC	Bionet "
"	TNC-PH-BU002		TNC-PH-BU002	https://www.medten.com/product/8121	Replacement		Philips	Medical lamps/bulbs	Parts	Replacement Halogen Bulb	Replacement Halogen Bulb	used for Microscopy and Surgical Light Philips 7158 24V 150W G6.35 5200LM 50H	Replacement Halogen Bulb used for Microscopy and Surgical Light Philips 7158 24V 150W G6.35 5200LM 50H	1	0				Ultrasound Foetal Transducer - comp w/ Bionet - Uterine Contractions		Ultrasound Foetal Transducer - comp w/ Bionet - UC	Bionet "
"	TNC-OR-BU003		TNC-OR-BU003	https://www.medten.com/product/8122	Replacement		Osram	Medical lamps/bulbs	Parts	Replacement Halogen Bulb	Replacement Halogen Bulb	used for Microscopy and Surgical Light Osram 64640 24V150W G6.35 6000LM 50H	Replacement Halogen Bulb used for Microscopy and Surgical Light Osram 64640 24V150W G6.35 6000LM 50H	1	0				Ultrasound Foetal Transducer - comp w/ Bionet - Uterine Contractions		Ultrasound Foetal Transducer - comp w/ Bionet - UC	Bionet "
"	TNC-OR-BU004		TNC-OR-BU004	https://www.medten.com/product/8123	Replacement		Osram	Medical lamps/bulbs	Parts	Replacement Halogen Bulb	Replacement Halogen Bulb	used for Microscopy and Surgical Light Osram 64650 22.8V50W G6.35 6000LM 1200H	Replacement Halogen Bulb used for Microscopy and Surgical Light Osram 64650 22.8V50W G6.35 6000LM 1200H	1	0				Ultrasound Foetal Transducer - comp w/ Bionet - Uterine Contractions		Ultrasound Foetal Transducer - comp w/ Bionet - UC	Bionet "
"	TNC-LC-BU005		TNC-LC-BU005	https://www.medten.com/product/8124	Replacement		Leica	Medical lamps/bulbs	Parts	Replacement Halogen Bulb	Replacement Halogen Bulb	used for Microscopy LEICA10384643 HLX4643 12V50W 1400LM 50H	Replacement Halogen Bulb used for Microscopy LEICA10384643 HLX4643 12V50W 1400LM 50H	1	0				Ultrasound Foetal Transducer - comp w/ Bionet - Uterine Contractions		Ultrasound Foetal Transducer - comp w/ Bionet - UC	Bionet "
"	TNC-PH-BU006		TNC-PH-BU006	https://www.medten.com/product/8125	Replacement		Philips	Medical lamps/bulbs	Parts	Replacement Halogen Bulb	Replacement Halogen Bulb	used for Microscopy Philips 249235 With Reflector MR16 JCR 15V 150W H5 24 PACK G6.35 500H	Replacement Halogen Bulb used for Microscopy Philips 249235 With Reflector MR16 JCR 15V 150W H5 24 PACK G6.35 500H	1	0				Ultrasound Foetal Transducer - comp w/ Bionet - Uterine Contractions		Ultrasound Foetal Transducer - comp w/ Bionet - UC	Bionet "
"	TNC-OR-BU007		TNC-OR-BU007	https://www.medten.com/product/8126	Replacement		Osram	Medical lamps/bulbs	Parts	Replacement Halogen Bulb	Replacement Halogen Bulb	used for Microscopy and Surgical Light Osram 64642 24V150W G6.35 5000LM 300H	Replacement Halogen Bulb used for Microscopy and Surgical Light Osram 64642 24V150W G6.35 5000LM 300H	1	0				Ultrasound Foetal Transducer - comp w/ Bionet - Uterine Contractions		Ultrasound Foetal Transducer - comp w/ Bionet - UC	Bionet "
"	TNC-HLX-BU008		TNC-HLX-BU008	https://www.medten.com/product/8127	Replacement		Hanaulux	Medical lamps/bulbs	Parts	Replacement Halogen Bulb	Replacement Halogen Bulb	used for Surgical Light Hanaulux 22.8V90W 56053198 BLUE130/90 G6.35 2300LM 250H	Replacement Halogen Bulb used for Surgical Light Hanaulux 22.8V90W 56053198 BLUE130/90 G6.35 2300LM 250H	1	0				Ultrasound Foetal Transducer - comp w/ Bionet - Uterine Contractions		Ultrasound Foetal Transducer - comp w/ Bionet - UC	Bionet "
"	TNC-HLX-BU009		TNC-HLX-BU009	https://www.medten.com/product/8128	Replacement		Hanaulux	Medical lamps/bulbs	Parts	Replacement Halogen Bulb	Replacement Halogen Bulb	used for Surgical Light Hanaulux 21.5V130W 56053026 BLUE80 G6.35 3500LM 1000H	Replacement Halogen Bulb used for Surgical Light Hanaulux 21.5V130W 56053026 BLUE80 G6.35 3500LM 1000H	1	0				Ultrasound Foetal Transducer - comp w/ Bionet - Uterine Contractions		Ultrasound Foetal Transducer - comp w/ Bionet - UC	Bionet "
"	TNC-LT-BU012		TNC-LT-BU012	https://www.medten.com/product/8129	Replacement		Laite	Medical lamps/bulbs	Parts	Replacement Halogen Bulb	Replacement Halogen Bulb	used for Surgical Light Laite LT03075 24V50W G6.35 1000H	Replacement Halogen Bulb used for Surgical Light Laite LT03075 24V50W G6.35 1000H	1	0				Ultrasound Foetal Transducer - comp w/ Bionet - Uterine Contractions		Ultrasound Foetal Transducer - comp w/ Bionet - UC	Bionet "
"	TNC-US-BU013		TNC-US-BU013	https://www.medten.com/product/8130	Replacement		Ushio	Medical lamps/bulbs	Parts	Replacement Halogen Bulb	Replacement Halogen Bulb	used for Microscopy and Surgical Light Ushio FCS 24V150W G6.35 5000LM 50H	Replacement Halogen Bulb used for Microscopy and Surgical Light Ushio FCS 24V150W G6.35 5000LM 50H	1	0				Ultrasound Foetal Transducer - comp w/ Bionet - Uterine Contractions		Ultrasound Foetal Transducer - comp w/ Bionet - UC	Bionet "
"	TNC-OR-BU014		TNC-OR-BU014	https://www.medten.com/product/8131	Replacement		Osram	Medical lamps/bulbs	Parts	Replacement Halogen Bulb	Replacement Halogen Bulb	used for Surgical Light Osram 235T4Q/2PPF 33V235W 58941 GZ9.5 5800LM 200H	Replacement Halogen Bulb used for Surgical Light Osram 235T4Q/2PPF 33V235W 58941 GZ9.5 5800LM 200H	1	0				Ultrasound Foetal Transducer - comp w/ Bionet - Uterine Contractions		Ultrasound Foetal Transducer - comp w/ Bionet - UC	Bionet "
"	TNC-OR-BU015		TNC-OR-BU015	https://www.medten.com/product/8132	Replacement		Osram	Medical lamps/bulbs	Parts	Replacement Halogen Bulb	Replacement Halogen Bulb	used for Surgical Light Osram Osram XIR64668 22.8V80W G6.35 3050LM 400H	Replacement Halogen Bulb used for Surgical Light Osram Osram XIR64668 22.8V80W G6.35 3050LM 400H	1	0				Ultrasound Foetal Transducer - comp w/ Bionet - Uterine Contractions		Ultrasound Foetal Transducer - comp w/ Bionet - UC	Bionet "
"	TNC-PH-BU016		TNC-PH-BU016	https://www.medten.com/product/8133	Replacement		Philips	Medical lamps/bulbs	Parts	Replacement Halogen Bulb	Replacement Halogen Bulb	used for Microscopy and Surgical Light Philips 6958 24V250W GY6.35 8400LM 300H	Replacement Halogen Bulb used for Microscopy and Surgical Light Philips 6958 24V250W GY6.35 8400LM 300H	1	0				Ultrasound Foetal Transducer - comp w/ Bionet - Uterine Contractions		Ultrasound Foetal Transducer - comp w/ Bionet - UC	Bionet "
"	TNC-OR-BU018		TNC-OR-BU018	https://www.medten.com/product/8134	Replacement		Osram	Medical lamps/bulbs	Parts	Replacement Halogen Bulb	Replacement Halogen Bulb	used for Surgical Light Osram 64291 22.8V40W G6.35 1200LM 800H	Replacement Halogen Bulb used for Surgical Light Osram 64291 22.8V40W G6.35 1200LM 800H	1	0				Ultrasound Foetal Transducer - comp w/ Bionet - Uterine Contractions		Ultrasound Foetal Transducer - comp w/ Bionet - UC	Bionet "
"	TNC-OR-BU019		TNC-OR-BU019	https://www.medten.com/product/8135	Replacement		Osram	Medical lamps/bulbs	Parts	Replacement Halogen Bulb	Replacement Halogen Bulb	used for Surgical Light Osram XIR 64292 22.8V150W G6.35 6000LM 600H	Replacement Halogen Bulb used for Surgical Light Osram XIR 64292 22.8V150W G6.35 6000LM 600H	1	0				Ultrasound Foetal Transducer - comp w/ Bionet - Uterine Contractions		Ultrasound Foetal Transducer - comp w/ Bionet - UC	Bionet "
"	TNC-OR-BU020		TNC-OR-BU020	https://www.medten.com/product/8136	Replacement		Osram	Medical lamps/bulbs	Parts	Replacement Halogen Bulb	Replacement Halogen Bulb	used for Surgical Light Osram 64647 24V120W G6.35 3600LM 700H	Replacement Halogen Bulb used for Surgical Light Osram 64647 24V120W G6.35 3600LM 700H	1	0				Ultrasound Foetal Transducer - comp w/ Bionet - Uterine Contractions		Ultrasound Foetal Transducer - comp w/ Bionet - UC	Bionet "
"	TNC-PH-BU021		TNC-PH-BU021	https://www.medten.com/product/8137	Replacement		Philips	Medical lamps/bulbs	Parts	Replacement Halogen Bulb	Replacement Halogen Bulb	used for Microscopy and Surgical Light Philips 7748 XHP24V250W G6.35 5000LM 50H	Replacement Halogen Bulb used for Microscopy and Surgical Light Philips 7748 XHP24V250W G6.35 5000LM 50H	1	0				Ultrasound Foetal Transducer - comp w/ Bionet - Uterine Contractions		Ultrasound Foetal Transducer - comp w/ Bionet - UC	Bionet "
"	TNC-OR-BU022		TNC-OR-BU022	https://www.medten.com/product/8138	Replacement		Osram	Medical lamps/bulbs	Parts	Replacement Halogen Bulb	Replacement Halogen Bulb	used for Microscopy and Surgical Light Osram 64638 24V100W G6.35 2970LM 300H	Replacement Halogen Bulb used for Microscopy and Surgical Light Osram 64638 24V100W G6.35 2970LM 300H	1	0				Ultrasound Foetal Transducer - comp w/ Bionet - Uterine Contractions		Ultrasound Foetal Transducer - comp w/ Bionet - UC	Bionet "
"	TNC-OR-BU023		TNC-OR-BU023	https://www.medten.com/product/8139	Replacement		Osram	Medical lamps/bulbs	Parts	Replacement Halogen Bulb	Replacement Halogen Bulb	used for Surgical Light Osram ALM ECL-0001 24V100W G6.35 2970LM 500H	Replacement Halogen Bulb used for Surgical Light Osram ALM ECL-0001 24V100W G6.35 2970LM 500H	1	0				Ultrasound Foetal Transducer - comp w/ Bionet - Uterine Contractions		Ultrasound Foetal Transducer - comp w/ Bionet - UC	Bionet "
"	TNC-OR-BU024		TNC-OR-BU024	https://www.medten.com/product/8140	Replacement		Osram	Medical lamps/bulbs	Parts	Replacement Halogen Bulb	Replacement Halogen Bulb	used for X-Ray And CT Equipment Osram 64628 FDT 12V100W G6.35 3420LM 50H	Replacement Halogen Bulb used for X-Ray And CT Equipment Osram 64628 FDT 12V100W G6.35 3420LM 50H	1	0				Ultrasound Foetal Transducer - comp w/ Bionet - Uterine Contractions		Ultrasound Foetal Transducer - comp w/ Bionet - UC	Bionet "
"	TNC-OR-BU025		TNC-OR-BU025	https://www.medten.com/product/8141	Replacement		Osram	Medical lamps/bulbs	Parts	Replacement Halogen Bulb	Replacement Halogen Bulb	used for Surgical Light Osram 64602 12V50W G6.35 1000LM 1100H	Replacement Halogen Bulb used for Surgical Light Osram 64602 12V50W G6.35 1000LM 1100H	1	0				Ultrasound Foetal Transducer - comp w/ Bionet - Uterine Contractions		Ultrasound Foetal Transducer - comp w/ Bionet - UC	Bionet "
"	TNC-OR-BU026		TNC-OR-BU026	https://www.medten.com/product/8142	Replacement		Osram	Medical lamps/bulbs	Parts	Replacement Halogen Bulb	Replacement Halogen Bulb	used for Surgical Light Osram 58941 33V235W GZ9.5 5800LM 200H	Replacement Halogen Bulb used for Surgical Light Osram 58941 33V235W GZ9.5 5800LM 200H	1	0				Ultrasound Foetal Transducer - comp w/ Bionet - Uterine Contractions		Ultrasound Foetal Transducer - comp w/ Bionet - UC	Bionet "
"	TNC-PH-BU027		TNC-PH-BU027	https://www.medten.com/product/8143	Replacement		Philips	Medical lamps/bulbs	Parts	Replacement Halogen Bulb	Replacement Halogen Bulb	used for Microscopy and Surgical Light Philips 7387 6V10W ESA G4 480LM 100H	Replacement Halogen Bulb used for Microscopy and Surgical Light Philips 7387 6V10W ESA G4 480LM 100H	1	0				Ultrasound Foetal Transducer - comp w/ Bionet - Uterine Contractions		Ultrasound Foetal Transducer - comp w/ Bionet - UC	Bionet "
"	TNC-BR-PC001		TNC-BR-PC001	https://www.medten.com/product/8144	Replacement	Disposable	B. Braun	Equipment	Equipment	Disposable Probe Covers Braun LF40	Disposable Disposable Probe Covers Braun LF40	for Ear Thermometer Welch Allyn"," Hillrom Braun IRT6520"," BNT400CN"," IRT3030	Disposable Probe Covers Braun LF40 for Ear Thermometer Welch Allyn"," Hillrom Braun IRT6520"," BNT400CN"," IRT3030	0	0				Ultrasound Foetal Transducer - comp w/ Bionet - Uterine Contractions		Ultrasound Foetal Transducer - comp w/ Bionet - UC	Bionet "
"	TNC-XX-PC003		TNC-XX-PC003	https://www.medten.com/product/8146	Replacement			Equipment	Equipment	Replacement Disposable Probe Covers	Replacement Disposable Probe Covers	for Oral Or Rectal Baby Adults Kids	Replacement Disposable Probe Covers for Oral Or Rectal Baby Adults Kids	0	0				Ultrasound Foetal Transducer - comp w/ Bionet - Uterine Contractions		Ultrasound Foetal Transducer - comp w/ Bionet - UC	Bionet "
"	FUS-JP01		FUS-JP01	https://www.medten.com/product/8147	Replacement	Reusable	Jumper	Fetal Transducers	Accessories	Fetal Transducer	Reusable Fetal Transducer	Replacement: 2.2m"," Ultrasound	Fetal Transducer"," 2.2m"," Ultrasound	1	12				Ultrasound Foetal Transducer - comp w/ Bionet - Uterine Contractions		Ultrasound Foetal Transducer - comp w/ Bionet - UC	Bionet "
"	FUSTC-CT02		FUSTC-CT02	https://www.medten.com/product/8148	Replacement	Reusable	Contec	Fetal Transducers	Accessories	Fetal Transducer	Reusable Fetal Transducer	Replacement: Ultrasound/TOCO	Fetal Transducer"," Ultrasound/TOCO	1	12				Ultrasound Foetal Transducer - comp w/ Bionet - Uterine Contractions		Ultrasound Foetal Transducer - comp w/ Bionet - UC	Bionet "
"	FTC-LK01		FTC-LK01	https://www.medten.com/product/8149	Replacement	Reusable	Contec	Fetal Transducers	Accessories	Fetal Transducer	Reusable Fetal Transducer	Replacement: 2.2m"," TOCO	Fetal Transducer"," 2.2m"," TOCO	1	12				Ultrasound Foetal Transducer - comp w/ Bionet - Uterine Contractions		Ultrasound Foetal Transducer - comp w/ Bionet - UC	Bionet "
"	FUS-GM01		FUS-GM01	https://www.medten.com/product/8150	Replacement	Reusable	General Meditech	Fetal Transducers	Accessories	Fetal Transducer	Reusable Fetal Transducer	Replacement: 2.2m"," Ultrasound	Fetal Transducer"," 2.2m"," Ultrasound	1	12				Ultrasound Foetal Transducer - comp w/ Bionet - Uterine Contractions		Ultrasound Foetal Transducer - comp w/ Bionet - UC	Bionet "
"	FUS-SC05		FUS-SC05	https://www.medten.com/product/8151	Replacement	Reusable	Sonicaid	Fetal Transducers	Accessories	Fetal Transducer	Reusable Fetal Transducer	Replacement: 2.2m"," Ultrasound	Fetal Transducer"," 2.2m"," Ultrasound	1	12				Ultrasound Foetal Transducer - comp w/ Bionet - Uterine Contractions		Ultrasound Foetal Transducer - comp w/ Bionet - UC	Bionet "
"	FUS-CM05		FUS-CM05	https://www.medten.com/product/8152	Replacement	Reusable	Comen	Fetal Transducers	Accessories	Fetal Transducer	Reusable Fetal Transducer	Replacement: 2.2m"," Ultrasound	Fetal Transducer"," 2.2m"," Ultrasound	1	12				Ultrasound Foetal Transducer - comp w/ Bionet - Uterine Contractions		Ultrasound Foetal Transducer - comp w/ Bionet - UC	Bionet "
"	FTC-CM05		FTC-CM05	https://www.medten.com/product/8153	Replacement	Reusable	Comen	Fetal Transducers	Accessories	Fetal Transducer	Reusable Fetal Transducer	Replacement: 2.2m"," TOCO	Fetal Transducer"," 2.2m"," TOCO	1	12				Ultrasound Foetal Transducer - comp w/ Bionet - Uterine Contractions		Ultrasound Foetal Transducer - comp w/ Bionet - UC	Bionet "
"	FUSTC-CM06		FUSTC-CM06	https://www.medten.com/product/8154	Replacement	Reusable	Comen	Fetal Transducers	Accessories	Fetal Transducer	Reusable Fetal Transducer	Replacement: Ultrasound/TOCO	Fetal Transducer"," Ultrasound/TOCO	1	12				Ultrasound Foetal Transducer - comp w/ Bionet - Uterine Contractions		Ultrasound Foetal Transducer - comp w/ Bionet - UC	Bionet "
"	FTC-GD05		FTC-GD05	https://www.medten.com/product/8155	Replacement	Reusable	Goldway	Fetal Transducers	Accessories	Fetal Transducer	Reusable Fetal Transducer	Replacement: 2.2m"," TOCO	Fetal Transducer"," 2.2m"," TOCO	1	12				Ultrasound Foetal Transducer - comp w/ Bionet - Uterine Contractions		Ultrasound Foetal Transducer - comp w/ Bionet - UC	Bionet "
"	FTC-GD03		FTC-GD03	https://www.medten.com/product/8156	Replacement	Reusable	Goldway	Fetal Transducers	Accessories	Fetal Transducer	Reusable Fetal Transducer	Replacement: 2.2m"," TOCO	Fetal Transducer"," 2.2m"," TOCO	1	12				Ultrasound Foetal Transducer - comp w/ Bionet - Uterine Contractions		Ultrasound Foetal Transducer - comp w/ Bionet - UC	Bionet "
"	EL-TEDA7-90S-I		EL-TEDA7-90S-I	https://www.medten.com/product/8158	Replacement	Reusable	Edan	ECG Leadwires	Accessories	Edan ECG Leadwire	Reusable Edan ECG Leadwire	Replacement: 7 lead"," Snap"," 0.9m "," IEC"," Reusable	Edan ECG Leadwire"," 7 lead"," Snap"," 0.9m "," IEC"," Reusable	1	6				Ultrasound Foetal Transducer - comp w/ Bionet - Uterine Contractions		Ultrasound Foetal Transducer - comp w/ Bionet - UC	Bionet "
"	EL-TEDA10-90S-I		EL-TEDA10-90S-I	https://www.medten.com/product/8159	Replacement	Reusable	Edan	ECG Leadwires	Accessories	ECG Leadwire	Reusable ECG Leadwire	Replacement: 10 lead"," Snap"," 0.9m "," IEC	ECG Leadwire"," 10 lead"," Snap"," 0.9m "," IEC	1	6				Ultrasound Foetal Transducer - comp w/ Bionet - Uterine Contractions		Ultrasound Foetal Transducer - comp w/ Bionet - UC	Bionet "
"	KLN-023-11		KLN-023-11	https://www.medten.com/product/8179	Replacement	Other	Philips	Monitor/Module Parts	Parts	M3001A top case Option A01C06 Symbol version M3001-68010	Other M3001A top case Option A01C06 Symbol version M3001-68010	for M3001A Option A01C06 Symbol version	M3001A top case Option A01C06 Symbol version M3001-68010 for M3001A Option A01C06 Symbol version	Kit	6				Ultrasound Foetal Transducer - comp w/ Bionet - Uterine Contractions		Ultrasound Foetal Transducer - comp w/ Bionet - UC	Bionet "
"	TS-AT01-PS15		TS-AT01-PS15	https://www.medten.com/product/8180	Replacement	Reusable	Atom	Temperature Probes	Accessories	Atom Temperature Probe 60881	Reusable Atom Temperature Probe 60881	Replacement: Pediatric/Neonate"," Skin surface"," 1.5m"," 2.05K Resistance	Atom Temperature Probe 60881"," Pediatric/Neonate"," Skin surface"," 1.5m"," 2.05K Resistance	1	12				Ultrasound Foetal Transducer - comp w/ Bionet - Uterine Contractions		Ultrasound Foetal Transducer - comp w/ Bionet - UC	Bionet "
"	KLN-023-09B		KLN-023-09B	https://www.medten.com/product/8181	Replacement	Reusable	Philips	Monitor/Module Parts	Parts	Top Case Silicon Keypad Button	Reusable Top Case Silicon Keypad Button	for M3001A MMS top case	Top Case Silicon Keypad Button for M3001A MMS top case	1	6				Ultrasound Foetal Transducer - comp w/ Bionet - Uterine Contractions		Ultrasound Foetal Transducer - comp w/ Bionet - UC	Bionet "
"	KLN-058-02		KLN-058-02	https://www.medten.com/product/8182	Replacement	Reusable	Philips	Telemetry Parts	Parts	FPC Flex Connector(IBP+Temp))	Reusable FPC Flex Connector(IBP+Temp))	for Philips M3001A/M3012A/M3014A/M3015A	FPC Flex Connector(IBP+Temp)) for Philips M3001A/M3012A/M3014A/M3015A	1	6				Ultrasound Foetal Transducer - comp w/ Bionet - Uterine Contractions		Ultrasound Foetal Transducer - comp w/ Bionet - UC	Bionet "
"	KLN-058-04		KLN-058-04	https://www.medten.com/product/8183	Replacement	Reusable	Philips	Telemetry Parts	Parts	FPC Flex Connector(SpO2)	Reusable FPC Flex Connector(SpO2)	for Philips M3001A/X2/MP2/MP5	FPC Flex Connector(SpO2) for Philips M3001A/X2/MP2/MP5	1	6				Ultrasound Foetal Transducer - comp w/ Bionet - Uterine Contractions		Ultrasound Foetal Transducer - comp w/ Bionet - UC	Bionet "
"	KLN-086-01		KLN-086-01	https://www.medten.com/product/8184	Replacement	Reusable	Medela	Miscellaneous	Parts	Key Board of Milk Warmer Membrane"," Medela 9347010	Reusable Key Board of Milk Warmer Membrane"," Medela 9347010	Used for Medela Waterless Milk Warmer™	Key Board of Milk Warmer Membrane"," Medela 9347010 Used for Medela Waterless Milk Warmer™	1	6				Ultrasound Foetal Transducer - comp w/ Bionet - Uterine Contractions		Ultrasound Foetal Transducer - comp w/ Bionet - UC	Bionet "
"	KLN-058-03		KLN-058-03	https://www.medten.com/product/8185	Replacement	Reusable	Philips	Telemetry Parts	Parts	FPC Flex Connector(ECG)	Reusable FPC Flex Connector(ECG)	for Philips M3001A/X2/MP2/MP5	FPC Flex Connector(ECG) for Philips M3001A/X2/MP2/MP5	1	6				Ultrasound Foetal Transducer - comp w/ Bionet - Uterine Contractions		Ultrasound Foetal Transducer - comp w/ Bionet - UC	Bionet "
"	FTC-BC01		FTC-BC01	https://www.medten.com/product/8186	Replacement	Reusable	Bionics	Fetal Transducers	Accessories	Bionics Fetal Transducer	Reusable Bionics Fetal Transducer	Replacement: 2.2m"," TOCO	Bionics Fetal Transducer"," 2.2m"," TOCO	1	12				Ultrasound Foetal Transducer - comp w/ Bionet - Uterine Contractions		Ultrasound Foetal Transducer - comp w/ Bionet - UC	Bionet "
"	SA-009RB-36RD		SA-009RB-36RD	https://www.medten.com/product/8187	Replacement	Reusable	Masimo	SpO2 Adapter Cables	Accessories	Masimo SpO2 Adapter Cable 4104	Reusable Masimo SpO2 Adapter Cable 4104	Replacement: 3.6m"," used with Masimo SET RD sensor	Masimo SpO2 Adapter Cable 4104"," 3.6m"," used with Masimo SET RD sensor	1	12				Ultrasound Foetal Transducer - comp w/ Bionet - Uterine Contractions		Ultrasound Foetal Transducer - comp w/ Bionet - UC	Bionet "
"	SA-009RB-03RD		SA-009RB-03RD	https://www.medten.com/product/8189	Replacement	Reusable	Masimo	SpO2 Adapter Cables	Accessories	Masimo SpO2 Adapter Cable RD SET MD20 - 1.5:4102	Reusable Masimo SpO2 Adapter Cable RD SET MD20 - 1.5:4102	Replacement: 0.3m"," used with Masimo SET RD sensor	Masimo SpO2 Adapter Cable RD SET MD20 - 1.5:4102"," 0.3m"," used with Masimo SET RD sensor	1	12				Ultrasound Foetal Transducer - comp w/ Bionet - Uterine Contractions		Ultrasound Foetal Transducer - comp w/ Bionet - UC	Bionet "
"	FTC-CM03		FTC-CM03	https://www.medten.com/product/8190	Replacement	Reusable	Comen	Fetal Transducers	Accessories	Comen Fetal Transducer	Reusable Comen Fetal Transducer	Replacement: 2.2m"," TOCO	Comen Fetal Transducer"," 2.2m"," TOCO	1	12				Ultrasound Foetal Transducer - comp w/ Bionet - Uterine Contractions		Ultrasound Foetal Transducer - comp w/ Bionet - UC	Bionet "
"	FUS-BC01		FUS-BC01	https://www.medten.com/product/8191	Replacement	Reusable	Bionics	Fetal Transducers	Accessories	Bionics Fetal Transducer	Reusable Bionics Fetal Transducer	Replacement: 2.2m"," Ultrasound	Bionics Fetal Transducer"," 2.2m"," Ultrasound	1	12				Ultrasound Foetal Transducer - comp w/ Bionet - Uterine Contractions		Ultrasound Foetal Transducer - comp w/ Bionet - UC	Bionet "
"	SS-036-VC10		SS-036-VC10	https://www.medten.com/product/8192	Replacement	Reusable	BCI	Vital Signs Monitoring	Accessories	BCI/Smiths SpO2 sensor v1700	Reusable BCI/Smiths SpO2 sensor v1700	Replacement"," Rectal reusable sensor"," 1.0m	BCI/Smiths SpO2 sensor v1700Replacement"," Rectal reusable sensor"," 1.0m	1	0				Ultrasound Foetal Transducer - comp w/ Bionet - Uterine Contractions		Ultrasound Foetal Transducer - comp w/ Bionet - UC	Bionet "
"	SS-036-VT10		SS-036-VT10	https://www.medten.com/product/8193	Replacement	Reusable	BCI	Vital Signs Monitoring	Accessories	BCI/Smiths SpO2 sensor v1703	Reusable BCI/Smiths SpO2 sensor v1703	Replacement"," reusable animal lingual sensor","1.0m	BCI/Smiths SpO2 sensor v1703Replacement"," reusable animal lingual sensor","1.0m	1	0				Ultrasound Foetal Transducer - comp w/ Bionet - Uterine Contractions		Ultrasound Foetal Transducer - comp w/ Bionet - UC	Bionet "
"	SS-036-VET10		SS-036-VET10	https://www.medten.com/product/8194	Replacement	Reusable	BCI	Vital Signs Monitoring	Accessories	BCI/Smiths SpO2 sensor v3078	Reusable BCI/Smiths SpO2 sensor v3078	Replacement: Reusable"," Vet"," 1.0m"," BCI"," Tongue Clip	BCI/Smiths SpO2 sensor v3078"," Reusable"," Vet"," 1.0m"," BCI"," Tongue Clip	1	12				Ultrasound Foetal Transducer - comp w/ Bionet - Uterine Contractions		Ultrasound Foetal Transducer - comp w/ Bionet - UC	Bionet "
"	SA-015RB-30RD		SA-015RB-30RD	https://www.medten.com/product/8195	Replacement	Reusable	GE Healthcare	SpO2 Adapter Cables	Accessories	GE Healthcare SpO2 Adapter Cable RD SET GE-12	Reusable GE Healthcare SpO2 Adapter Cable RD SET GE-12	Replacement: 3.0m"," used with Masimo SET RD sensor	GE Healthcare SpO2 Adapter Cable RD SET GE-12"," 3.0m"," used with Masimo SET RD sensor	1	12				Ultrasound Foetal Transducer - comp w/ Bionet - Uterine Contractions		Ultrasound Foetal Transducer - comp w/ Bionet - UC	Bionet "
"	FUS-BL01		FUS-BL01	https://www.medten.com/product/8196	Replacement	Reusable	Biolight	Fetal Transducers	Accessories	Biolight Fetal Transducer	Reusable Biolight Fetal Transducer	Replacement: 2.2m"," Ultrasound	Biolight Fetal Transducer"," 2.2m"," Ultrasound	1	12				Ultrasound Foetal Transducer - comp w/ Bionet - Uterine Contractions		Ultrasound Foetal Transducer - comp w/ Bionet - UC	Bionet "
"	FTC-BL01		FTC-BL01	https://www.medten.com/product/8197	Replacement	Reusable	Biolight	Fetal Transducers	Accessories	Biolight Fetal Transducer	Reusable Biolight Fetal Transducer	Replacement: 2.2m"," TOCO	Biolight Fetal Transducer"," 2.2m"," TOCO	1	12				Ultrasound Foetal Transducer - comp w/ Bionet - Uterine Contractions		Ultrasound Foetal Transducer - comp w/ Bionet - UC	Bionet "
"	FUS-BA01		FUS-BA01	https://www.medten.com/product/8198	Replacement	Reusable	Biocare	Fetal Transducers	Accessories	Biocare Fetal Transducer	Reusable Biocare Fetal Transducer	Replacement: 2.2m"," Ultrasound	Biocare Fetal Transducer"," 2.2m"," Ultrasound	1	12				Ultrasound Foetal Transducer - comp w/ Bionet - Uterine Contractions		Ultrasound Foetal Transducer - comp w/ Bionet - UC	Bionet "
"	FTC-BA01		FTC-BA01	https://www.medten.com/product/8199	Replacement	Reusable	Biocare	Fetal Transducers	Accessories	Biocare Fetal Transducer	Reusable Biocare Fetal Transducer	Replacement: 2.2m"," TOCO	Biocare Fetal Transducer"," 2.2m"," TOCO	1	12				Ultrasound Foetal Transducer - comp w/ Bionet - Uterine Contractions		Ultrasound Foetal Transducer - comp w/ Bionet - UC	Bionet "
"	FTC-BC02		FTC-BC02	https://www.medten.com/product/8200	Replacement	Reusable	Bionics	Fetal Transducers	Accessories	Bionics Fetal Transducer	Reusable Bionics Fetal Transducer	Replacement: 2.2m"," TOCO	Bionics Fetal Transducer"," 2.2m"," TOCO	1	12				Ultrasound Foetal Transducer - comp w/ Bionet - Uterine Contractions		Ultrasound Foetal Transducer - comp w/ Bionet - UC	Bionet "
"	FUS-BC02		FUS-BC02	https://www.medten.com/product/8201	Replacement	Reusable	Bionics	Fetal Transducers	Accessories	Bionics Fetal Transducer	Reusable Bionics Fetal Transducer	Replacement: 2.2m"," Ultrasound	Bionics Fetal Transducer"," 2.2m"," Ultrasound	1	12				Ultrasound Foetal Transducer - comp w/ Bionet - Uterine Contractions		Ultrasound Foetal Transducer - comp w/ Bionet - UC	Bionet "
"	FUSTC-BA02		FUSTC-BA02	https://www.medten.com/product/8202	Replacement	Reusable	Biocare	Fetal Transducers	Accessories	Biocare Fetal Transducer	Reusable Biocare Fetal Transducer	Replacement: 2.2m"," Ultrasound/TOCO	Biocare Fetal Transducer"," 2.2m"," Ultrasound/TOCO	1	12				Ultrasound Foetal Transducer - comp w/ Bionet - Uterine Contractions		Ultrasound Foetal Transducer - comp w/ Bionet - UC	Bionet "
"	TSD-AT01-GS15		TSD-AT01-GS15	https://www.medten.com/product/8203	Replacement	Disposable	Atom	Temperature Probes	Accessories	Atom Temperature Probe	Disposable Atom Temperature Probe	Replacement: Skin surface"," 1.5m"," Disposable (Box of 25)	Atom Temperature Probe"," Skin surface"," 1.5m"," Disposable (Box of 25)	25	0				Ultrasound Foetal Transducer - comp w/ Bionet - Uterine Contractions		Ultrasound Foetal Transducer - comp w/ Bionet - UC	Bionet "
"	TNC-RP-AA001		TNC-RP-AA001	https://www.medten.com/product/8204	Replacement	Disposable	Respironics	EtCO2 Accessories and Supplies	Accessories	Disposable Sidestream ETCO2 Capnotrak Airway Adapter"," Respironics 1103414	Disposable Disposable Sidestream ETCO2 Capnotrak Airway Adapter"," Respironics 1103414	Replacement"," Set >4.0mm	Disposable Sidestream ETCO2 Capnotrak Airway Adapter"," Respironics 1103414Replacement"," Set >4.0mm	25	0				Ultrasound Foetal Transducer - comp w/ Bionet - Uterine Contractions		Ultrasound Foetal Transducer - comp w/ Bionet - UC	Bionet "
"	SS-043-FH16		SS-043-FH16	https://www.medten.com/product/8205	Replacement	Reusable	Nihon Kohden	SpO2 Sensors	Accessories	Nihon Kohden SpO2 Sensor	Reusable Nihon Kohden SpO2 Sensor	Replacement: Adult"," Forehead"," 1.6m"," Nihon Kohden	Nihon Kohden SpO2 Sensor"," Adult"," Forehead"," 1.6m"," Nihon Kohden	1	12				Ultrasound Foetal Transducer - comp w/ Bionet - Uterine Contractions		Ultrasound Foetal Transducer - comp w/ Bionet - UC	Bionet "
"	SS-036-FH10		SS-036-FH10	https://www.medten.com/product/8206	Replacement	Reusable	BCI	SpO2 Sensors	Accessories	BCI SpO2 Sensor	Reusable BCI SpO2 Sensor	Replacement:	BCI SpO2 Sensor","	1	12				Ultrasound Foetal Transducer - comp w/ Bionet - Uterine Contractions		Ultrasound Foetal Transducer - comp w/ Bionet - UC	Bionet "
"	SS-024-FH20		SS-024-FH20	https://www.medten.com/product/8207	Replacement	Reusable	Philips	SpO2 Sensors	Accessories	Philips SpO2 Sensor	Reusable Philips SpO2 Sensor	Replacement: Adult"," Forehead"," 2.0m"," Nellcor - OxiSmart	Philips SpO2 Sensor"," Adult"," Forehead"," 2.0m"," Nellcor - OxiSmart	1	12				Ultrasound Foetal Transducer - comp w/ Bionet - Uterine Contractions		Ultrasound Foetal Transducer - comp w/ Bionet - UC	Bionet "
"	SS-012-FH10		SS-012-FH10	https://www.medten.com/product/8208	Replacement	Reusable	Datex Ohmeda	SpO2 Sensors	Accessories	Datex Ohmeda SpO2 Sensor	Reusable Datex Ohmeda SpO2 Sensor	Replacement: Adult"," Forehead"," 1.0m	Datex Ohmeda SpO2 Sensor"," Adult"," Forehead"," 1.0m	1	0				Ultrasound Foetal Transducer - comp w/ Bionet - Uterine Contractions		Ultrasound Foetal Transducer - comp w/ Bionet - UC	Bionet "
"6011091	SS-053M-AF30		SS-053M-AF30	https://www.medten.com/product/8209	Replacement	Reusable	Mindray	SpO2 Sensors	Accessories	Mindray SpO2 Sensor	Reusable Mindray SpO2 Sensor	Replacement: Adult"," Finger clip"," 3.0m"," Masimo	Mindray SpO2 Sensor"," Adult"," Finger clip"," 3.0m"," Masimo	1	12				Ultrasound Foetal Transducer - comp w/ Bionet - Uterine Contractions		Ultrasound Foetal Transducer - comp w/ Bionet - UC	Bionet "
"6011325	SS-053M-AS30		SS-053M-AS30	https://www.medten.com/product/8211	Replacement	Reusable	Mindray	SpO2 Sensors	Accessories	Mindray SpO2 Sensor	Reusable Mindray SpO2 Sensor	Replacement: Adult"," Soft Rubber"," 3.0m"," Masimo	Mindray SpO2 Sensor"," Adult"," Soft Rubber"," 3.0m"," Masimo	1	12				Ultrasound Foetal Transducer - comp w/ Bionet - Uterine Contractions		Ultrasound Foetal Transducer - comp w/ Bionet - UC	Bionet "
"	TNC-RP-DA002		TNC-RP-DA002	https://www.medten.com/product/8212	Replacement	Disposable	Respironics	EtCO2 Accessories and Supplies	Accessories	Disposable Sidestream ETCO2 CapnoTrak Dehum Tubing Respironics 1103417	Disposable Disposable Sidestream ETCO2 CapnoTrak Dehum Tubing Respironics 1103417	Replacement","used for Philips Efficia patient monitors 863300"," 863301"," 863302"," 863303"," 863304 and defibrillator 867172"," replacement for Respironics 1103417 and Philips 989803199041	Disposable Sidestream ETCO2 CapnoTrak Dehum Tubing Respironics 1103417Replacement","used for Philips Efficia patient monitors 863300"," 863301"," 863302"," 863303"," 863304 and defibrillator 867172"," replacement for Respironics 1103417 and Philips 989803199041	1	0				Ultrasound Foetal Transducer - comp w/ Bionet - Uterine Contractions		Ultrasound Foetal Transducer - comp w/ Bionet - UC	Bionet "
"	TNC-PH-ST001		TNC-PH-ST001	https://www.medten.com/product/8213	Replacement	Disposable	Philips	EtCO2 Accessories and Supplies	Accessories	Disposable ETCO2 Straight Airway Adapter Philips M1612A	Disposable Disposable ETCO2 Straight Airway Adapter Philips M1612A	Replacement"," Sidestream	Disposable ETCO2 Straight Airway Adapter Philips M1612AReplacement"," Sidestream	20	0				Ultrasound Foetal Transducer - comp w/ Bionet - Uterine Contractions		Ultrasound Foetal Transducer - comp w/ Bionet - UC	Bionet "
"	BPH-AD12-53-32		BPH-AD12-53-32	https://www.medten.com/product/8214	Replacement	Reusable	GE Healthcare	NIBP Air Hoses	Accessories	GE Healthcare NIBP Air Hose 2087389-001	Reusable GE Healthcare NIBP Air Hose 2087389-001	Replacement: Adult/Pediatric"," Double Tube"," 1.2m"," GE DINACLICK	GE Healthcare NIBP Air Hose 2087389-001"," Adult/Pediatric"," Double Tube"," 1.2m"," GE DINACLICK	1	6				Ultrasound Foetal Transducer - comp w/ Bionet - Uterine Contractions		Ultrasound Foetal Transducer - comp w/ Bionet - UC	Bionet "
"	BPH-AD36-53-32		BPH-AD36-53-32	https://www.medten.com/product/8215	Replacement	Reusable	GE Healthcare	NIBP Air Hoses	Accessories	GE Healthcare NIBP Air Hose 2087389-002	Reusable GE Healthcare NIBP Air Hose 2087389-002	Replacement: Adult/Pediatric"," Double Tube"," 3.6m"," GE DINACLICK	GE Healthcare NIBP Air Hose 2087389-002"," Adult/Pediatric"," Double Tube"," 3.6m"," GE DINACLICK	1	6				Ultrasound Foetal Transducer - comp w/ Bionet - Uterine Contractions		Ultrasound Foetal Transducer - comp w/ Bionet - UC	Bionet "
"	BPH-AD72-53-32		BPH-AD72-53-32	https://www.medten.com/product/8216	Replacement	Reusable	GE Healthcare	NIBP Air Hoses	Accessories	GE Healthcare NIBP Air Hose 2087389-003	Reusable GE Healthcare NIBP Air Hose 2087389-003	Replacement: Adult/Pediatric"," Double Tube"," 7.2m"," GE DINACLICK	GE Healthcare NIBP Air Hose 2087389-003"," Adult/Pediatric"," Double Tube"," 7.2m"," GE DINACLICK	1	6				Ultrasound Foetal Transducer - comp w/ Bionet - Uterine Contractions		Ultrasound Foetal Transducer - comp w/ Bionet - UC	Bionet "
"	BPH-ND24-53-33		BPH-ND24-53-33	https://www.medten.com/product/8217	Replacement	Reusable	GE Healthcare	NIBP Air Hoses	Accessories	GE Healthcare NIBP Air Hose 2089791-002	Reusable GE Healthcare NIBP Air Hose 2089791-002	Replacement: Neonate "," Double Tube"," 2.4m"," GE Neo-Snap	GE Healthcare NIBP Air Hose 2089791-002"," Neonate "," Double Tube"," 2.4m"," GE Neo-Snap	1	6				Ultrasound Foetal Transducer - comp w/ Bionet - Uterine Contractions		Ultrasound Foetal Transducer - comp w/ Bionet - UC	Bionet "
"	BPH-ND36-53-33		BPH-ND36-53-33	https://www.medten.com/product/8218	Replacement	Reusable	GE Healthcare	NIBP Air Hoses	Accessories	GE Healthcare NIBP Air Hose 2089791-003	Reusable GE Healthcare NIBP Air Hose 2089791-003	Replacement: Neonate "," Double Tube"," 3.6m"," GE Neo-Snap	GE Healthcare NIBP Air Hose 2089791-003"," Neonate "," Double Tube"," 3.6m"," GE Neo-Snap	1	6				Ultrasound Foetal Transducer - comp w/ Bionet - Uterine Contractions		Ultrasound Foetal Transducer - comp w/ Bionet - UC	Bionet "
"	KLN-023-12		KLN-023-12	https://www.medten.com/product/8219	Replacement	Reusable	Philips	Monitor/Module Parts	Parts	M3001A Top Case Option A02/A04C18 Text Version M3001-68020	Reusable M3001A Top Case Option A02/A04C18 Text Version M3001-68020	for Philips M3001A MMS Oximax Spo2+NIBP+12 ECG+ Temp+IBP	M3001A Top Case Option A02/A04C18 Text Version M3001-68020 for Philips M3001A MMS Oximax Spo2+NIBP+12 ECG+ Temp+IBP	1	6				Ultrasound Foetal Transducer - comp w/ Bionet - Uterine Contractions		Ultrasound Foetal Transducer - comp w/ Bionet - UC	Bionet "
"	COCB-PH-48		COCB-PH-48	https://www.medten.com/product/8221	Replacement	Reusable	Philips	Cardiac Output Cables	Accessories	Philips Cardiac Output Cable M1643A	Reusable Philips Cardiac Output Cable M1643A	Replacement: 4.8m"," Reusable	Philips Cardiac Output Cable M1643A"," 4.8m"," Reusable	1	12				Ultrasound Foetal Transducer - comp w/ Bionet - Uterine Contractions		Ultrasound Foetal Transducer - comp w/ Bionet - UC	Bionet "
"	TH-BS30-51-52		TH-BS30-51-52	https://www.medten.com/product/8230	Replacement	Reusable	Zimmer Biomet	Air Hoses	Accessories	Zimmer Compression hoses VP510L	Reusable Zimmer Compression hoses VP510L	replacement"," Single tube"," Black"," 3.0m	Zimmer Compression hoses VP510Lreplacement"," Single tube"," Black"," 3.0m	1	6				Ultrasound Foetal Transducer - comp w/ Bionet - Uterine Contractions		Ultrasound Foetal Transducer - comp w/ Bionet - UC	Bionet "
"	KLN-023-13		KLN-023-13	https://www.medten.com/product/8231	Replacement	Reusable	Philips	Monitor/Module Parts	Parts	M3001A Top Case Option A02/A04C12 Text Version M3001-68030	Reusable M3001A Top Case Option A02/A04C12 Text Version M3001-68030	for Philips M3001A MMS Oximax Spo2+12ECG+NIBP+Temp+IBP	M3001A Top Case Option A02/A04C12 Text Version M3001-68030 for Philips M3001A MMS Oximax Spo2+12ECG+NIBP+Temp+IBP	1	6				Ultrasound Foetal Transducer - comp w/ Bionet - Uterine Contractions		Ultrasound Foetal Transducer - comp w/ Bionet - UC	Bionet "
"	KLN-023-14		KLN-023-14	https://www.medten.com/product/8232	Replacement	Reusable	Philips	Monitor/Module Parts	Parts	M3001A Top Case Option A02/A04C06 Text Version M3001-68019	Reusable M3001A Top Case Option A02/A04C06 Text Version M3001-68019	for Philips M3001A Oximax Spo2+NIBP+ECG+Temp+IBP	M3001A Top Case Option A02/A04C06 Text Version M3001-68019 for Philips M3001A Oximax Spo2+NIBP+ECG+Temp+IBP	1	6				Ultrasound Foetal Transducer - comp w/ Bionet - Uterine Contractions		Ultrasound Foetal Transducer - comp w/ Bionet - UC	Bionet "
"	KLN-023-15		KLN-023-15	https://www.medten.com/product/8233	Replacement	Reusable	Philips	Monitor/Module Parts	Parts	M3001A Top Case Option A02/A04 New Style Text Version M3001-68018	Reusable M3001A Top Case Option A02/A04 New Style Text Version M3001-68018	for Philips M3001A Oximax SpO2 new style+ECG+NIBP	M3001A Top Case Option A02/A04 New Style Text Version M3001-68018 for Philips M3001A Oximax SpO2 new style+ECG+NIBP	1	6				Ultrasound Foetal Transducer - comp w/ Bionet - Uterine Contractions		Ultrasound Foetal Transducer - comp w/ Bionet - UC	Bionet "
"	KLN-023-16		KLN-023-16	https://www.medten.com/product/8234	Replacement	Reusable	Philips	Monitor/Module Parts	Parts	M3001A Top Case Option A03C18 Text Version M3001-68026	Reusable M3001A Top Case Option A03C18 Text Version M3001-68026	for Philips M3001A MMS Masimo Spo2+12 ECG+NIBP+Temp.+IBP	M3001A Top Case Option A03C18 Text Version M3001-68026 for Philips M3001A MMS Masimo Spo2+12 ECG+NIBP+Temp.+IBP	1	6				Ultrasound Foetal Transducer - comp w/ Bionet - Uterine Contractions		Ultrasound Foetal Transducer - comp w/ Bionet - UC	Bionet "
"	KLN-023-17		KLN-023-17	https://www.medten.com/product/8235	Replacement	Reusable	Philips	Monitor/Module Parts	Parts	M3001A top case Option A03C12 text version M3001-68032	Reusable M3001A top case Option A03C12 text version M3001-68032	'For Philips M3001A MMS	Ultrasound Foetal Transducer - comp w/ Bionet - Uterine Contractions		Ultrasound Foetal Transducer - comp w/ Bionet - UC	Bionet "
"	'M3001A top case Option A03C12 text version M3001-68032 For Philips M3001A MMS	Masimo Spo2+12ECG+NIBP'	'M3001A top case Option A03C12 text version M3001-68032 For Philips M3001A MMS	Ultrasound Foetal Transducer - comp w/ Bionet - Uterine Contractions		Ultrasound Foetal Transducer - comp w/ Bionet - UC	Bionet "
"	1	Masimo Spo2+12ECG+NIBP'	1	6				Ultrasound Foetal Transducer - comp w/ Bionet - Uterine Contractions		Ultrasound Foetal Transducer - comp w/ Bionet - UC	Bionet "
"	KLN-023-18		KLN-023-18	https://www.medten.com/product/8236	Replacement	Reusable	Philips	Monitor/Module Parts	Parts	M3001A Top Case Option A03C06 Text Version M3001-68025	Reusable M3001A Top Case Option A03C06 Text Version M3001-68025	for Philips M3001A MMS Masimo Spo2+ECG+NIBP+Temp.+IBP	M3001A Top Case Option A03C06 Text Version M3001-68025 for Philips M3001A MMS Masimo Spo2+ECG+NIBP+Temp.+IBP	1	6				Ultrasound Foetal Transducer - comp w/ Bionet - Uterine Contractions		Ultrasound Foetal Transducer - comp w/ Bionet - UC	Bionet "
"	KLN-023-19		KLN-023-19	https://www.medten.com/product/8237	Replacement	Reusable	Philips	Monitor/Module Parts	Parts	M3001A Top Case Option A03 Text Version M3001-68024	Reusable M3001A Top Case Option A03 Text Version M3001-68024	for Philips M3001A MMS Masimo Spo2+ECG+NIBP	M3001A Top Case Option A03 Text Version M3001-68024 for Philips M3001A MMS Masimo Spo2+ECG+NIBP	1	6				Ultrasound Foetal Transducer - comp w/ Bionet - Uterine Contractions		Ultrasound Foetal Transducer - comp w/ Bionet - UC	Bionet "
"	TNC-XX-BU001		TNC-XX-BU001	https://www.medten.com/product/8238	Replacement			Medical lamps/bulbs	Parts	Replacement bulb For old-style apertured shadowless operation lamp	Replacement bulb For old-style apertured shadowless operation lamp	24V"," 25W	Replacement bulb For old-style apertured shadowless operation lamp 24V"," 25W	1	0				Ultrasound Foetal Transducer - comp w/ Bionet - Uterine Contractions		Ultrasound Foetal Transducer - comp w/ Bionet - UC	Bionet "
"6012357	SS-024M-AE30		SS-024M-AE30	https://www.medten.com/product/8240	Replacement	Reusable	Philips	SpO2 Sensors	Accessories	Philips SpO2 Sensor	Reusable Philips SpO2 Sensor	Replacement: Adult"," Ear clip"," 3.0m"," Masimo	Philips SpO2 Sensor"," Adult"," Ear clip"," 3.0m"," Masimo	1	12				Ultrasound Foetal Transducer - comp w/ Bionet - Uterine Contractions		Ultrasound Foetal Transducer - comp w/ Bionet - UC	Bionet "
"	EL-TMDKSB10-90S-I		EL-TMDKSB10-90S-I	https://www.medten.com/product/8241	Replacement	Reusable	Medexcel	ECG Leadwires	Accessories	Medexcel ECG Leadwire	Reusable Medexcel ECG Leadwire	Replacement: 10 lead"," Snap"," IEC"," Reusable	Medexcel ECG Leadwire"," 10 lead"," Snap"," IEC"," Reusable	1	6				Ultrasound Foetal Transducer - comp w/ Bionet - Uterine Contractions		Ultrasound Foetal Transducer - comp w/ Bionet - UC	Bionet "
"	EL-TMDKSA10-90S-I		EL-TMDKSA10-90S-I	https://www.medten.com/product/8242	Replacement	Reusable	Medexcel	ECG Leadwires	Accessories	Medexcel ECG Leadwire	Reusable Medexcel ECG Leadwire	Replacement: 10 lead"," Snap"," IEC"," Reusable	Medexcel ECG Leadwire"," 10 lead"," Snap"," IEC"," Reusable	1	6				Ultrasound Foetal Transducer - comp w/ Bionet - Uterine Contractions		Ultrasound Foetal Transducer - comp w/ Bionet - UC	Bionet "
"	EL-TMTA5-90S-I		EL-TMTA5-90S-I	https://www.medten.com/product/8244	Replacement	Reusable	Mortara	ECG Leadwires	Accessories	Mortara ECG Leadwire	Reusable Mortara ECG Leadwire	Replacement: 5 lead"," Snap"," IEC"," Reusable	Mortara ECG Leadwire"," 5 lead"," Snap"," IEC"," Reusable	1	6				Ultrasound Foetal Transducer - comp w/ Bionet - Uterine Contractions		Ultrasound Foetal Transducer - comp w/ Bionet - UC	Bionet "
"	EL-TMTC10-90S-I		EL-TMTC10-90S-I	https://www.medten.com/product/8246	Replacement	Reusable	Mortara	ECG Leadwires	Accessories	Mortara ECG Leadwire	Reusable Mortara ECG Leadwire	Replacement: 10 lead"," Snap"," 0.9m "," IEC	Mortara ECG Leadwire"," 10 lead"," Snap"," 0.9m "," IEC	1	6				Ultrasound Foetal Transducer - comp w/ Bionet - Uterine Contractions		Ultrasound Foetal Transducer - comp w/ Bionet - UC	Bionet "
"	KLN-012B-05		KLN-012B-05	https://www.medten.com/product/8252	Replacement	Reusable	GE Healthcare	Telemetry Parts	Parts	Please type your own Product Title	Reusable Please type your own Product Title	Please type your own Product description.	Please type your own Product Title Please type your own Product description.	1	6				Ultrasound Foetal Transducer - comp w/ Bionet - Uterine Contractions		Ultrasound Foetal Transducer - comp w/ Bionet - UC	Bionet "
"	SA-167RB-30LS		SA-167RB-30LS	https://www.medten.com/product/8253	Replacement	Reusable	Masimo	SpO2 Adapter Cables	Accessories	Masimo SpO2 Adapter Cable Red LNC M20-10	Reusable Masimo SpO2 Adapter Cable Red LNC M20-10	Replacement: 3.0m"," use with Masimo-LNCS sensor	Masimo SpO2 Adapter Cable Red LNC M20-10"," 3.0m"," use with Masimo-LNCS sensor	1	12				Ultrasound Foetal Transducer - comp w/ Bionet - Uterine Contractions		Ultrasound Foetal Transducer - comp w/ Bionet - UC	Bionet "
"	SA-053RB-30RD		SA-053RB-30RD	https://www.medten.com/product/8254	Replacement	Reusable	Mindray	SpO2 Adapter Cables	Accessories	Mindray SpO2 Adapter Cable 040-003310-00	Reusable Mindray SpO2 Adapter Cable 040-003310-00	Replacement: 3.0m"," used with Masimo SET RD sensor	Mindray SpO2 Adapter Cable 040-003310-00"," 3.0m"," used with Masimo SET RD sensor	1	0				Ultrasound Foetal Transducer - comp w/ Bionet - Uterine Contractions		Ultrasound Foetal Transducer - comp w/ Bionet - UC	Bionet "
"	BPN-30ND-W38		BPN-30ND-W38	https://www.medten.com/product/8255	Replacement	Reusable	GE Healthcare	NIBP Cuffs	Accessories	GE Healthcare NIBP Cuff	Reusable GE Healthcare NIBP Cuff	Replacement: Pediatric (12-19cm)"," Double Tube"," Without Bladder"," GE Dinalick	GE Healthcare NIBP Cuff"," Pediatric (12-19cm)"," Double Tube"," Without Bladder"," GE Dinalick	1	6				Ultrasound Foetal Transducer - comp w/ Bionet - Uterine Contractions		Ultrasound Foetal Transducer - comp w/ Bionet - UC	Bionet "
"	KLN-054-09		KLN-054-09	https://www.medten.com/product/8256	Replacement	Reusable	Hospira	Infusion Pump Parts	Parts	Door Assembly 84112388001	Reusable Door Assembly 84112388001	for Plum A+	Door Assembly 84112388001 for Plum A+	1	0				Ultrasound Foetal Transducer - comp w/ Bionet - Uterine Contractions		Ultrasound Foetal Transducer - comp w/ Bionet - UC	Bionet "
"	BPN-10ND-W38		BPN-10ND-W38	https://www.medten.com/product/8259	Replacement	Reusable	GE Healthcare	NIBP Cuffs	Accessories	GE Healthcare NIBP Cuff	Reusable GE Healthcare NIBP Cuff	Replacement: Neonate (5.8-10.8 cm)"," Double Tube"," Without Bladder"," GE Dinalick	GE Healthcare NIBP Cuff"," Neonate (5.8-10.8 cm)"," Double Tube"," Without Bladder"," GE Dinalick	1	6				Ultrasound Foetal Transducer - comp w/ Bionet - Uterine Contractions		Ultrasound Foetal Transducer - comp w/ Bionet - UC	Bionet "
"	BPN-40ND-W38		BPN-40ND-W38	https://www.medten.com/product/8260	Replacement	Reusable	GE Healthcare	NIBP Cuffs	Accessories	GE Healthcare NIBP Cuff	Reusable GE Healthcare NIBP Cuff	Replacement: Small adult (17-25cm)"," Double Tube"," Without Bladder"," GE Dinalick	GE Healthcare NIBP Cuff"," Small adult (17-25cm)"," Double Tube"," Without Bladder"," GE Dinalick	1	6				Ultrasound Foetal Transducer - comp w/ Bionet - Uterine Contractions		Ultrasound Foetal Transducer - comp w/ Bionet - UC	Bionet "
"	BPC48		BPC48	https://www.medten.com/product/8261	Replacement	Reusable		Adaptors and Connectors	Accessories	Please type your own Product Title	Reusable Please type your own Product Title	1/4 Inch"," 1pc/bag	Please type your own Product Title1/4 Inch"," 1pc/bag	1	6				Ultrasound Foetal Transducer - comp w/ Bionet - Uterine Contractions		Ultrasound Foetal Transducer - comp w/ Bionet - UC	Bionet "
"	BPC49		BPC49	https://www.medten.com/product/8262	Replacement	Reusable		Adaptors and Connectors	Accessories	Tourniquet hose connector 4.7mm exit	Reusable Tourniquet hose connector 4.7mm exit	1/4 inch"," mental"," 10pcs/bag	Tourniquet hose connector 4.7mm exit1/4 inch"," mental"," 10pcs/bag	10	6				Ultrasound Foetal Transducer - comp w/ Bionet - Uterine Contractions		Ultrasound Foetal Transducer - comp w/ Bionet - UC	Bionet "
"	CA-PH-RP-03		CA-PH-RP-03	https://www.medten.com/product/8263	Replacement	Reusable	Philips	EtCO2 Transducers	Accessories	Philips EtCO2 Adaptor Cable to Respiration	Reusable Philips EtCO2 Adaptor Cable to Respiration	Replacement: Reusable"," used with Respiration ETCO2 transducer"," 0.3m	Philips EtCO2 Adaptor Cable to Respiration"," Reusable"," used with Respiration ETCO2 transducer"," 0.3m	1	12				Ultrasound Foetal Transducer - comp w/ Bionet - Uterine Contractions		Ultrasound Foetal Transducer - comp w/ Bionet - UC	Bionet "
"	BPN-50ND-W38		BPN-50ND-W38	https://www.medten.com/product/8264	Replacement	Reusable	GE Healthcare	NIBP Cuffs	Accessories	GE Healthcare NIBP Cuff	Reusable GE Healthcare NIBP Cuff	Replacement: Adult (23-33cm)"," Double Tube"," Without Bladder"," GE Dinalick	GE Healthcare NIBP Cuff"," Adult (23-33cm)"," Double Tube"," Without Bladder"," GE Dinalick	1	6				Ultrasound Foetal Transducer - comp w/ Bionet - Uterine Contractions		Ultrasound Foetal Transducer - comp w/ Bionet - UC	Bionet "
"	BPN-20ND-W38		BPN-20ND-W38	https://www.medten.com/product/8265	Replacement	Reusable	GE Healthcare	NIBP Cuffs	Accessories	GE Healthcare NIBP Cuff	Reusable GE Healthcare NIBP Cuff	Replacement: Infant (8-13cm)"," Double Tube"," Without Bladder"," GE Dinalick	GE Healthcare NIBP Cuff"," Infant (8-13cm)"," Double Tube"," Without Bladder"," GE Dinalick	1	6				Ultrasound Foetal Transducer - comp w/ Bionet - Uterine Contractions		Ultrasound Foetal Transducer - comp w/ Bionet - UC	Bionet "
"	TNC-PU001		TNC-PU001	https://www.medten.com/product/8267	Replacement	Reusable	Philips	Monitor/Module Parts	Parts	Philips Micro Air Pump RWP16B09R	Reusable Philips Micro Air Pump RWP16B09R	for Philips module M3001A	Philips Micro Air Pump RWP16B09R for Philips module M3001A	1	6				Ultrasound Foetal Transducer - comp w/ Bionet - Uterine Contractions		Ultrasound Foetal Transducer - comp w/ Bionet - UC	Bionet "
"	TNO-LCD001		TNO-LCD001	https://www.medten.com/product/8269	Replacement		GE Healthcare	Parts	Parts	Replacement LCD Screen for GE MAC5500	Replacement LCD Screen for GE MAC5500	10.4"""," Size: 214.8(W)×162.4(H)mm	Replacement LCD Screen for GE MAC5500 10.4"""," Size: 214.8(W)×162.4(H)mm	1	6				Ultrasound Foetal Transducer - comp w/ Bionet - Uterine Contractions		Ultrasound Foetal Transducer - comp w/ Bionet - UC	Bionet "
"	BPN-70ND-W38		BPN-70ND-W38	https://www.medten.com/product/8270	Replacement	Reusable	GE Healthcare	NIBP Cuffs	Accessories	GE Healthcare NIBP Cuff	Reusable GE Healthcare NIBP Cuff	Replacement: Large adult (31-40cm)"," Double Tube"," Without Bladder"," GE Dinalick	GE Healthcare NIBP Cuff"," Large adult (31-40cm)"," Double Tube"," Without Bladder"," GE Dinalick	1	6				Ultrasound Foetal Transducer - comp w/ Bionet - Uterine Contractions		Ultrasound Foetal Transducer - comp w/ Bionet - UC	Bionet "
"	TH-RS30-48-12		TH-RS30-48-12	https://www.medten.com/product/8271	Replacement	Reusable	VBM-medical	Air Hoses	Accessories	VBM Tourniquet Hose 20-20-742	Reusable VBM Tourniquet Hose 20-20-742	Replacement: Coil Connecting Tube"," Red"," 3.0m	VBM Tourniquet Hose 20-20-742"," Coil Connecting Tube"," Red"," 3.0m	1	6				Ultrasound Foetal Transducer - comp w/ Bionet - Uterine Contractions		Ultrasound Foetal Transducer - comp w/ Bionet - UC	Bionet "
"	BPN-90ND-W38		BPN-90ND-W38	https://www.medten.com/product/8272	Replacement	Reusable	GE Healthcare	NIBP Cuffs	Accessories	GE Healthcare NIBP Cuff	Reusable GE Healthcare NIBP Cuff	Replacement: Thigh (46-66cm)"," Double Tube"," Without Bladder"," GE Dinalick	GE Healthcare NIBP Cuff"," Thigh (46-66cm)"," Double Tube"," Without Bladder"," GE Dinalick	1	6				Ultrasound Foetal Transducer - comp w/ Bionet - Uterine Contractions		Ultrasound Foetal Transducer - comp w/ Bionet - UC	Bionet "
"	BPN-10ND		BPN-10ND	https://www.medten.com/product/8273	Replacement	Reusable		NIBP Cuffs	Accessories	NIBP Cuff	Reusable NIBP Cuff	Replacement: Neonate (5.8-10.8 cm)"," Double Tube"," Without Bladder"," without Connector	NIBP Cuff"," Neonate (5.8-10.8 cm)"," Double Tube"," Without Bladder"," without Connector	1	6				Ultrasound Foetal Transducer - comp w/ Bionet - Uterine Contractions		Ultrasound Foetal Transducer - comp w/ Bionet - UC	Bionet "
"	BPN-20ND		BPN-20ND	https://www.medten.com/product/8274	Replacement	Reusable		NIBP Cuffs	Accessories	NIBP Cuff	Reusable NIBP Cuff	Replacement: Infant (8-13cm)"," Double Tube"," Without Bladder"," without Connector	NIBP Cuff"," Infant (8-13cm)"," Double Tube"," Without Bladder"," without Connector	1	6				Ultrasound Foetal Transducer - comp w/ Bionet - Uterine Contractions		Ultrasound Foetal Transducer - comp w/ Bionet - UC	Bionet "
"	BPN-30ND		BPN-30ND	https://www.medten.com/product/8275	Replacement	Reusable		NIBP Cuffs	Accessories	NIBP Cuff	Reusable NIBP Cuff	Replacement: Pediatric (12-19cm)"," Double Tube"," Without Bladder"," without Connector	NIBP Cuff"," Pediatric (12-19cm)"," Double Tube"," Without Bladder"," without Connector	1	6				Ultrasound Foetal Transducer - comp w/ Bionet - Uterine Contractions		Ultrasound Foetal Transducer - comp w/ Bionet - UC	Bionet "
"	BPN-40ND		BPN-40ND	https://www.medten.com/product/8276	Replacement	Reusable		NIBP Cuffs	Accessories	NIBP Cuff	Reusable NIBP Cuff	Replacement: Small adult (17-25cm)"," Double Tube"," Without Bladder"," without Connector	NIBP Cuff"," Small adult (17-25cm)"," Double Tube"," Without Bladder"," without Connector	1	6				Ultrasound Foetal Transducer - comp w/ Bionet - Uterine Contractions		Ultrasound Foetal Transducer - comp w/ Bionet - UC	Bionet "
"	BPN-50ND		BPN-50ND	https://www.medten.com/product/8277	Replacement	Reusable		NIBP Cuffs	Accessories	NIBP Cuff	Reusable NIBP Cuff	Replacement: Adult (23-33cm)"," Double Tube"," Without Bladder"," without Connector	NIBP Cuff"," Adult (23-33cm)"," Double Tube"," Without Bladder"," without Connector	1	6				Ultrasound Foetal Transducer - comp w/ Bionet - Uterine Contractions		Ultrasound Foetal Transducer - comp w/ Bionet - UC	Bionet "
"	BPN-70ND		BPN-70ND	https://www.medten.com/product/8278	Replacement	Reusable		NIBP Cuffs	Accessories	NIBP Cuff	Reusable NIBP Cuff	Replacement: Large adult (31-40cm)"," Double Tube"," Without Bladder"," without Connector	NIBP Cuff"," Large adult (31-40cm)"," Double Tube"," Without Bladder"," without Connector	1	6				Ultrasound Foetal Transducer - comp w/ Bionet - Uterine Contractions		Ultrasound Foetal Transducer - comp w/ Bionet - UC	Bionet "
"	BPN-90ND		BPN-90ND	https://www.medten.com/product/8279	Replacement	Reusable		NIBP Cuffs	Accessories	NIBP Cuff	Reusable NIBP Cuff	Replacement: Thigh (46-66cm)"," Double Tube"," Without Bladder"," without Connector	NIBP Cuff"," Thigh (46-66cm)"," Double Tube"," Without Bladder"," without Connector	1	6				Ultrasound Foetal Transducer - comp w/ Bionet - Uterine Contractions		Ultrasound Foetal Transducer - comp w/ Bionet - UC	Bionet "
"	TH-BS30-48-12		TH-BS30-48-12	https://www.medten.com/product/8280	Replacement	Reusable	VBM-medical	Air Hoses	Accessories	VBM Tourniquet Hose 20-20-744	Reusable VBM Tourniquet Hose 20-20-744	Replacement: Coil Connecting Tube"," Blue"," 3.0m	VBM Tourniquet Hose 20-20-744"," Coil Connecting Tube"," Blue"," 3.0m	1	6				Ultrasound Foetal Transducer - comp w/ Bionet - Uterine Contractions		Ultrasound Foetal Transducer - comp w/ Bionet - UC	Bionet "
"	TH-RS60-48-12		TH-RS60-48-12	https://www.medten.com/product/8281	Replacement	Reusable	VBM-medical	Air Hoses	Accessories	VBM Tourniquet Hose 01-00-520	Reusable VBM Tourniquet Hose 01-00-520	Replacement: Coil Connecting Tube"," Red"," 6.0m	VBM Tourniquet Hose 01-00-520"," Coil Connecting Tube"," Red"," 6.0m	1	6				Ultrasound Foetal Transducer - comp w/ Bionet - Uterine Contractions		Ultrasound Foetal Transducer - comp w/ Bionet - UC	Bionet "
"	TH-BS60-48-12		TH-BS60-48-12	https://www.medten.com/product/8282	Replacement	Reusable	VBM-medical	Air Hoses	Accessories	VBM Tourniquet Hose 01-00-510	Reusable VBM Tourniquet Hose 01-00-510	Replacement: Coil Connecting Tube"," Blue"," 6.0m	VBM Tourniquet Hose 01-00-510"," Coil Connecting Tube"," Blue"," 6.0m	1	6				Ultrasound Foetal Transducer - comp w/ Bionet - Uterine Contractions		Ultrasound Foetal Transducer - comp w/ Bionet - UC	Bionet "
"	TH-BKS30-48-04M		TH-BKS30-48-04M	https://www.medten.com/product/8283	Replacement	Reusable	VBM-medical	Air Hoses	Accessories	VBM Tourniquet Hose 20-20-740	Reusable VBM Tourniquet Hose 20-20-740	Replacement: Coil Connecting Tube"," Black"," 3.0m	VBM Tourniquet Hose 20-20-740"," Coil Connecting Tube"," Black"," 3.0m	1	6				Ultrasound Foetal Transducer - comp w/ Bionet - Uterine Contractions		Ultrasound Foetal Transducer - comp w/ Bionet - UC	Bionet "
"	TH-BKS60-48-04M		TH-BKS60-48-04M	https://www.medten.com/product/8284	Replacement	Reusable	VBM-medical	Air Hoses	Accessories	VBM Tourniquet Hose 01-00-530	Reusable VBM Tourniquet Hose 01-00-530	Replacement: Coil Connecting Tube"," ??"," 6.0m	VBM Tourniquet Hose 01-00-530"," Coil Connecting Tube"," ??"," 6.0m	1	6				Ultrasound Foetal Transducer - comp w/ Bionet - Uterine Contractions		Ultrasound Foetal Transducer - comp w/ Bionet - UC	Bionet "
"	TH-RS45-48-12		TH-RS45-48-12	https://www.medten.com/product/8285	Replacement	Reusable	VBM-medical	Air Hoses	Accessories	VBM Tourniquet Hose 20-20-942	Reusable VBM Tourniquet Hose 20-20-942	Replacement: single Tube"," Red"," 4.5m	VBM Tourniquet Hose 20-20-942"," single Tube"," Red"," 4.5m	1	6				Ultrasound Foetal Transducer - comp w/ Bionet - Uterine Contractions		Ultrasound Foetal Transducer - comp w/ Bionet - UC	Bionet "
"	TH-BS45-48-12		TH-BS45-48-12	https://www.medten.com/product/8286	Replacement	Reusable	VBM-medical	Air Hoses	Accessories	VBM Tourniquet Hose 20-20-944	Reusable VBM Tourniquet Hose 20-20-944	Replacement: Coil Connecting Tube"," Blue"," 4.5m	VBM Tourniquet Hose 20-20-944"," Coil Connecting Tube"," Blue"," 4.5m	1	6				Ultrasound Foetal Transducer - comp w/ Bionet - Uterine Contractions		Ultrasound Foetal Transducer - comp w/ Bionet - UC	Bionet "
"	TH-CS40-48-12		TH-CS40-48-12	https://www.medten.com/product/8287	Replacement	Reusable	Stryker	Air Hoses	Accessories	Stryker Tourniquet Hose	Reusable Stryker Tourniquet Hose	Replacement: Single Tube"," transparent"," 4.0m	Stryker Tourniquet Hose"," Single Tube"," transparent"," 4.0m	1	6				Ultrasound Foetal Transducer - comp w/ Bionet - Uterine Contractions		Ultrasound Foetal Transducer - comp w/ Bionet - UC	Bionet "
"	TH-SS40-48-12-CBK		TH-SS40-48-12-CBK	https://www.medten.com/product/8288	Replacement	Reusable	Stryker	Air Hoses	Accessories	Stryker Tourniquet Hose ( 2 pcs/set)	Reusable Stryker Tourniquet Hose ( 2 pcs/set)	Replacement: Dual Hose"," transparent+Black"," 4.0m	Stryker Tourniquet Hose ( 2 pcs/set)"," Dual Hose"," transparent+Black"," 4.0m	Set	6				Ultrasound Foetal Transducer - comp w/ Bionet - Uterine Contractions		Ultrasound Foetal Transducer - comp w/ Bionet - UC	Bionet "
"	TH-Y-12-4848		TH-Y-12-4848	https://www.medten.com/product/8289	Replacement	Reusable	Stryker	Adaptors and Connectors	Accessories	Tourniquet Hoses Adapter	Reusable Tourniquet Hoses Adapter	Ytype/1 tube to 2 tubes"," with connector	Tourniquet Hoses AdapterYtype/1 tube to 2 tubes"," with connector	1	0				Ultrasound Foetal Transducer - comp w/ Bionet - Uterine Contractions		Ultrasound Foetal Transducer - comp w/ Bionet - UC	Bionet "
"	IBP-CM-UT32		IBP-CM-UT32	https://www.medten.com/product/8290	Replacement	Reusable	Comen	IBP Adapter Cables	Accessories	Comen IBP Adapter Cable 040-000453-00	Reusable Comen IBP Adapter Cable 040-000453-00	Replacement: 3.2m"," use with Utah disposable transducer	Comen IBP Adapter Cable 040-000453-00"," 3.2m"," use with Utah disposable transducer	1	12				Ultrasound Foetal Transducer - comp w/ Bionet - Uterine Contractions		Ultrasound Foetal Transducer - comp w/ Bionet - UC	Bionet "
"	KLN-063-05		KLN-063-05	https://www.medten.com/product/8291	Replacement	Reusable	Philips	Telemetry Parts	Parts	Philips MP5 Ribbon Cable M8100-61002	Reusable Philips MP5 Ribbon Cable M8100-61002	for Philips MP5"," 12 pin-12 pin connector from main board to parameter"," 120mm	Philips MP5 Ribbon Cable M8100-61002 for Philips MP5"," 12 pin-12 pin connector from main board to parameter"," 120mm	1	6				Ultrasound Foetal Transducer - comp w/ Bionet - Uterine Contractions		Ultrasound Foetal Transducer - comp w/ Bionet - UC	Bionet "
"	KLN-039-04		KLN-039-04	https://www.medten.com/product/8292	Replacement	Reusable	Philips	Telemetry Parts	Parts	Philips MP5 Bezel 453564327251	Reusable Philips MP5 Bezel 453564327251	NBP+Masimo SPO2+ECG Resp/text version	Philips MP5 Bezel 453564327251 NBP+Masimo SPO2+ECG Resp/text version	1	6				Ultrasound Foetal Transducer - comp w/ Bionet - Uterine Contractions		Ultrasound Foetal Transducer - comp w/ Bionet - UC	Bionet "
"	TNC-PU003		TNC-PU003	https://www.medten.com/product/8293	Replacement	Reusable	Mindray	Monitor/Module Parts	Parts	Mindray NIBP Air Pump 801-9261-00040-00	Reusable Mindray NIBP Air Pump 801-9261-00040-00	12DV	Mindray NIBP Air Pump 801-9261-00040-00 12DV	1	0				Ultrasound Foetal Transducer - comp w/ Bionet - Uterine Contractions		Ultrasound Foetal Transducer - comp w/ Bionet - UC	Bionet "
"	KLN-039-05		KLN-039-05	https://www.medten.com/product/8302	Replacement	Reusable	Philips	Telemetry Parts	Parts	Philips MP5 Bezel 453564327231	Reusable Philips MP5 Bezel 453564327231	1*IBP+1*Temp+NBP+Masimo SPO2+ECG Resp/text version	Philips MP5 Bezel 453564327231 1*IBP+1*Temp+NBP+Masimo SPO2+ECG Resp/text version	1	6				Ultrasound Foetal Transducer - comp w/ Bionet - Uterine Contractions		Ultrasound Foetal Transducer - comp w/ Bionet - UC	Bionet "
"	KLN-039-06		KLN-039-06	https://www.medten.com/product/8304	Replacement	Reusable	Philips	Telemetry Parts	Parts	Philips MP5 Bezel 453564327321	Reusable Philips MP5 Bezel 453564327321	1*IBP+1*Temp+NBP+Masimo SPO2+ECG Resp+CO2/text version	Philips MP5 Bezel 453564327321 1*IBP+1*Temp+NBP+Masimo SPO2+ECG Resp+CO2/text version	1	6				Ultrasound Foetal Transducer - comp w/ Bionet - Uterine Contractions		Ultrasound Foetal Transducer - comp w/ Bionet - UC	Bionet "
"	KLN-039-07		KLN-039-07	https://www.medten.com/product/8305	Replacement	Reusable	Philips	Telemetry Parts	Parts	Philips MP5 Bezel M8100-60604	Reusable Philips MP5 Bezel M8100-60604	NBP+Philips SPO2+ECG Resp/text version	Philips MP5 Bezel M8100-60604 NBP+Philips SPO2+ECG Resp/text version	1	6				Ultrasound Foetal Transducer - comp w/ Bionet - Uterine Contractions		Ultrasound Foetal Transducer - comp w/ Bionet - UC	Bionet "
"	KLN-039-08		KLN-039-08	https://www.medten.com/product/8306	Replacement	Reusable	Philips	Telemetry Parts	Parts	Philips MP5 Bezel 453564090541	Reusable Philips MP5 Bezel 453564090541	NBP+Philips SPO2+ECG Resp+CO2/text version	Philips MP5 Bezel 453564090541 NBP+Philips SPO2+ECG Resp+CO2/text version	1	6				Ultrasound Foetal Transducer - comp w/ Bionet - Uterine Contractions		Ultrasound Foetal Transducer - comp w/ Bionet - UC	Bionet "
"	KLN-039-09		KLN-039-09	https://www.medten.com/product/8307	Replacement	Reusable	Philips	Telemetry Parts	Parts	Philips MP5 Bezel M8100-60603	Reusable Philips MP5 Bezel M8100-60603	1*IBP+1*Temp+NBP+Philips SPO2+ECG Resp/text version	Philips MP5 Bezel M8100-60603 1*IBP+1*Temp+NBP+Philips SPO2+ECG Resp/text version	1	6				Ultrasound Foetal Transducer - comp w/ Bionet - Uterine Contractions		Ultrasound Foetal Transducer - comp w/ Bionet - UC	Bionet "
"	KLN-039-10		KLN-039-10	https://www.medten.com/product/8315	Replacement	Reusable	Philips	Telemetry Parts	Parts	Philips MP5 Bezel 453564090531	Reusable Philips MP5 Bezel 453564090531	1*IBP+1*Temp+NBP+Philips SPO2+ECG+Resp+Co2/text version	Philips MP5 Bezel 453564090531 1*IBP+1*Temp+NBP+Philips SPO2+ECG+Resp+Co2/text version	1	6				Ultrasound Foetal Transducer - comp w/ Bionet - Uterine Contractions		Ultrasound Foetal Transducer - comp w/ Bionet - UC	Bionet "
"	KLN-039-11		KLN-039-11	https://www.medten.com/product/8316	Replacement	Reusable	Philips	Telemetry Parts	Parts	Philips MP5 Bezel M8100-60601	Reusable Philips MP5 Bezel M8100-60601	2*IBP+2*Temp+NBP+Philips SPO2+ECG Resp/text version	Philips MP5 Bezel M8100-60601 2*IBP+2*Temp+NBP+Philips SPO2+ECG Resp/text version	1	6				Ultrasound Foetal Transducer - comp w/ Bionet - Uterine Contractions		Ultrasound Foetal Transducer - comp w/ Bionet - UC	Bionet "
"	KLN-039-12		KLN-039-12	https://www.medten.com/product/8317	Replacement	Reusable	Philips	Telemetry Parts	Parts	Philips MP5 Bezel 453564090521	Reusable Philips MP5 Bezel 453564090521	2*IBP+2*Temp+NBP+Philips SPO2+ECG+Resp+CO2/text version	Philips MP5 Bezel 453564090521 2*IBP+2*Temp+NBP+Philips SPO2+ECG+Resp+CO2/text version	1	6				Ultrasound Foetal Transducer - comp w/ Bionet - Uterine Contractions		Ultrasound Foetal Transducer - comp w/ Bionet - UC	Bionet "
"	TNC-PU012		TNC-PU012	https://www.medten.com/product/8325	Replacement	Reusable	Philips	Monitor/Module Parts	Parts	Replacement NIBP Air Pump / Philips 453564673781	Reusable Replacement NIBP Air Pump / Philips 453564673781	DC 12V	Replacement NIBP Air Pump / Philips 453564673781 DC 12V	1	0				Ultrasound Foetal Transducer - comp w/ Bionet - Uterine Contractions		Ultrasound Foetal Transducer - comp w/ Bionet - UC	Bionet "
"	TNC-PU013		TNC-PU013	https://www.medten.com/product/8327	Replacement	Reusable	GE Healthcare	Monitor/Module Parts	Parts	Replacement NIBP Air Pump / GE/12V	Reusable Replacement NIBP Air Pump / GE/12V	for GE DASH 3000/4000/5000	Replacement NIBP Air Pump / GE/12V for GE DASH 3000/4000/5000	1	0				Ultrasound Foetal Transducer - comp w/ Bionet - Uterine Contractions		Ultrasound Foetal Transducer - comp w/ Bionet - UC	Bionet "
"	TNC-VA001		TNC-VA001	https://www.medten.com/product/8328	Replacement	Reusable	Mindray	Monitor/Module Parts	Parts	Replacement air Valve with Wire / Mindray	Reusable Replacement air Valve with Wire / Mindray	12V DC/300mmHg/length: 160mm	Replacement air Valve with Wire / Mindray 12V DC/300mmHg/length: 160mm	1	0				Ultrasound Foetal Transducer - comp w/ Bionet - Uterine Contractions		Ultrasound Foetal Transducer - comp w/ Bionet - UC	Bionet "
"	BPA-S-01M-06		BPA-S-01M-06	https://www.medten.com/product/8334	Replacement	Reusable	Mindray	NIBP Connectors and Adapters	Accessories	NIBP Cuff adaptor	Reusable NIBP Cuff adaptor	from adult air hose to neonate cuff"," 10pcs/bag	NIBP Cuff adaptorfrom adult air hose to neonate cuff"," 10pcs/bag	10	6				Ultrasound Foetal Transducer - comp w/ Bionet - Uterine Contractions		Ultrasound Foetal Transducer - comp w/ Bionet - UC	Bionet "
"	BPH-AS30-29-02M		BPH-AS30-29-02M	https://www.medten.com/product/8337	Replacement	Reusable	Physio-Control	NIBP Air Hoses	Accessories	Physio-Control NIBP Air Hose 21300-007298	Reusable Physio-Control NIBP Air Hose 21300-007298	Replacement: Adult/Pediatric"," Single Tube"," 3.0m"," Female Bayonet	Physio-Control NIBP Air Hose 21300-007298"," Adult/Pediatric"," Single Tube"," 3.0m"," Female Bayonet	1	6				Ultrasound Foetal Transducer - comp w/ Bionet - Uterine Contractions		Ultrasound Foetal Transducer - comp w/ Bionet - UC	Bionet "
"	BPH-AS36-29-02M		BPH-AS36-29-02M	https://www.medten.com/product/8338	Replacement	Reusable	Physio-Control	NIBP Air Hoses	Accessories	Physio-Control NIBP Air Hose 21300-007299	Reusable Physio-Control NIBP Air Hose 21300-007299	Replacement: Adult/Pediatric"," Single Tube"," 3.6m"," Female Bayonet	Physio-Control NIBP Air Hose 21300-007299"," Adult/Pediatric"," Single Tube"," 3.6m"," Female Bayonet	1	6				Ultrasound Foetal Transducer - comp w/ Bionet - Uterine Contractions		Ultrasound Foetal Transducer - comp w/ Bionet - UC	Bionet "
"	SA-008RB-36RD		SA-008RB-36RD	https://www.medten.com/product/8339	Replacement	Reusable	Masimo	SpO2 Adapter Cables	Accessories	Masimo SpO2 Adapter Cable 4081	Reusable Masimo SpO2 Adapter Cable 4081	Replacement: 3.6m"," used with Masimo SET RD sensor	Masimo SpO2 Adapter Cable 4081"," 3.6m"," used with Masimo SET RD sensor	1	12				Ultrasound Foetal Transducer - comp w/ Bionet - Uterine Contractions		Ultrasound Foetal Transducer - comp w/ Bionet - UC	Bionet "
"	SA-008RB-24RD		SA-008RB-24RD	https://www.medten.com/product/8340	Replacement	Reusable	Masimo	SpO2 Adapter Cables	Accessories	Masimo SpO2 Adapter Cable 4108(RD SET MD14 - 08)	Reusable Masimo SpO2 Adapter Cable 4108(RD SET MD14 - 08)	Replacement: 2.4m"," used with Masimo SET RD sensor	Masimo SpO2 Adapter Cable 4108(RD SET MD14 - 08)"," 2.4m"," used with Masimo SET RD sensor	1	12				Ultrasound Foetal Transducer - comp w/ Bionet - Uterine Contractions		Ultrasound Foetal Transducer - comp w/ Bionet - UC	Bionet "
"	SA-008RB-12RD		SA-008RB-12RD	https://www.medten.com/product/8341	Replacement	Reusable	Masimo	SpO2 Adapter Cables	Accessories	Masimo SpO2 Adapter Cable 4080(RD SET MD14 - 05)	Reusable Masimo SpO2 Adapter Cable 4080(RD SET MD14 - 05)	Replacement: 1.2m"," used with Masimo SET RD sensor	Masimo SpO2 Adapter Cable 4080(RD SET MD14 - 05)"," 1.2m"," used with Masimo SET RD sensor	1	12				Ultrasound Foetal Transducer - comp w/ Bionet - Uterine Contractions		Ultrasound Foetal Transducer - comp w/ Bionet - UC	Bionet "
"	BPH-AS40-12-10		BPH-AS40-12-10	https://www.medten.com/product/8343	Replacement	Reusable		NIBP Air Hoses	Accessories	NIBP Air Hose	Reusable NIBP Air Hose	Replacement: Adult/Pediatric"," Single Tube"," Male submin	NIBP Air Hose"," Adult/Pediatric"," Single Tube"," Male submin	1	6				Ultrasound Foetal Transducer - comp w/ Bionet - Uterine Contractions		Ultrasound Foetal Transducer - comp w/ Bionet - UC	Bionet "
"	EL-TNK10-90S-I		EL-TNK10-90S-I	https://www.medten.com/product/8346	Replacement	Reusable	Nihon Kohden	ECG Leadwires	Accessories	ECG Leadwire	Reusable ECG Leadwire	Replacement: 10 lead"," Snap"," 0.9m "," IEC"," Reusable	ECG Leadwire"," 10 lead"," Snap"," 0.9m "," IEC"," Reusable	1	6				Ultrasound Foetal Transducer - comp w/ Bionet - Uterine Contractions		Ultrasound Foetal Transducer - comp w/ Bionet - UC	Bionet "
"	TNC-BC001		TNC-BC001	https://www.medten.com/product/8360	Replacement	Reusable	Draeger	Miscellaneous	Accessories	Repalcement Breathing Circuit Angle Elbow	Reusable Repalcement Breathing Circuit Angle Elbow	for Draeger Oxylog 2000 3000plus	Repalcement Breathing Circuit Angle Elbowfor Draeger Oxylog 2000 3000plus	1	0				Ultrasound Foetal Transducer - comp w/ Bionet - Uterine Contractions		Ultrasound Foetal Transducer - comp w/ Bionet - UC	Bionet "
"	COCA-MQ-36		COCA-MQ-36	https://www.medten.com/product/8361	Replacement	Reusable	GE Healthcare	Cardiac Output Cables	Accessories	GE Healthcare Cardiac Output Cable 2104180-002	Reusable GE Healthcare Cardiac Output Cable 2104180-002	3.6m	GE Healthcare Cardiac Output Cable 2104180-0023.6m	1	12				Ultrasound Foetal Transducer - comp w/ Bionet - Uterine Contractions		Ultrasound Foetal Transducer - comp w/ Bionet - UC	Bionet "
"	EKA-VC-10		EKA-VC-10	https://www.medten.com/product/8365	Replacement	Reusable	Mindray	Vital Signs Monitoring	Accessories	Vet ECG/EKG Clip	Reusable Vet ECG/EKG Clip	'Box of 10	Ultrasound Foetal Transducer - comp w/ Bionet - Uterine Contractions		Ultrasound Foetal Transducer - comp w/ Bionet - UC	Bionet "
"	'Vet ECG/EKG ClipBox of 10	Used with multi-type electrode end'	'Vet ECG/EKG ClipBox of 10	Ultrasound Foetal Transducer - comp w/ Bionet - Uterine Contractions		Ultrasound Foetal Transducer - comp w/ Bionet - UC	Bionet "
"	10	Used with multi-type electrode end'	10	6				Ultrasound Foetal Transducer - comp w/ Bionet - Uterine Contractions		Ultrasound Foetal Transducer - comp w/ Bionet - UC	Bionet "
"	186-0212MT		186-0212MT	https://www.medten.com/product/8366	Replacement	Disposable	Covidien	BIS/Entropy Sensors	Accessories	Covidien BIS/Entropy Sensor 186-0212	Disposable Covidien BIS/Entropy Sensor 186-0212	Replacement: Bilateral (Box of 20)	Covidien BIS/Entropy Sensor 186-0212"," Bilateral (Box of 20)	20	0				Ultrasound Foetal Transducer - comp w/ Bionet - Uterine Contractions		Ultrasound Foetal Transducer - comp w/ Bionet - UC	Bionet "
"	KKS-051		KKS-051	https://www.medten.com/product/8368	Replacement	Reusable	Philips	Telemetry Parts	Parts	Philips 12 Pin ECG socket	Reusable Philips 12 Pin ECG socket	For use with X2/MP2/MP5/M3001A/M3015A/M3015B/M3014A	Philips 12 Pin ECG socket For use with X2/MP2/MP5/M3001A/M3015A/M3015B/M3014A	2	6				Ultrasound Foetal Transducer - comp w/ Bionet - Uterine Contractions		Ultrasound Foetal Transducer - comp w/ Bionet - UC	Bionet "
"	KKS-053		KKS-053	https://www.medten.com/product/8369	Replacement	Reusable	Philips	Telemetry Parts	Parts	Philips 12 PIN IBP Socket	Reusable Philips 12 PIN IBP Socket	For use with X2/MP2/MP5/M3001A/M3015A/M3015B/M3014A/M3012A	Philips 12 PIN IBP Socket For use with X2/MP2/MP5/M3001A/M3015A/M3015B/M3014A/M3012A	2	6				Ultrasound Foetal Transducer - comp w/ Bionet - Uterine Contractions		Ultrasound Foetal Transducer - comp w/ Bionet - UC	Bionet "
"	KKS-056		KKS-056	https://www.medten.com/product/8370	Replacement	Reusable	Philips	Telemetry Parts	Parts	Philips 12 PIN US Socket	Reusable Philips 12 PIN US Socket	Series 50XM"," Series 50XMO"," Series 50A"," Series 50iP Models: M1350B M1350C M1351A M1353A	Philips 12 PIN US Socket Series 50XM"," Series 50XMO"," Series 50A"," Series 50iP Models: M1350B M1350C M1351A M1353A	2	6				Ultrasound Foetal Transducer - comp w/ Bionet - Uterine Contractions		Ultrasound Foetal Transducer - comp w/ Bionet - UC	Bionet "
"	KKS-055		KKS-055	https://www.medten.com/product/8371	Replacement	Reusable	Philips	Telemetry Parts	Parts	Philips 12 PIN TOCO Socket	Reusable Philips 12 PIN TOCO Socket	Series 50XM"," Series 50XMO"," Series 50A"," Series 50iP Models: M1350B M1350C M1351A M1353A	Philips 12 PIN TOCO Socket Series 50XM"," Series 50XMO"," Series 50A"," Series 50iP Models: M1350B M1350C M1351A M1353A	2	6				Ultrasound Foetal Transducer - comp w/ Bionet - Uterine Contractions		Ultrasound Foetal Transducer - comp w/ Bionet - UC	Bionet "
"	KKS-059		KKS-059	https://www.medten.com/product/8372	Replacement	Reusable	Philips	Telemetry Parts	Parts	Philips 8 PIN SPO2 Socket	Reusable Philips 8 PIN SPO2 Socket	X2/MP2/MP5/M3001A/M3015A/M3015B/M3014A	Philips 8 PIN SPO2 Socket X2/MP2/MP5/M3001A/M3015A/M3015B/M3014A	2	6				Ultrasound Foetal Transducer - comp w/ Bionet - Uterine Contractions		Ultrasound Foetal Transducer - comp w/ Bionet - UC	Bionet "
"	KKS-061		KKS-061	https://www.medten.com/product/8373	Replacement	Reusable	Philips	Telemetry Parts	Parts	Philips 8 PIN Masimo SPO2 Socket	Reusable Philips 8 PIN Masimo SPO2 Socket	X2/MP2/MP5/M3001A/M3015A/M3015B/M3014A	Philips 8 PIN Masimo SPO2 Socket X2/MP2/MP5/M3001A/M3015A/M3015B/M3014A	2	6				Ultrasound Foetal Transducer - comp w/ Bionet - Uterine Contractions		Ultrasound Foetal Transducer - comp w/ Bionet - UC	Bionet "
"	KKS-063		KKS-063	https://www.medten.com/product/8374	Replacement	Reusable	Philips	Telemetry Parts	Parts	Philips 8 PIN CO2 Socket	Reusable Philips 8 PIN CO2 Socket	M3014A	Philips 8 PIN CO2 Socket M3014A	2	6				Ultrasound Foetal Transducer - comp w/ Bionet - Uterine Contractions		Ultrasound Foetal Transducer - comp w/ Bionet - UC	Bionet "
"	KKS-065		KKS-065	https://www.medten.com/product/8375	Replacement	Reusable	Philips	Telemetry Parts	Parts	Philips 2 PIN Temp Socket	Reusable Philips 2 PIN Temp Socket	X2/MP2/MP5/M3001A/M3015A/M3015B/M3014A/M3012A	Philips 2 PIN Temp Socket X2/MP2/MP5/M3001A/M3015A/M3015B/M3014A/M3012A	5	6				Ultrasound Foetal Transducer - comp w/ Bionet - Uterine Contractions		Ultrasound Foetal Transducer - comp w/ Bionet - UC	Bionet "
"	TNC-PU015		TNC-PU015	https://www.medten.com/product/8376	Replacement	Reusable	Contec	Monitor/Module Parts	Parts	Replacement Micro Air Pump	Reusable Replacement Micro Air Pump	for Patient Monitor CONTEC CMS8000	Replacement Micro Air Pump for Patient Monitor CONTEC CMS8000	1	6				Ultrasound Foetal Transducer - comp w/ Bionet - Uterine Contractions		Ultrasound Foetal Transducer - comp w/ Bionet - UC	Bionet "
"	SP-FUS-GE01S		SP-FUS-GE01S	https://www.medten.com/product/8379	Replacement	Reusable	Corometrics	Fetal Transducer Parts	Parts	Cable Assembly with Screw & Knob"," straight connector"," 3.0m	Reusable Cable Assembly with Screw & Knob"," straight connector"," 3.0m	for Ultrasound 5700HAX"," 5700LAX	Cable Assembly with Screw & Knob"," straight connector"," 3.0m for Ultrasound 5700HAX"," 5700LAX	1	6				Ultrasound Foetal Transducer - comp w/ Bionet - Uterine Contractions		Ultrasound Foetal Transducer - comp w/ Bionet - UC	Bionet "
"	SP-FTC-GE01S		SP-FTC-GE01S	https://www.medten.com/product/8380	Replacement	Reusable	Corometrics	Fetal Transducer Parts	Parts	Cable Assembly with Screw & Knob"," straight connector","3.0m	Reusable Cable Assembly with Screw & Knob"," straight connector","3.0m	for TOCO 2264HAX","2264LAX	Cable Assembly with Screw & Knob"," straight connector","3.0m for TOCO 2264HAX","2264LAX	1	6				Ultrasound Foetal Transducer - comp w/ Bionet - Uterine Contractions		Ultrasound Foetal Transducer - comp w/ Bionet - UC	Bionet "
"	TNC-FS001		TNC-FS001	https://www.medten.com/product/8384	Replacement	Disposable	Hamilton	Flow Sensors	Accessories	Replacement Flow Sensor	Disposable Replacement Flow Sensor	for Hamilton C1 C2 C3 G5	Replacement Flow Sensorfor Hamilton C1 C2 C3 G5	1	1				Ultrasound Foetal Transducer - comp w/ Bionet - Uterine Contractions		Ultrasound Foetal Transducer - comp w/ Bionet - UC	Bionet "
"	TNC-FS002		TNC-FS002	https://www.medten.com/product/8387	Replacement	Disposable	Newport	Flow Sensors	Accessories	Replacement Flow Sensor	Disposable Replacement Flow Sensor	for Newport e360 e500	Replacement Flow Sensorfor Newport e360 e500	1	1				Ultrasound Foetal Transducer - comp w/ Bionet - Uterine Contractions		Ultrasound Foetal Transducer - comp w/ Bionet - UC	Bionet "
"	SA-162RB-30LS		SA-162RB-30LS	https://www.medten.com/product/8390	Replacement	Reusable	Masimo	SpO2 Adapter Cables	Accessories	Masimo 25-pin SpO2 Adapter Cable 3345	Reusable Masimo 25-pin SpO2 Adapter Cable 3345	Replacement: 3.0m"," use with Masimo-LNCS sensor	Masimo 25-pin SpO2 Adapter Cable 3345"," 3.0m"," use with Masimo-LNCS sensor	1	12				Ultrasound Foetal Transducer - comp w/ Bionet - Uterine Contractions		Ultrasound Foetal Transducer - comp w/ Bionet - UC	Bionet "
"	BPHB-ND25-14N-17		BPHB-ND25-14N-17	https://www.medten.com/product/8392	Replacement	Reusable	GE Healthcare	NIBP Air Hoses	Accessories	GE Healthcare NIBP Air Hose 2017009-001	Reusable GE Healthcare NIBP Air Hose 2017009-001	Replacement: Neonate "," Double Tube"," 2.5m	GE Healthcare NIBP Air Hose 2017009-001"," Neonate "," Double Tube"," 2.5m	1	6				Ultrasound Foetal Transducer - comp w/ Bionet - Uterine Contractions		Ultrasound Foetal Transducer - comp w/ Bionet - UC	Bionet "
"	BPHB-ND36-16-17		BPHB-ND36-16-17	https://www.medten.com/product/8393	Replacement	Reusable	DINAMAP	NIBP Air Hoses	Accessories	DINAMAP/Critikon/GE NIBP Air Hose 107368	Reusable DINAMAP/Critikon/GE NIBP Air Hose 107368	Replacement: Neonate "," Double Tube"," 3.6m	DINAMAP/Critikon/GE NIBP Air Hose 107368"," Neonate "," Double Tube"," 3.6m	1	6				Ultrasound Foetal Transducer - comp w/ Bionet - Uterine Contractions		Ultrasound Foetal Transducer - comp w/ Bionet - UC	Bionet "
"	BPHB-ND25-14N-33		BPHB-ND25-14N-33	https://www.medten.com/product/8394	Replacement	Reusable	GE Healthcare	NIBP Air Hoses	Accessories	GE Healthcare NIBP Air Hose 2058204-002	Reusable GE Healthcare NIBP Air Hose 2058204-002	Replacement: Neonate "," Double Tube"," 2.5m	GE Healthcare NIBP Air Hose 2058204-002"," Neonate "," Double Tube"," 2.5m	1	6				Ultrasound Foetal Transducer - comp w/ Bionet - Uterine Contractions		Ultrasound Foetal Transducer - comp w/ Bionet - UC	Bionet "
"	BPHB-ND36-16-33		BPHB-ND36-16-33	https://www.medten.com/product/8395	Replacement	Reusable	DINAMAP	NIBP Air Hoses	Accessories	DINAMAP/Critikon/GE NIBP Air Hose 2058206-001	Reusable DINAMAP/Critikon/GE NIBP Air Hose 2058206-001	Replacement: Neonate "," Double Tube"," 3.6m	DINAMAP/Critikon/GE NIBP Air Hose 2058206-001"," Neonate "," Double Tube"," 3.6m	1	6				Ultrasound Foetal Transducer - comp w/ Bionet - Uterine Contractions		Ultrasound Foetal Transducer - comp w/ Bionet - UC	Bionet "
"	KLN-053-10		KLN-053-10	https://www.medten.com/product/8397	Replacement	Reusable	Medfusion	Infusion Pump Parts	Parts	Medfusion left Plunger Lever	Reusable Medfusion left Plunger Lever	for Medfusion 3000/3500/4000	Medfusion left Plunger Lever for Medfusion 3000/3500/4000	Kit	6				Ultrasound Foetal Transducer - comp w/ Bionet - Uterine Contractions		Ultrasound Foetal Transducer - comp w/ Bionet - UC	Bionet "
"	KLN-053-11		KLN-053-11	https://www.medten.com/product/8398	Replacement	Other	Medfusion	Infusion Pump Parts	Parts	Medfusion Right Plunger Flipper G6000088	Other Medfusion Right Plunger Flipper G6000088	for Medfusion 3000/3500/4000	Medfusion Right Plunger Flipper G6000088 for Medfusion 3000/3500/4000	Kit	6				Ultrasound Foetal Transducer - comp w/ Bionet - Uterine Contractions		Ultrasound Foetal Transducer - comp w/ Bionet - UC	Bionet "
"	ET-3002-MR-I		ET-3002-MR-I	https://www.medten.com/product/8400	Replacement	Reusable	Draeger	ECG Trunk Cables	Accessories	Draeger ECG Trunk Cable 2606495(IEC)	Reusable Draeger ECG Trunk Cable 2606495(IEC)	Replacement: 3 lead"," 2.5m"," Mindray"," IEC"," Reusable	Draeger ECG Trunk Cable 2606495(IEC)"," 3 lead"," 2.5m"," Mindray"," IEC"," Reusable	1	6				Ultrasound Foetal Transducer - comp w/ Bionet - Uterine Contractions		Ultrasound Foetal Transducer - comp w/ Bionet - UC	Bionet "
"	ET-5002-MR-I		ET-5002-MR-I	https://www.medten.com/product/8403	Replacement	Reusable	Draeger	ECG Trunk Cables	Accessories	Draeger ECG Trunk Cable 2606496(IEC)	Reusable Draeger ECG Trunk Cable 2606496(IEC)	Replacement: 5 lead"," 2.5m"," Mindray"," IEC"," Reusable	Draeger ECG Trunk Cable 2606496(IEC)"," 5 lead"," 2.5m"," Mindray"," IEC"," Reusable	1	6				Ultrasound Foetal Transducer - comp w/ Bionet - Uterine Contractions		Ultrasound Foetal Transducer - comp w/ Bionet - UC	Bionet "
"	KLN-037-01		KLN-037-01	https://www.medten.com/product/8404	Replacement	Other	Philips	Monitor/Module Parts	Parts	Branding Plastic Cover (Blank)	Other Branding Plastic Cover (Blank)	for Philips IntelliVue	Branding Plastic Cover (Blank) for Philips IntelliVue	1	6				Ultrasound Foetal Transducer - comp w/ Bionet - Uterine Contractions		Ultrasound Foetal Transducer - comp w/ Bionet - UC	Bionet "
"	IBP-CA-BD40		IBP-CA-BD40	https://www.medten.com/product/8405	Replacement	Reusable	Creative	IBP Adapter Cables	Accessories	Creative IBP Adapter Cable	Reusable Creative IBP Adapter Cable	Replacement: 4.0m"," use with Argon/B.D. disposable transducer	Creative IBP Adapter Cable"," 4.0m"," use with Argon/B.D. disposable transducer	1	12				Ultrasound Foetal Transducer - comp w/ Bionet - Uterine Contractions		Ultrasound Foetal Transducer - comp w/ Bionet - UC	Bionet "
"	TS-CM-PS30		TS-CM-PS30	https://www.medten.com/product/8406	Replacement	Reusable	Comen	Temperature Probes	Accessories	Comen Temperature Probe 040-000387-00(TPS03-03)	Reusable Comen Temperature Probe 040-000387-00(TPS03-03)	Replacement: Pediatric/Neonate"," Skin surface"," 3.0m"," 10K Resistance	Comen Temperature Probe 040-000387-00(TPS03-03)"," Pediatric/Neonate"," Skin surface"," 3.0m"," 10K Resistance	1	12				Ultrasound Foetal Transducer - comp w/ Bionet - Uterine Contractions		Ultrasound Foetal Transducer - comp w/ Bionet - UC	Bionet "
"	TS-CM-AG30		TS-CM-AG30	https://www.medten.com/product/8407	Replacement	Reusable	Comen	Temperature Probes	Accessories	Comen Temperature Probe 040-000385-00	Reusable Comen Temperature Probe 040-000385-00	Replacement: Adult"," General (Oral/Rectal)"," 3.0m"," 10K Resistance"," Reusable	Comen Temperature Probe 040-000385-00"," Adult"," General (Oral/Rectal)"," 3.0m"," 10K Resistance"," Reusable	1	12				Ultrasound Foetal Transducer - comp w/ Bionet - Uterine Contractions		Ultrasound Foetal Transducer - comp w/ Bionet - UC	Bionet "
"	TS-CM-PG30		TS-CM-PG30	https://www.medten.com/product/8408	Replacement	Reusable	Comen	Temperature Probes	Accessories	Comen Temperature Probe 040-000386-00	Reusable Comen Temperature Probe 040-000386-00	Replacement: Pediatric/Neonate"," General (Oral/Rectal)"," 3.0m	Comen Temperature Probe 040-000386-00"," Pediatric/Neonate"," General (Oral/Rectal)"," 3.0m	1	12				Ultrasound Foetal Transducer - comp w/ Bionet - Uterine Contractions		Ultrasound Foetal Transducer - comp w/ Bionet - UC	Bionet "
"	KLN-053-08A		KLN-053-08A	https://www.medten.com/product/8411	Replacement	Reusable	Medfusion	Infusion Pump Parts	Parts	Right Plunger Case	Reusable Right Plunger Case	for Medfusion 3000/3500/4000	Right Plunger Case for Medfusion 3000/3500/4000	1	6				Ultrasound Foetal Transducer - comp w/ Bionet - Uterine Contractions		Ultrasound Foetal Transducer - comp w/ Bionet - UC	Bionet "
"	M01-R019		M01-R019	https://www.medten.com/product/8412	Replacement	Reusable	Medfusion	Infusion Pump Parts	Parts	O ring ?75.00*?73.00*1.00	Reusable O ring ?75.00*?73.00*1.00	for Medfusion 3000/3500/4000 plunger case	O ring ?75.00*?73.00*1.00 for Medfusion 3000/3500/4000 plunger case	1	6				Ultrasound Foetal Transducer - comp w/ Bionet - Uterine Contractions		Ultrasound Foetal Transducer - comp w/ Bionet - UC	Bionet "
"	M01-L030		M01-L030	https://www.medten.com/product/8413	Replacement	Reusable	Medfusion	Infusion Pump Parts	Parts	Cross burr screw"," 25.40mm	Reusable Cross burr screw"," 25.40mm	for used with Medfusion 3000/3500/4000 right plunger case	Cross burr screw"," 25.40mm for used with Medfusion 3000/3500/4000 right plunger case	1	6				Ultrasound Foetal Transducer - comp w/ Bionet - Uterine Contractions		Ultrasound Foetal Transducer - comp w/ Bionet - UC	Bionet "
"	M01-L033		M01-L033	https://www.medten.com/product/8414	Replacement	Reusable	Medfusion	Infusion Pump Parts	Parts	Cross burr screw"," 11.00mm	Reusable Cross burr screw"," 11.00mm	for use with medfusion 3000/3500/4000 right plunger case	Cross burr screw"," 11.00mm for use with medfusion 3000/3500/4000 right plunger case	2	6				Ultrasound Foetal Transducer - comp w/ Bionet - Uterine Contractions		Ultrasound Foetal Transducer - comp w/ Bionet - UC	Bionet "
"	KLN-053-09-02		KLN-053-09-02	https://www.medten.com/product/8415	Replacement	Reusable	Medfusion	Infusion Pump Parts	Parts	Black plasctic clip	Reusable Black plasctic clip	for Medfusion 3000/3500/4000	Black plasctic clip for Medfusion 3000/3500/4000	1	6				Ultrasound Foetal Transducer - comp w/ Bionet - Uterine Contractions		Ultrasound Foetal Transducer - comp w/ Bionet - UC	Bionet "
"	KLN-053-09-03		KLN-053-09-03	https://www.medten.com/product/8416	Replacement	Reusable	Medfusion	Infusion Pump Parts	Parts	Black plastic gear	Reusable Black plastic gear	for Medfusion 3000/3500/4000	Black plastic gear for Medfusion 3000/3500/4000	1	6				Ultrasound Foetal Transducer - comp w/ Bionet - Uterine Contractions		Ultrasound Foetal Transducer - comp w/ Bionet - UC	Bionet "
"	M01-L034		M01-L034	https://www.medten.com/product/8417	Replacement	Reusable	Medfusion	Infusion Pump Parts	Parts	Screw PB 3.5*12.0mm	Reusable Screw PB 3.5*12.0mm	for used with Medfusion3000/3500/4000 right plunger case	Screw PB 3.5*12.0mm for used with Medfusion3000/3500/4000 right plunger case	1	6				Ultrasound Foetal Transducer - comp w/ Bionet - Uterine Contractions		Ultrasound Foetal Transducer - comp w/ Bionet - UC	Bionet "
"	M01-R016		M01-R016	https://www.medten.com/product/8418	Replacement	Reusable	Medfusion	Infusion Pump Parts	Parts	O ring ?8.60*?5.00*1.80	Reusable O ring ?8.60*?5.00*1.80	for Medfusion 3000/3500/4000	O ring ?8.60*?5.00*1.80 for Medfusion 3000/3500/4000	1	6				Ultrasound Foetal Transducer - comp w/ Bionet - Uterine Contractions		Ultrasound Foetal Transducer - comp w/ Bionet - UC	Bionet "
"	KLN-023-23		KLN-023-23	https://www.medten.com/product/8419	Replacement	Other	Philips	Monitor/Module Parts	Parts	Philips M3001A Module Option A01 Top Case M3001-68010/ text version	Other Philips M3001A Module Option A01 Top Case M3001-68010/ text version	This Module comes with Fast SPO2"," ECG and NIBP Measurements.	Philips M3001A Module Option A01 Top Case M3001-68010/ text version This Module comes with Fast SPO2"," ECG and NIBP Measurements.	1	6				Ultrasound Foetal Transducer - comp w/ Bionet - Uterine Contractions		Ultrasound Foetal Transducer - comp w/ Bionet - UC	Bionet "
"	KLN-023-22		KLN-023-22	https://www.medten.com/product/8420	Replacement	Other	Philips	Monitor/Module Parts	Parts	Philips M3001A Module Option A01C06 Top Case M3001-68011/ text version	Other Philips M3001A Module Option A01C06 Top Case M3001-68011/ text version	This Module comes with Fast SPO2"," ECG"," NIBP"," Temperature and IBP Invasive Blood Pressure	Philips M3001A Module Option A01C06 Top Case M3001-68011/ text version This Module comes with Fast SPO2"," ECG"," NIBP"," Temperature and IBP Invasive Blood Pressure	1	0				Ultrasound Foetal Transducer - comp w/ Bionet - Uterine Contractions		Ultrasound Foetal Transducer - comp w/ Bionet - UC	Bionet "
"	KLN-023-21		KLN-023-21	https://www.medten.com/product/8421	Replacement	Other	Philips	Monitor/Module Parts	Parts	Philips M3001A Module Option A01C12 Top Case M3001-68012/ text version	Other Philips M3001A Module Option A01C12 Top Case M3001-68012/ text version	This Module comes with Fast Philips SPO2"," 12 Leads ECG"," NIBP.	Philips M3001A Module Option A01C12 Top Case M3001-68012/ text version This Module comes with Fast Philips SPO2"," 12 Leads ECG"," NIBP.	1	6				Ultrasound Foetal Transducer - comp w/ Bionet - Uterine Contractions		Ultrasound Foetal Transducer - comp w/ Bionet - UC	Bionet "
"	KLN-023-20		KLN-023-20	https://www.medten.com/product/8423	Replacement	Other	Philips	Monitor/Module Parts	Parts	Philips M3000A Module Option A01C18 Top Case M3001-68013/ text version	Other Philips M3000A Module Option A01C18 Top Case M3001-68013/ text version	M3001-68013 Philips M3000A Module Option A01C18 Top Case Text	Philips M3000A Module Option A01C18 Top Case M3001-68013/ text version M3001-68013 Philips M3000A Module Option A01C18 Top Case Text	1	0				Ultrasound Foetal Transducer - comp w/ Bionet - Uterine Contractions		Ultrasound Foetal Transducer - comp w/ Bionet - UC	Bionet "
"	KLN-053-08-02		KLN-053-08-02	https://www.medten.com/product/8424	Replacement	Disposable	Medfusion	Infusion Pump Parts	Parts	Swing bar	Disposable Swing bar	for Medfusion 3000/3500/4000	Swing bar for Medfusion 3000/3500/4000	1	1				Ultrasound Foetal Transducer - comp w/ Bionet - Uterine Contractions		Ultrasound Foetal Transducer - comp w/ Bionet - UC	Bionet "
"	M01-R015		M01-R015	https://www.medten.com/product/8425	Replacement	Reusable	Medfusion	Infusion Pump Parts	Parts	O ring ?12.81*?9.25*1.78	Reusable O ring ?12.81*?9.25*1.78	for use with Medfusion 3000/3500/4000 right plunger case	O ring ?12.81*?9.25*1.78 for use with Medfusion 3000/3500/4000 right plunger case	1	6				Ultrasound Foetal Transducer - comp w/ Bionet - Uterine Contractions		Ultrasound Foetal Transducer - comp w/ Bionet - UC	Bionet "
"	KLN-053-09A		KLN-053-09A	https://www.medten.com/product/8426	Replacement	Reusable	Medfusion	Infusion Pump Parts	Parts	Left Plunger Case	Reusable Left Plunger Case	for Medfusion 3000/3500/4000	Left Plunger Case for Medfusion 3000/3500/4000	1	6				Ultrasound Foetal Transducer - comp w/ Bionet - Uterine Contractions		Ultrasound Foetal Transducer - comp w/ Bionet - UC	Bionet "
"	M01-L025		M01-L025	https://www.medten.com/product/8427	Replacement	Reusable	Medfusion	Infusion Pump Parts	Parts	Cross Screw 6.35mm	Reusable Cross Screw 6.35mm	for Medfusion 3000/3500/4000 right plunger case	Cross Screw 6.35mm for Medfusion 3000/3500/4000 right plunger case	1	6				Ultrasound Foetal Transducer - comp w/ Bionet - Uterine Contractions		Ultrasound Foetal Transducer - comp w/ Bionet - UC	Bionet "
"	M01-R017		M01-R017	https://www.medten.com/product/8428	Replacement	Reusable	Medfusion	Infusion Pump Parts	Parts	O ring ?19.16*?15.60*1.78	Reusable O ring ?19.16*?15.60*1.78	for Medfusion 3000/3500/4000	O ring ?19.16*?15.60*1.78 for Medfusion 3000/3500/4000	1	6				Ultrasound Foetal Transducer - comp w/ Bionet - Uterine Contractions		Ultrasound Foetal Transducer - comp w/ Bionet - UC	Bionet "
"	M01-L032		M01-L032	https://www.medten.com/product/8429	Replacement	Reusable	Medfusion	Infusion Pump Parts	Parts	Screw Gasket ?8.0*?3.3*0.8	Reusable Screw Gasket ?8.0*?3.3*0.8	for Medfusion 3000/3500/4000 left plunger case	Screw Gasket ?8.0*?3.3*0.8 for Medfusion 3000/3500/4000 left plunger case	1	6				Ultrasound Foetal Transducer - comp w/ Bionet - Uterine Contractions		Ultrasound Foetal Transducer - comp w/ Bionet - UC	Bionet "
"	FSC-DG01-22		FSC-DG01-22	https://www.medten.com/product/8438	Replacement	Reusable	Draeger	Flow Sensors	Accessories	Draeger Flow Sensor Connector Cable 8416600	Reusable Draeger Flow Sensor Connector Cable 8416600	replacement:2.2m	Draeger Flow Sensor Connector Cable 8416600replacement:2.2m	0	0				Ultrasound Foetal Transducer - comp w/ Bionet - Uterine Contractions		Ultrasound Foetal Transducer - comp w/ Bionet - UC	Bionet "
"	TSD-DGD-GS15		TSD-DGD-GS15	https://www.medten.com/product/8445	Replacement	Disposable	Draeger	Temperature Probes	Accessories	Draeger Temperature Probe MX11001	Disposable Draeger Temperature Probe MX11001	Replacement: Pediatric/Neonate"," Skin surface"," 1.5m (Box of 25)	Draeger Temperature Probe MX11001"," Pediatric/Neonate"," Skin surface"," 1.5m (Box of 25)	25	0				Ultrasound Foetal Transducer - comp w/ Bionet - Uterine Contractions		Ultrasound Foetal Transducer - comp w/ Bionet - UC	Bionet "
"	M20-F195		M20-F195	https://www.medten.com/product/8446	Replacement	Reusable	Philips	Telemetry Parts	Parts	Philips Multi-Symbol Connectors labels	Reusable Philips Multi-Symbol Connectors labels	used for Philips MP5/M3001A	Philips Multi-Symbol Connectors labels used for Philips MP5/M3001A	1	6				Ultrasound Foetal Transducer - comp w/ Bionet - Uterine Contractions		Ultrasound Foetal Transducer - comp w/ Bionet - UC	Bionet "
"	M20-F198		M20-F198	https://www.medten.com/product/8447	Replacement	Other	Draeger	Monitor/Module Parts	Parts	Drager Model Label and Functional Label	Other Drager Model Label and Functional Label	used for Drager Infinity M540 model	Drager Model Label and Functional Label used for Drager Infinity M540 model	Kit	0				Ultrasound Foetal Transducer - comp w/ Bionet - Uterine Contractions		Ultrasound Foetal Transducer - comp w/ Bionet - UC	Bionet "
"	SLM-SH233		SLM-SH233	https://www.medten.com/product/8449	Replacement	Disposable	Hamilton	Flow Sensors	Accessories	Replacement Hamilton Flow Sensor 155500	Disposable Replacement Hamilton Flow Sensor 155500	1.88m","OD15XID15 connectors","with calibration adaper","for infant	Replacement Hamilton Flow Sensor 1555001.88m","OD15XID15 connectors","with calibration adaper","for infant	1	0				Ultrasound Foetal Transducer - comp w/ Bionet - Uterine Contractions		Ultrasound Foetal Transducer - comp w/ Bionet - UC	Bionet "
"6012325	SS-003XC-AE30		SS-003XC-AE30	https://www.medten.com/product/8454	Replacement	Reusable	Nellcor	SpO2 Sensors	Accessories	Nellcor SpO2 Sensor	Reusable Nellcor SpO2 Sensor	Replacement: Adult"," Ear clip"," 3.0m"," Nellcor - OxiMax"," Reusable	Nellcor SpO2 Sensor"," Adult"," Ear clip"," 3.0m"," Nellcor - OxiMax"," Reusable	1	12				Ultrasound Foetal Transducer - comp w/ Bionet - Uterine Contractions		Ultrasound Foetal Transducer - comp w/ Bionet - UC	Bionet "
"	20-2006		20-2006	https://www.medten.com/product/8457	Replacement	Disposable	Zimmer Biomet	Tourniquet Cuffs	Accessories	Replacement Zimmer Disposable Tourniquet Cuff 60-7070-101-00	Disposable Replacement Zimmer Disposable Tourniquet Cuff 60-7070-101-00	Cylindrical"," Sterile"," 8""X2.5"""," Dual Port"," Single Bladder"," Light Blue","with Protection Sleeve	Replacement Zimmer Disposable Tourniquet Cuff 60-7070-101-00Cylindrical"," Sterile"," 8""X2.5"""," Dual Port"," Single Bladder"," Light Blue","with Protection Sleeve	1	0				Ultrasound Foetal Transducer - comp w/ Bionet - Uterine Contractions		Ultrasound Foetal Transducer - comp w/ Bionet - UC	Bionet "
"	20-3009		20-3009	https://www.medten.com/product/8459	Replacement	Disposable	Zimmer Biomet	Tourniquet Cuffs	Accessories	Replacement Zimmer Disposable Tourniquet Cuff 60-7070-152-00	Disposable Replacement Zimmer Disposable Tourniquet Cuff 60-7070-152-00	Cylindrical"," Sterile"," 12"" x 3.5"""," Dual Port"," Single Bladder"," Dark Purple"," with Protection Sleeve	Replacement Zimmer Disposable Tourniquet Cuff 60-7070-152-00Cylindrical"," Sterile"," 12"" x 3.5"""," Dual Port"," Single Bladder"," Dark Purple"," with Protection Sleeve	1	0				Ultrasound Foetal Transducer - comp w/ Bionet - Uterine Contractions		Ultrasound Foetal Transducer - comp w/ Bionet - UC	Bionet "
"	20-3006		20-3006	https://www.medten.com/product/8461	Replacement	Disposable	VBM-medical	Tourniquet Cuffs	Accessories	Replacement VBM-medical Disposable Tourniquet Cuff 20-36-711SLZ-1	Disposable Replacement VBM-medical Disposable Tourniquet Cuff 20-36-711SLZ-1	Cylindrical Sterile"," 15""X2.5"""," Dual Port"," Single Bladder"," Gray"," with Protection Sleeve	Replacement VBM-medical Disposable Tourniquet Cuff 20-36-711SLZ-1Cylindrical Sterile"," 15""X2.5"""," Dual Port"," Single Bladder"," Gray"," with Protection Sleeve	1	0				Ultrasound Foetal Transducer - comp w/ Bionet - Uterine Contractions		Ultrasound Foetal Transducer - comp w/ Bionet - UC	Bionet "
"	20-3810		20-3810	https://www.medten.com/product/8463	Replacement	Disposable		Tourniquet Cuffs	Accessories	Replacement Disposable Tourniquet Cuff	Disposable Replacement Disposable Tourniquet Cuff	Cylindrical"," Sterile"," 15""X4"""," Dual Port"," Single Bladder"," Gray"," with Protection Sleeve	Replacement Disposable Tourniquet CuffCylindrical"," Sterile"," 15""X4"""," Dual Port"," Single Bladder"," Gray"," with Protection Sleeve	1	0				Ultrasound Foetal Transducer - comp w/ Bionet - Uterine Contractions		Ultrasound Foetal Transducer - comp w/ Bionet - UC	Bionet "
"	20-4610		20-4610	https://www.medten.com/product/8466	Replacement	Disposable	Zimmer Biomet	Tourniquet Cuffs	Accessories	Replacement Zimmer Disposable Tourniquet Cuff 60-7070-153-00	Disposable Replacement Zimmer Disposable Tourniquet Cuff 60-7070-153-00	Disposable Cylindrical"," Sterile"," 18""X4"""," Dual Port"," Single Bladder"," Red"," with Limb Protection Sleeve	Replacement Zimmer Disposable Tourniquet Cuff 60-7070-153-00Disposable Cylindrical"," Sterile"," 18""X4"""," Dual Port"," Single Bladder"," Red"," with Limb Protection Sleeve	1	0				Ultrasound Foetal Transducer - comp w/ Bionet - Uterine Contractions		Ultrasound Foetal Transducer - comp w/ Bionet - UC	Bionet "
"	20-6110		20-6110	https://www.medten.com/product/8468	Replacement	Disposable	Zimmer Biomet	Tourniquet Cuffs	Accessories	Replacement Zimmer Disposable Tourniquet Cuff 60-7070-154-00	Disposable Replacement Zimmer Disposable Tourniquet Cuff 60-7070-154-00	Disposable Cylindrical"," Sterile"," 24""X4"""," single port"," Single Bladder"," Yellow"," with Limb Protection Sleeve	Replacement Zimmer Disposable Tourniquet Cuff 60-7070-154-00Disposable Cylindrical"," Sterile"," 24""X4"""," single port"," Single Bladder"," Yellow"," with Limb Protection Sleeve	1	0				Ultrasound Foetal Transducer - comp w/ Bionet - Uterine Contractions		Ultrasound Foetal Transducer - comp w/ Bionet - UC	Bionet "
"	20-7610		20-7610	https://www.medten.com/product/8470	Replacement	Disposable	Zimmer Biomet	Tourniquet Cuffs	Accessories	Replacement Zimmer Disposable Tourniquet Cuff 60-7070-155-00	Disposable Replacement Zimmer Disposable Tourniquet Cuff 60-7070-155-00	Disposable Cylindrical"," Sterile"," 30"" x 4"""," Dual Port"," Single Bladder"," White"," with Limb Protection Sleeve	Replacement Zimmer Disposable Tourniquet Cuff 60-7070-155-00Disposable Cylindrical"," Sterile"," 30"" x 4"""," Dual Port"," Single Bladder"," White"," with Limb Protection Sleeve	1	0				Ultrasound Foetal Transducer - comp w/ Bionet - Uterine Contractions		Ultrasound Foetal Transducer - comp w/ Bionet - UC	Bionet "
"	20-8610		20-8610	https://www.medten.com/product/8472	Replacement	Disposable	Zimmer Biomet	Tourniquet Cuffs	Accessories	Replacement Zimmer Disposable Tourniquet Cuff 60-7070-156-00	Disposable Replacement Zimmer Disposable Tourniquet Cuff 60-7070-156-00	Disposable Cylindrical"," Sterile"," 34""X4"""," Dual Port"," Single Bladder"," Blue"," with Limb Protection Sleeve	Replacement Zimmer Disposable Tourniquet Cuff 60-7070-156-00Disposable Cylindrical"," Sterile"," 34""X4"""," Dual Port"," Single Bladder"," Blue"," with Limb Protection Sleeve	1	0				Ultrasound Foetal Transducer - comp w/ Bionet - Uterine Contractions		Ultrasound Foetal Transducer - comp w/ Bionet - UC	Bionet "
"	20-11210		20-11210	https://www.medten.com/product/8475	Replacement	Disposable	Zimmer Biomet	Tourniquet Cuffs	Accessories	Replacement Zimmer Disposable Tourniquet Cuff 60-7070-157-00	Disposable Replacement Zimmer Disposable Tourniquet Cuff 60-7070-157-00	Disposable Cylindrical"," Sterile"," 44""X4"""," Dual Port"," Single Bladder"," Green"," with Limb Protection Sleeve	Replacement Zimmer Disposable Tourniquet Cuff 60-7070-157-00Disposable Cylindrical"," Sterile"," 44""X4"""," Dual Port"," Single Bladder"," Green"," with Limb Protection Sleeve	1	0				Ultrasound Foetal Transducer - comp w/ Bionet - Uterine Contractions		Ultrasound Foetal Transducer - comp w/ Bionet - UC	Bionet "
"	30-3610		30-3610	https://www.medten.com/product/8476	Replacement	Disposable		Tourniquet Cuffs	Accessories	Replacement Zimmer Disposable Tourniquet Cuff 60-7085-101-00	Disposable Replacement Zimmer Disposable Tourniquet Cuff 60-7085-101-00	Disposable Cylindrical"," Sterile"," 14""X4"""," single port"," Dual bladder"," Purple"," with Limb Protection Sleeve	Replacement Zimmer Disposable Tourniquet Cuff 60-7085-101-00Disposable Cylindrical"," Sterile"," 14""X4"""," single port"," Dual bladder"," Purple"," with Limb Protection Sleeve	1	0				Ultrasound Foetal Transducer - comp w/ Bionet - Uterine Contractions		Ultrasound Foetal Transducer - comp w/ Bionet - UC	Bionet "
"	30-5115		30-5115	https://www.medten.com/product/8477	Replacement	Disposable	Zimmer Biomet	Tourniquet Cuffs	Accessories	Replacement Zimmer Disposable Tourniquet Cuff 60-7085-102-00	Disposable Replacement Zimmer Disposable Tourniquet Cuff 60-7085-102-00	Disposable Cylindrical"," Sterile"," 20""X6"""," single port"," Dual bladder"," dark Blue"," Green with Limb Protection Sleeve	Replacement Zimmer Disposable Tourniquet Cuff 60-7085-102-00Disposable Cylindrical"," Sterile"," 20""X6"""," single port"," Dual bladder"," dark Blue"," Green with Limb Protection Sleeve	1	0				Ultrasound Foetal Transducer - comp w/ Bionet - Uterine Contractions		Ultrasound Foetal Transducer - comp w/ Bionet - UC	Bionet "
"	40-5115		40-5115	https://www.medten.com/product/8478	Replacement	Disposable	Zimmer Biomet	Tourniquet Cuffs	Accessories	Replacement Zimmer Disposable Tourniquet Cuff 60-7080-152-00	Disposable Replacement Zimmer Disposable Tourniquet Cuff 60-7080-152-00	Disposable Cylindrical"," Sterile"," 20""X6"""," Dual Port"," Dual bladder"," dark Blue"," with Limb Protection Sleeve	Replacement Zimmer Disposable Tourniquet Cuff 60-7080-152-00Disposable Cylindrical"," Sterile"," 20""X6"""," Dual Port"," Dual bladder"," dark Blue"," with Limb Protection Sleeve	1	0				Ultrasound Foetal Transducer - comp w/ Bionet - Uterine Contractions		Ultrasound Foetal Transducer - comp w/ Bionet - UC	Bionet "
"	30-6615		30-6615	https://www.medten.com/product/8479	Replacement	Disposable	Zimmer Biomet	Tourniquet Cuffs	Accessories	Replacement Zimmer Disposable Tourniquet Cuff 60-7085-103-00	Disposable Replacement Zimmer Disposable Tourniquet Cuff 60-7085-103-00	Disposable Cylindrical"," Sterile"," 26""X6"""," single port"," Dual bladder"," Orange"," with protection sleeve	Replacement Zimmer Disposable Tourniquet Cuff 60-7085-103-00Disposable Cylindrical"," Sterile"," 26""X6"""," single port"," Dual bladder"," Orange"," with protection sleeve	1	0				Ultrasound Foetal Transducer - comp w/ Bionet - Uterine Contractions		Ultrasound Foetal Transducer - comp w/ Bionet - UC	Bionet "
"	40-6615		40-6615	https://www.medten.com/product/8480	Replacement	Disposable	Zimmer Biomet	Tourniquet Cuffs	Accessories	Replacement Zimmer Disposable Tourniquet Cuff 60-7080-153-00	Disposable Replacement Zimmer Disposable Tourniquet Cuff 60-7080-153-00	Disposable Cylindrical"," Sterile"," 26""X6"""," Dual Port"," Dual bladder"," Orange"," with protection sleeve	Replacement Zimmer Disposable Tourniquet Cuff 60-7080-153-00Disposable Cylindrical"," Sterile"," 26""X6"""," Dual Port"," Dual bladder"," Orange"," with protection sleeve	1	0				Ultrasound Foetal Transducer - comp w/ Bionet - Uterine Contractions		Ultrasound Foetal Transducer - comp w/ Bionet - UC	Bionet "
"	30-8115		30-8115	https://www.medten.com/product/8481	Replacement	Disposable	HPM	Tourniquet Cuffs	Accessories	Replacement HPM Disposable Tourniquet Cuff 25-160	Disposable Replacement HPM Disposable Tourniquet Cuff 25-160	Disposable Cylindrical"," Sterile"," 32""X6"""," single port"," Dual bladder"," Brown with protection sleeve"," with Red and Blue tubing	Replacement HPM Disposable Tourniquet Cuff 25-160Disposable Cylindrical"," Sterile"," 32""X6"""," single port"," Dual bladder"," Brown with protection sleeve"," with Red and Blue tubing	1	0				Ultrasound Foetal Transducer - comp w/ Bionet - Uterine Contractions		Ultrasound Foetal Transducer - comp w/ Bionet - UC	Bionet "
"	LT03100		LT03100	https://www.medten.com/product/8498	Replacement	Reusable	Welch Allyn	Medical lamps/bulbs	Parts	Compatible Welch Allyn Otoscopes Bulb 03100-U	Reusable Compatible Welch Allyn Otoscopes Bulb 03100-U	3.5 V Halogen HPX Lamp for Otoscopes	Compatible Welch Allyn Otoscopes Bulb 03100-U 3.5 V Halogen HPX Lamp for Otoscopes	1	1				Ultrasound Foetal Transducer - comp w/ Bionet - Uterine Contractions		Ultrasound Foetal Transducer - comp w/ Bionet - UC	Bionet "
"	LT03400		LT03400	https://www.medten.com/product/8500	Replacement	Reusable	Welch Allyn	Medical lamps/bulbs	Parts	Compatible Welch Allyn Otoscopes Bulb 03400-U	Reusable Compatible Welch Allyn Otoscopes Bulb 03400-U	2.5 V Halogen HPX Lamp for Otoscopes	Compatible Welch Allyn Otoscopes Bulb 03400-U 2.5 V Halogen HPX Lamp for Otoscopes	1	1				Ultrasound Foetal Transducer - comp w/ Bionet - Uterine Contractions		Ultrasound Foetal Transducer - comp w/ Bionet - UC	Bionet "
"	LT06500		LT06500	https://www.medten.com/product/8502	Replacement	Reusable	Welch Allyn	Medical lamps/bulbs	Parts	Compatible Welch Allyn Otoscopes Bulb 06500-U	Reusable Compatible Welch Allyn Otoscopes Bulb 06500-U	3.5 V Halogen HPX Lamp for MacroView Otoscopes (#s 238XX)	Compatible Welch Allyn Otoscopes Bulb 06500-U 3.5 V Halogen HPX Lamp for MacroView Otoscopes (#s 238XX)	1	1				Ultrasound Foetal Transducer - comp w/ Bionet - Uterine Contractions		Ultrasound Foetal Transducer - comp w/ Bionet - UC	Bionet "
"	TNC-TS01		TNC-TS01	https://www.medten.com/product/8505	Replacement	Reusable	Philips	Telemetry Parts	Parts	8.4“Touch Screen"," 4 Wire (ELO version)"," THK=1.8mm	Reusable 8.4“Touch Screen"," 4 Wire (ELO version)"," THK=1.8mm	for Intellivue Philips MP5"," MP5SC"," MP5T	8.4“Touch Screen"," 4 Wire (ELO version)"," THK=1.8mm for Intellivue Philips MP5"," MP5SC"," MP5T	1	6				Ultrasound Foetal Transducer - comp w/ Bionet - Uterine Contractions		Ultrasound Foetal Transducer - comp w/ Bionet - UC	Bionet "
"	TNC-TS02		TNC-TS02	https://www.medten.com/product/8506	Replacement	Reusable	Philips	Telemetry Parts	Parts	8.4” Touch Screen"," 5 Wire (ELO version)"," THK=1.8mm	Reusable 8.4” Touch Screen"," 5 Wire (ELO version)"," THK=1.8mm	for Philips Intellivue MP5"," MP5SC"," MP5T"," M8015	8.4” Touch Screen"," 5 Wire (ELO version)"," THK=1.8mm for Philips Intellivue MP5"," MP5SC"," MP5T"," M8015	1	6				Ultrasound Foetal Transducer - comp w/ Bionet - Uterine Contractions		Ultrasound Foetal Transducer - comp w/ Bionet - UC	Bionet "
"	KLN-039-01A		KLN-039-01A	https://www.medten.com/product/8507	Replacement	Reusable	Philips	Telemetry Parts	Parts	Philips MP5 Cover Brand Standard Orange M8100-44110	Reusable Philips MP5 Cover Brand Standard Orange M8100-44110	For MP5	Philips MP5 Cover Brand Standard Orange M8100-44110 For MP5	1	6				Ultrasound Foetal Transducer - comp w/ Bionet - Uterine Contractions		Ultrasound Foetal Transducer - comp w/ Bionet - UC	Bionet "
"	KLN-039-01B		KLN-039-01B	https://www.medten.com/product/8508	Replacement	Reusable	Philips	Telemetry Parts	Parts	Philips MP5 Cover Brand Neonatal 453564107771-3	Reusable Philips MP5 Cover Brand Neonatal 453564107771-3	For MP5	Philips MP5 Cover Brand Neonatal 453564107771-3 For MP5	1	6				Ultrasound Foetal Transducer - comp w/ Bionet - Uterine Contractions		Ultrasound Foetal Transducer - comp w/ Bionet - UC	Bionet "
"	KLN-039-01C		KLN-039-01C	https://www.medten.com/product/8509	Replacement	Reusable	Philips	Telemetry Parts	Parts	Philips MP5 Cover Brand Anesthesia	Reusable Philips MP5 Cover Brand Anesthesia	For MP5	Philips MP5 Cover Brand Anesthesia For MP5	1	6				Ultrasound Foetal Transducer - comp w/ Bionet - Uterine Contractions		Ultrasound Foetal Transducer - comp w/ Bionet - UC	Bionet "
"	KLN-039-01D		KLN-039-01D	https://www.medten.com/product/8510	Replacement	Reusable	Philips	Telemetry Parts	Parts	Philips MP5 Cover Brand Wireless	Reusable Philips MP5 Cover Brand Wireless	For MP5	Philips MP5 Cover Brand Wireless For MP5	1	6				Ultrasound Foetal Transducer - comp w/ Bionet - Uterine Contractions		Ultrasound Foetal Transducer - comp w/ Bionet - UC	Bionet "
"	KLN-039-02A		KLN-039-02A	https://www.medten.com/product/8511	Replacement	Reusable	Philips	Telemetry Parts	Parts	Philips MP5T Cover Brand Standard 451261021161-7	Reusable Philips MP5T Cover Brand Standard 451261021161-7	For MP5T	Philips MP5T Cover Brand Standard 451261021161-7 For MP5T	1	6				Ultrasound Foetal Transducer - comp w/ Bionet - Uterine Contractions		Ultrasound Foetal Transducer - comp w/ Bionet - UC	Bionet "
"	KLN-039-03A		KLN-039-03A	https://www.medten.com/product/8512	Replacement	Reusable	Philips	Telemetry Parts	Parts	Philips MP5SC Cover Brand Standard 453564191991	Reusable Philips MP5SC Cover Brand Standard 453564191991	For MP5SC	Philips MP5SC Cover Brand Standard 453564191991 For MP5SC	1	6				Ultrasound Foetal Transducer - comp w/ Bionet - Uterine Contractions		Ultrasound Foetal Transducer - comp w/ Bionet - UC	Bionet "
"	SS-024XC-AS10		SS-024XC-AS10	https://www.medten.com/product/8513	Replacement	Reusable	Philips	SpO2 Sensors	Accessories	Philips SpO2 Sensor	Reusable Philips SpO2 Sensor	Replacement: Adult"," Soft rubber"," 1.0m"," Nellcor - OxiMax"," Reusable	Philips SpO2 Sensor"," Adult"," Soft rubber"," 1.0m"," Nellcor - OxiMax"," Reusable	1	12				Ultrasound Foetal Transducer - comp w/ Bionet - Uterine Contractions		Ultrasound Foetal Transducer - comp w/ Bionet - UC	Bionet "
"	BPA-S-10-02M		BPA-S-10-02M	https://www.medten.com/product/8514	Replacement	Reusable	Philips	NIBP Connectors and Adapters	Accessories	NIBP Cuff adaptor	Reusable NIBP Cuff adaptor	Welch Allyn used with Philips"," 10pcs/bag	NIBP Cuff adaptorWelch Allyn used with Philips"," 10pcs/bag	10	6				Ultrasound Foetal Transducer - comp w/ Bionet - Uterine Contractions		Ultrasound Foetal Transducer - comp w/ Bionet - UC	Bionet "
"	BPA-S-04M-02M		BPA-S-04M-02M	https://www.medten.com/product/8515	Replacement	Reusable		NIBP Connectors and Adapters	Accessories	NIBP Cuff adaptor	Reusable NIBP Cuff adaptor	Draeger used with Philips cuffs"," 10pcs/bag	NIBP Cuff adaptorDraeger used with Philips cuffs"," 10pcs/bag	10	6				Ultrasound Foetal Transducer - comp w/ Bionet - Uterine Contractions		Ultrasound Foetal Transducer - comp w/ Bionet - UC	Bionet "
"	BPC46		BPC46	https://www.medten.com/product/8516	Replacement	Reusable		NIBP Connectors and Adapters	Accessories	Air hose ending Connector"," 4.5mm	Reusable Air hose ending Connector"," 4.5mm	10pcs/bag	Air hose ending Connector"," 4.5mm10pcs/bag	10	6				Ultrasound Foetal Transducer - comp w/ Bionet - Uterine Contractions		Ultrasound Foetal Transducer - comp w/ Bionet - UC	Bionet "
"	BPC47		BPC47	https://www.medten.com/product/8517	Replacement	Reusable	Fukuda Denshi	NIBP Connectors and Adapters	Accessories	Fukuda Danshi BP Connector"," 4.5mm-for air hose	Reusable Fukuda Danshi BP Connector"," 4.5mm-for air hose	10pcs/bag	Fukuda Danshi BP Connector"," 4.5mm-for air hose10pcs/bag	10	6				Ultrasound Foetal Transducer - comp w/ Bionet - Uterine Contractions		Ultrasound Foetal Transducer - comp w/ Bionet - UC	Bionet "
"	BPC51		BPC51	https://www.medten.com/product/8518	Replacement	Reusable	Zimmer Biomet	Adaptors and Connectors	Accessories	Compression air hose connector"," 7.5mm	Reusable Compression air hose connector"," 7.5mm	For Zimmer	Compression air hose connector"," 7.5mmFor Zimmer	1	6				Ultrasound Foetal Transducer - comp w/ Bionet - Uterine Contractions		Ultrasound Foetal Transducer - comp w/ Bionet - UC	Bionet "
"	BPC52		BPC52	https://www.medten.com/product/8519	Replacement	Other	Zimmer Biomet	Adaptors and Connectors	Accessories	Compression air hose connector (mental)"," 7.5mm	Other Compression air hose connector (mental)"," 7.5mm	0	Compression air hose connector (mental)"," 7.5mm0	1	6				Ultrasound Foetal Transducer - comp w/ Bionet - Uterine Contractions		Ultrasound Foetal Transducer - comp w/ Bionet - UC	Bionet "
"	BPC53		BPC53	https://www.medten.com/product/8520	Replacement	Other	GE Healthcare	NIBP Connectors and Adapters	Accessories	GE CARESCAPE ONE 2-T BP connector"," 4.5mm	Other GE CARESCAPE ONE 2-T BP connector"," 4.5mm	-for air hose"," 1pc/bag	GE CARESCAPE ONE 2-T BP connector"," 4.5mm-for air hose"," 1pc/bag	1	6				Ultrasound Foetal Transducer - comp w/ Bionet - Uterine Contractions		Ultrasound Foetal Transducer - comp w/ Bionet - UC	Bionet "
"	BPC54		BPC54	https://www.medten.com/product/8521	Replacement	Reusable	Welch Allyn	NIBP Connectors and Adapters	Accessories	Welch Allyn Tri-Purpose Connector 5082-168"," 5.9mm	Reusable Welch Allyn Tri-Purpose Connector 5082-168"," 5.9mm	'10pcs/bag	Ultrasound Foetal Transducer - comp w/ Bionet - Uterine Contractions		Ultrasound Foetal Transducer - comp w/ Bionet - UC	Bionet "
"	'Welch Allyn Tri-Purpose Connector 5082-168"," 5.9mm10pcs/bag	Female connector used with male 5082-165'	'Welch Allyn Tri-Purpose Connector 5082-168"," 5.9mm10pcs/bag	Ultrasound Foetal Transducer - comp w/ Bionet - Uterine Contractions		Ultrasound Foetal Transducer - comp w/ Bionet - UC	Bionet "
"	10	Female connector used with male 5082-165'	10	6				Ultrasound Foetal Transducer - comp w/ Bionet - Uterine Contractions		Ultrasound Foetal Transducer - comp w/ Bionet - UC	Bionet "
"	BPC55		BPC55	https://www.medten.com/product/8522	Replacement	Other	Welch Allyn	NIBP Connectors and Adapters	Accessories	Welch Allyn Male Luer Lock 5082-165"," 5.9mm	Other Welch Allyn Male Luer Lock 5082-165"," 5.9mm	'10pcs/bag	Ultrasound Foetal Transducer - comp w/ Bionet - Uterine Contractions		Ultrasound Foetal Transducer - comp w/ Bionet - UC	Bionet "
"	'Welch Allyn Male Luer Lock 5082-165"," 5.9mm10pcs/bag	Male connector used with female 5082-168'	'Welch Allyn Male Luer Lock 5082-165"," 5.9mm10pcs/bag	Ultrasound Foetal Transducer - comp w/ Bionet - Uterine Contractions		Ultrasound Foetal Transducer - comp w/ Bionet - UC	Bionet "
"	10	Male connector used with female 5082-168'	10	6				Ultrasound Foetal Transducer - comp w/ Bionet - Uterine Contractions		Ultrasound Foetal Transducer - comp w/ Bionet - UC	Bionet "
"	BPC56		BPC56	https://www.medten.com/product/8523	Replacement	Other	GE Healthcare	NIBP Connectors and Adapters	Accessories	GE DINACLICK Female Recept (NEW) 2055630-002"," 4.5mm	Other GE DINACLICK Female Recept (NEW) 2055630-002"," 4.5mm	2-1T DINACLICK Female Receptacle (new version) - for single Air Hoses"," 1pc/bag	GE DINACLICK Female Recept (NEW) 2055630-002"," 4.5mm2-1T DINACLICK Female Receptacle (new version) - for single Air Hoses"," 1pc/bag	1	6				Ultrasound Foetal Transducer - comp w/ Bionet - Uterine Contractions		Ultrasound Foetal Transducer - comp w/ Bionet - UC	Bionet "
"	BPC1011		BPC1011	https://www.medten.com/product/8524	Replacement	Other		NIBP Connectors and Adapters	Accessories	Couple of Male and Female Submin Connectors"," 4.5mm	Other Couple of Male and Female Submin Connectors"," 4.5mm	10pcs/bag	Couple of Male and Female Submin Connectors"," 4.5mm10pcs/bag	10	6				Ultrasound Foetal Transducer - comp w/ Bionet - Uterine Contractions		Ultrasound Foetal Transducer - comp w/ Bionet - UC	Bionet "
"	BPC03TP		BPC03TP	https://www.medten.com/product/8526	Replacement	Other		NIBP Connectors and Adapters	Accessories	3-way adaptor"," 4.7mm	Other 3-way adaptor"," 4.7mm	1pc/bag	3-way adaptor"," 4.7mm1pc/bag	1	6				Ultrasound Foetal Transducer - comp w/ Bionet - Uterine Contractions		Ultrasound Foetal Transducer - comp w/ Bionet - UC	Bionet "
"	BPH-AS25-07Z-31		BPH-AS25-07Z-31	https://www.medten.com/product/8527	Replacement	Reusable	Philips	NIBP Air Hoses	Accessories	Philips NIBP Air Hose	Reusable Philips NIBP Air Hose	Replacement: Adult/Pediatric"," Single Tube"," 2.5m"," GE DINACLICK	Philips NIBP Air Hose"," Adult/Pediatric"," Single Tube"," 2.5m"," GE DINACLICK	1	6				Ultrasound Foetal Transducer - comp w/ Bionet - Uterine Contractions		Ultrasound Foetal Transducer - comp w/ Bionet - UC	Bionet "
"	KLN-063-06		KLN-063-06	https://www.medten.com/product/8528	Replacement	Other	Philips	Monitor/Module Parts	Parts	Philips X2/MP2 Ribbon Cable M3002-61001	Other Philips X2/MP2 Ribbon Cable M3002-61001	2.54mmX120mm Connector from Main Board to Parameter	Philips X2/MP2 Ribbon Cable M3002-61001 2.54mmX120mm Connector from Main Board to Parameter	1	6				Ultrasound Foetal Transducer - comp w/ Bionet - Uterine Contractions		Ultrasound Foetal Transducer - comp w/ Bionet - UC	Bionet "
"	KLN-063-07		KLN-063-07	https://www.medten.com/product/8529	Replacement	Other	Philips	Monitor/Module Parts	Parts	Philips M3001A Ribbon Cable M3001-61001	Other Philips M3001A Ribbon Cable M3001-61001	2.54mmX35mm Connector from Main Board to Parameter	Philips M3001A Ribbon Cable M3001-61001 2.54mmX35mm Connector from Main Board to Parameter	1	6				Ultrasound Foetal Transducer - comp w/ Bionet - Uterine Contractions		Ultrasound Foetal Transducer - comp w/ Bionet - UC	Bionet "
"	SP-FUS-GE01-45		SP-FUS-GE01-45	https://www.medten.com/product/8530	Replacement	Other	Corometrics	Fetal Transducer Parts	Parts	Corometrics Ultrasound cable assembly"," 4.5m	Other Corometrics Ultrasound cable assembly"," 4.5m	For 5700 fetal transducers	Corometrics Ultrasound cable assembly"," 4.5m For 5700 fetal transducers	1	6				Ultrasound Foetal Transducer - comp w/ Bionet - Uterine Contractions		Ultrasound Foetal Transducer - comp w/ Bionet - UC	Bionet "
"	SP-FTC-GE01-45		SP-FTC-GE01-45	https://www.medten.com/product/8531	Replacement	Other	Corometrics	Fetal Transducer Parts	Parts	Corometrics Toco cable assembly with screw &knob"," 4.5m	Other Corometrics Toco cable assembly with screw &knob"," 4.5m	For transducer 2264	Corometrics Toco cable assembly with screw &knob"," 4.5m For transducer 2264	1	6				Ultrasound Foetal Transducer - comp w/ Bionet - Uterine Contractions		Ultrasound Foetal Transducer - comp w/ Bionet - UC	Bionet "
"	SA-005RB-03RD		SA-005RB-03RD	https://www.medten.com/product/8533	Replacement	Reusable	Masimo	SpO2 Adapter Cables	Accessories	Masimo SpO2 Adapter Cable(RD-LNC) 4089	Reusable Masimo SpO2 Adapter Cable(RD-LNC) 4089	Replacement: 0.3m"," used with Masimo SET RD sensor	Masimo SpO2 Adapter Cable(RD-LNC) 4089"," 0.3m"," used with Masimo SET RD sensor	1	0				Ultrasound Foetal Transducer - comp w/ Bionet - Uterine Contractions		Ultrasound Foetal Transducer - comp w/ Bionet - UC	Bionet "
"6016337	EC-5002RG-I		EC-5002RG-I	https://www.medten.com/product/8535	Replacement	Reusable	AAMI	One-Piece ECG Cables	Accessories	AAMI One-Piece ECG Cable	Reusable AAMI One-Piece ECG Cable	Replacement: 5 lead"," Grabber"," 2.5m+1.5m"," With Resistance"," IEC"," Reusable	AAMI One-Piece ECG Cable"," 5 lead"," Grabber"," 2.5m+1.5m"," With Resistance"," IEC"," Reusable	1	12				Ultrasound Foetal Transducer - comp w/ Bionet - Uterine Contractions		Ultrasound Foetal Transducer - comp w/ Bionet - UC	Bionet "
"6016339	EC-5002RS-I		EC-5002RS-I	https://www.medten.com/product/8537	Replacement	Reusable	AAMI	One-Piece ECG Cables	Accessories	AAMI One-Piece ECG Cable	Reusable AAMI One-Piece ECG Cable	Replacement: 5 lead"," Snap"," 2.5m+1.5m"," With Resistance"," IEC"," Reusable	AAMI One-Piece ECG Cable"," 5 lead"," Snap"," 2.5m+1.5m"," With Resistance"," IEC"," Reusable	1	12				Ultrasound Foetal Transducer - comp w/ Bionet - Uterine Contractions		Ultrasound Foetal Transducer - comp w/ Bionet - UC	Bionet "
"6016331	EC-5001RS-I		EC-5001RS-I	https://www.medten.com/product/8540	Replacement	Reusable	AAMI	One-Piece ECG Cables	Accessories	AAMI One-Piece ECG Cable	Reusable AAMI One-Piece ECG Cable	Replacement: 5 lead"," Snap"," 2.5m+1.5m"," With Resistance"," IEC"," Reusable	AAMI One-Piece ECG Cable"," 5 lead"," Snap"," 2.5m+1.5m"," With Resistance"," IEC"," Reusable	1	12				Ultrasound Foetal Transducer - comp w/ Bionet - Uterine Contractions		Ultrasound Foetal Transducer - comp w/ Bionet - UC	Bionet "
"6016329	EC-5001RG-I		EC-5001RG-I	https://www.medten.com/product/8541	Replacement	Reusable	AAMI	One-Piece ECG Cables	Accessories	AAMI One-Piece ECG Cable	Reusable AAMI One-Piece ECG Cable	Replacement: 5 lead"," Grabber"," 2.5m+1.5m"," With Resistance"," IEC"," Reusable	AAMI One-Piece ECG Cable"," 5 lead"," Grabber"," 2.5m+1.5m"," With Resistance"," IEC"," Reusable	1	12				Ultrasound Foetal Transducer - comp w/ Bionet - Uterine Contractions		Ultrasound Foetal Transducer - comp w/ Bionet - UC	Bionet "
"	SS-165RB-AE10		SS-165RB-AE10	https://www.medten.com/product/8543	Replacement	Reusable	Masimo	SpO2 Sensors	Accessories	Masimo SpO2 Sensor 4053(RD SET TC-I)	Reusable Masimo SpO2 Sensor 4053(RD SET TC-I)	Replacement: Adult"," Ear clip"," 1.0m"," Masimo-RD	Masimo SpO2 Sensor 4053(RD SET TC-I)"," Adult"," Ear clip"," 1.0m"," Masimo-RD	1	12				Ultrasound Foetal Transducer - comp w/ Bionet - Uterine Contractions		Ultrasound Foetal Transducer - comp w/ Bionet - UC	Bionet "
"	SS-165RB-AS10		SS-165RB-AS10	https://www.medten.com/product/8544	Replacement	Reusable	Masimo	SpO2 Sensors	Accessories	Masimo SpO2 Sensor 4052(RD SET DBI)	Reusable Masimo SpO2 Sensor 4052(RD SET DBI)	Replacement: Adult"," Soft Rubber"," 1.0m"," Masimo-RD	Masimo SpO2 Sensor 4052(RD SET DBI)"," Adult"," Soft Rubber"," 1.0m"," Masimo-RD	1	12				Ultrasound Foetal Transducer - comp w/ Bionet - Uterine Contractions		Ultrasound Foetal Transducer - comp w/ Bionet - UC	Bionet "
"	SS-165RB-FH10		SS-165RB-FH10	https://www.medten.com/product/8545	Replacement	Reusable	Masimo	SpO2 Sensors	Accessories	Masimo SpO2 Sensor 4055(RD SET TF-I)	Reusable Masimo SpO2 Sensor 4055(RD SET TF-I)	Replacement: Adult"," Forehead"," 1.0m"," Masimo-RD	Masimo SpO2 Sensor 4055(RD SET TF-I)"," Adult"," Forehead"," 1.0m"," Masimo-RD	1	12				Ultrasound Foetal Transducer - comp w/ Bionet - Uterine Contractions		Ultrasound Foetal Transducer - comp w/ Bionet - UC	Bionet "
"	KLN-055-03		KLN-055-03	https://www.medten.com/product/8547	Replacement	Reusable	Medfusion	Infusion Pump Parts	Parts	Alaris IUI Removal Handle	Reusable Alaris IUI Removal Handle	the tooling for repair purpose	Alaris IUI Removal Handle the tooling for repair purpose	1	12				Ultrasound Foetal Transducer - comp w/ Bionet - Uterine Contractions		Ultrasound Foetal Transducer - comp w/ Bionet - UC	Bionet "
"	TNC-PA019		TNC-PA019	https://www.medten.com/product/8549	Replacement	Disposable	Philips	Miscellaneous	Accessories	Replacement philips 1-channel thermal paper 40457C	Disposable Replacement philips 1-channel thermal paper 40457C	50 mm printer paper","for philips monitoring",defibrillator,"200 rolls for 1 carton	Replacement philips 1-channel thermal paper 40457C50 mm printer paper","for philips monitoring",defibrillator,"200 rolls for 1 carton	200	0				Ultrasound Foetal Transducer - comp w/ Bionet - Uterine Contractions		Ultrasound Foetal Transducer - comp w/ Bionet - UC	Bionet "
"	TNC-BA002		TNC-BA002	https://www.medten.com/product/8552	Replacement	Reusable	Covidien	Batteries	Accessories	Compatible","Covidien Batteries F010482	Reusable Compatible","Covidien Batteries F010482	Rechargeable Li-ion Battery",2200mAh,"16.4V ","Size: 36.5 x 11.1 x 35.8mm Weight: 907g	Compatible","Covidien Batteries F010482Rechargeable Li-ion Battery",2200mAh,"16.4V ","Size: 36.5 x 11.1 x 35.8mm Weight: 907g	1	12				Ultrasound Foetal Transducer - comp w/ Bionet - Uterine Contractions		Ultrasound Foetal Transducer - comp w/ Bionet - UC	Bionet "
"	LT03145		LT03145	https://www.medten.com/product/8555	Replacement	Reusable	Hanaulux	Medical lamps/bulbs	Parts	Compatible Hanaulux Halogen Bulb 56053010	Reusable Compatible Hanaulux Halogen Bulb 56053010	24V"," 50W Halogen Bulb for Hanaulux Blue 30 Surgical Light	Compatible Hanaulux Halogen Bulb 56053010 24V"," 50W Halogen Bulb for Hanaulux Blue 30 Surgical Light	1	0				Ultrasound Foetal Transducer - comp w/ Bionet - Uterine Contractions		Ultrasound Foetal Transducer - comp w/ Bionet - UC	Bionet "
"	KLN-047-03		KLN-047-03	https://www.medten.com/product/8560	Replacement	Reusable	Philips	Monitor/Module Parts	Parts	Unit Front Case with Rubber Button Piece	Reusable Unit Front Case with Rubber Button Piece	for MP2	Unit Front Case with Rubber Button Piece for MP2	0	0				Ultrasound Foetal Transducer - comp w/ Bionet - Uterine Contractions		Ultrasound Foetal Transducer - comp w/ Bionet - UC	Bionet "
"	M01-L017		M01-L017	https://www.medten.com/product/8568	Replacement	Other	Alaris	Infusion Pump Parts	Parts	WRAP SCREW 4-40X1/2"," PHL FLH	Other WRAP SCREW 4-40X1/2"," PHL FLH	For use with Alaris 8015 power retainer	WRAP SCREW 4-40X1/2"," PHL FLH For use with Alaris 8015 power retainer	2	6				Ultrasound Foetal Transducer - comp w/ Bionet - Uterine Contractions		Ultrasound Foetal Transducer - comp w/ Bionet - UC	Bionet "
"	M20-F138		M20-F138	https://www.medten.com/product/8570	Replacement	Other	Philips	Monitor/Module Parts	Parts	Philips IntelliVue X2/MP2 overlay for speaker	Other Philips IntelliVue X2/MP2 overlay for speaker	For X2"," MP2	Philips IntelliVue X2/MP2 overlay for speaker For X2"," MP2	1	6				Ultrasound Foetal Transducer - comp w/ Bionet - Uterine Contractions		Ultrasound Foetal Transducer - comp w/ Bionet - UC	Bionet "
"	SA-171-12		SA-171-12	https://www.medten.com/product/8571	Replacement	Reusable	Sonicaid	SpO2 Adapter Cables	Accessories	Sonicaid/Huntleigh SpO2 Adapter Cable ACC-OBS-071	Reusable Sonicaid/Huntleigh SpO2 Adapter Cable ACC-OBS-071	'Replacement: 1.2m"," use with BCI sensor	Ultrasound Foetal Transducer - comp w/ Bionet - Uterine Contractions		Ultrasound Foetal Transducer - comp w/ Bionet - UC	Bionet "
"	'Sonicaid/Huntleigh SpO2 Adapter Cable ACC-OBS-071"," 1.2m"," use with BCI sensor	Sonicaid Team 3 Fetal Monitor'	'Sonicaid/Huntleigh SpO2 Adapter Cable ACC-OBS-071"," 1.2m"," use with BCI sensor	Ultrasound Foetal Transducer - comp w/ Bionet - Uterine Contractions		Ultrasound Foetal Transducer - comp w/ Bionet - UC	Bionet "
"	1	Sonicaid Team 3 Fetal Monitor'	1	12				Ultrasound Foetal Transducer - comp w/ Bionet - Uterine Contractions		Ultrasound Foetal Transducer - comp w/ Bionet - UC	Bionet "
"	KLN-088-01		KLN-088-01	https://www.medten.com/product/8577	Replacement	Reusable	Baxter	Infusion Pump Parts	Parts	Baxter Spectrum IQ Keypad	Reusable Baxter Spectrum IQ Keypad	for Baxter Spectrum IQ	Baxter Spectrum IQ Keypad for Baxter Spectrum IQ	1	6				Ultrasound Foetal Transducer - comp w/ Bionet - Uterine Contractions		Ultrasound Foetal Transducer - comp w/ Bionet - UC	Bionet "
"	BP-4570BD-W38		BP-4570BD-W38	https://www.medten.com/product/8578	Replacement	Reusable	GE Healthcare	NIBP Cuffs	Accessories	GE DURA-CUF 2 Tb Dinaclick"," 3 cuffs/pack 2059301-001	Reusable GE DURA-CUF 2 Tb Dinaclick"," 3 cuffs/pack 2059301-001	Replacement"," (please add OEM description here)	GE DURA-CUF 2 Tb Dinaclick"," 3 cuffs/pack 2059301-001Replacement"," (please add OEM description here)	Set	6				Ultrasound Foetal Transducer - comp w/ Bionet - Uterine Contractions		Ultrasound Foetal Transducer - comp w/ Bionet - UC	Bionet "
"	BPC40		BPC40	https://www.medten.com/product/8579	Replacement	Reusable	GE Healthcare	NIBP Connectors and Adapters	Accessories	GE 1T Neo-Snap Male Plug 4.1mm"," 2059293-003	Reusable GE 1T Neo-Snap Male Plug 4.1mm"," 2059293-003	Neo-Snap Female"," 1pc/bag	GE 1T Neo-Snap Male Plug 4.1mm"," 2059293-003Neo-Snap Female"," 1pc/bag	1	6				Ultrasound Foetal Transducer - comp w/ Bionet - Uterine Contractions		Ultrasound Foetal Transducer - comp w/ Bionet - UC	Bionet "
"	BPH-AD35-15A-32		BPH-AD35-15A-32	https://www.medten.com/product/8580	Replacement	Reusable	Nihon Kohden	NIBP Air Hoses	Accessories	Nihon Kohden NIBP Air Hose 902YN901P	Reusable Nihon Kohden NIBP Air Hose 902YN901P	Replacement: Adult/Pediatric"," Double Tube"," 3.5m"," GE DINACLICK	Nihon Kohden NIBP Air Hose 902YN901P"," Adult/Pediatric"," Double Tube"," 3.5m"," GE DINACLICK	1	6				Ultrasound Foetal Transducer - comp w/ Bionet - Uterine Contractions		Ultrasound Foetal Transducer - comp w/ Bionet - UC	Bionet "
"	M21-G005		M21-G005	https://www.medten.com/product/8582	Replacement	Reusable	Mindray	Miscellaneous	Accessories	Cable management straps (Orange)	Reusable Cable management straps (Orange)	0	Cable management straps (Orange)0	0	0				Ultrasound Foetal Transducer - comp w/ Bionet - Uterine Contractions		Ultrasound Foetal Transducer - comp w/ Bionet - UC	Bionet "
"	M21-G004		M21-G004	https://www.medten.com/product/8583	Replacement	Reusable	Mindray	Miscellaneous	Accessories	Cable management straps (Blue)	Reusable Cable management straps (Blue)	0	Cable management straps (Blue)0	0	0				Ultrasound Foetal Transducer - comp w/ Bionet - Uterine Contractions		Ultrasound Foetal Transducer - comp w/ Bionet - UC	Bionet "
"	BP-10BS-W05M		BP-10BS-W05M	https://www.medten.com/product/8584	Replacement	Reusable		NIBP Cuffs	Accessories	NIBP Cuff	Reusable NIBP Cuff	Replacement: Neonate (6-11 cm)"," Single Tube"," With Bladder"," Male Slip	NIBP Cuff"," Neonate (6-11 cm)"," Single Tube"," With Bladder"," Male Slip	1	6				Ultrasound Foetal Transducer - comp w/ Bionet - Uterine Contractions		Ultrasound Foetal Transducer - comp w/ Bionet - UC	Bionet "
"	BP-20BS-W05M		BP-20BS-W05M	https://www.medten.com/product/8585	Replacement	Reusable		NIBP Cuffs	Accessories	NIBP Cuff	Reusable NIBP Cuff	Replacement: Infant (8-13cm)"," Single Tube"," With Bladder"," Male Slip	NIBP Cuff"," Infant (8-13cm)"," Single Tube"," With Bladder"," Male Slip	1	6				Ultrasound Foetal Transducer - comp w/ Bionet - Uterine Contractions		Ultrasound Foetal Transducer - comp w/ Bionet - UC	Bionet "
"	BPH-AS15-39-10		BPH-AS15-39-10	https://www.medten.com/product/8587	Replacement	Reusable	Welch Allyn	NIBP Air Hoses	Accessories	Welch Allyn/Stryker NIBP Air Hose 6000-30	Reusable Welch Allyn/Stryker NIBP Air Hose 6000-30	Replacement: Adult/Pediatric"," Single Tube"," 1.5m"," Male submin	Welch Allyn/Stryker NIBP Air Hose 6000-30"," Adult/Pediatric"," Single Tube"," 1.5m"," Male submin	1	6				Ultrasound Foetal Transducer - comp w/ Bionet - Uterine Contractions		Ultrasound Foetal Transducer - comp w/ Bionet - UC	Bionet "
"	BPH-NS30-39-40		BPH-NS30-39-40	https://www.medten.com/product/8588	Replacement	Reusable	Welch Allyn	NIBP Air Hoses	Accessories	Welch Allyn/Stryker NIBP Air Hose 7000-33	Reusable Welch Allyn/Stryker NIBP Air Hose 7000-33	Replacement: Neonate "," Single Tube"," 3.0m"," GE Neo-Snap	Welch Allyn/Stryker NIBP Air Hose 7000-33"," Neonate "," Single Tube"," 3.0m"," GE Neo-Snap	1	6				Ultrasound Foetal Transducer - comp w/ Bionet - Uterine Contractions		Ultrasound Foetal Transducer - comp w/ Bionet - UC	Bionet "
"	FDELA-PH01-SPE07		FDELA-PH01-SPE07	https://www.medten.com/product/8590	Replacement	Reusable	Philips	Fetal Leg Plate (DECG) Cables	Accessories	Philips Fetal Leg Plate (DECG) Cable 989803137651	Reusable Philips Fetal Leg Plate (DECG) Cable 989803137651	Replacement: 0.7m"," use with Philips spiral electrode"," Reusable	Philips Fetal Leg Plate (DECG) Cable 989803137651"," 0.7m"," use with Philips spiral electrode"," Reusable	1	6				Ultrasound Foetal Transducer - comp w/ Bionet - Uterine Contractions		Ultrasound Foetal Transducer - comp w/ Bionet - UC	Bionet "
"	KLN-092-01		KLN-092-01	https://www.medten.com/product/8594	Replacement	Reusable	Hill-Rom	Bed Parts	Parts	Left Caregiver Controls Keypad 71647	Reusable Left Caregiver Controls Keypad 71647	For CareAssist Bed	Left Caregiver Controls Keypad 71647 For CareAssist Bed	1	6				Ultrasound Foetal Transducer - comp w/ Bionet - Uterine Contractions		Ultrasound Foetal Transducer - comp w/ Bionet - UC	Bionet "
"	KLN-093-01		KLN-093-01	https://www.medten.com/product/8595	Replacement	Reusable	Hill-Rom	Bed Parts	Parts	Right Caregiver Overlay w/Bed Controls Keypad 141217	Reusable Right Caregiver Overlay w/Bed Controls Keypad 141217	For Hill-Rom CareAssist Bed	Right Caregiver Overlay w/Bed Controls Keypad 141217 For Hill-Rom CareAssist Bed	1	6				Ultrasound Foetal Transducer - comp w/ Bionet - Uterine Contractions		Ultrasound Foetal Transducer - comp w/ Bionet - UC	Bionet "
"	SS-163D-AF30		SS-163D-AF30	https://www.medten.com/product/8637	Replacement	Reusable	Zoncare	SpO2 Sensors	Accessories	Zoncare SpO2 Sensor	Reusable Zoncare SpO2 Sensor	Replacement: Adult"," Finger clip"," 3.0m	Zoncare SpO2 Sensor"," Adult"," Finger clip"," 3.0m	1	12				Ultrasound Foetal Transducer - comp w/ Bionet - Uterine Contractions		Ultrasound Foetal Transducer - comp w/ Bionet - UC	Bionet "
"	TS-ZN-AS30		TS-ZN-AS30	https://www.medten.com/product/8638	Replacement	Reusable	Zoncare	Temperature Probes	Accessories	Zoncare Temperature Probe	Reusable Zoncare Temperature Probe	'Replacement: Adult"," Skin surface"," 1.5m"," Reusable	Ultrasound Foetal Transducer - comp w/ Bionet - Uterine Contractions		Ultrasound Foetal Transducer - comp w/ Bionet - UC	Bionet "
"	'Zoncare Temperature Probe"," Adult"," Skin surface"," 1.5m"," Reusable	For PM-7000D'	'Zoncare Temperature Probe"," Adult"," Skin surface"," 1.5m"," Reusable	Ultrasound Foetal Transducer - comp w/ Bionet - Uterine Contractions		Ultrasound Foetal Transducer - comp w/ Bionet - UC	Bionet "
"	1	For PM-7000D'	1	12				Ultrasound Foetal Transducer - comp w/ Bionet - Uterine Contractions		Ultrasound Foetal Transducer - comp w/ Bionet - UC	Bionet "
"	BIT0029		BIT0029	https://www.medten.com/product/8656	Replacement	Reusable	Contec	One-Piece ECG Cables	Accessories	Contec ECG Leadwire BIT0029	Reusable Contec ECG Leadwire BIT0029	One-Piece 12-Leadwire 4.0 Bananenstecker"," IEC	Contec ECG Leadwire BIT0029One-Piece 12-Leadwire 4.0 Bananenstecker"," IEC	1	0				Ultrasound Foetal Transducer - comp w/ Bionet - Uterine Contractions		Ultrasound Foetal Transducer - comp w/ Bionet - UC	Bionet "
"	BPTA-TS15-54-55		BPTA-TS15-54-55	https://www.medten.com/product/8672	Replacement	Reusable	Welch Allyn	Sphygmomanometer Parts	Accessories	Welch allyn 4 ft. Coil Tubing 5089-39	Reusable Welch allyn 4 ft. Coil Tubing 5089-39	'767-Series Wall / Mobile Sphygmomanometers	Ultrasound Foetal Transducer - comp w/ Bionet - Uterine Contractions		Ultrasound Foetal Transducer - comp w/ Bionet - UC	Bionet "
"	'Welch allyn 4 ft. Coil Tubing 5089-39767-Series Wall / Mobile Sphygmomanometers	Tycos® 509 Wall and Mobile Aneroid Sphygmomanometers'	'Welch allyn 4 ft. Coil Tubing 5089-39767-Series Wall / Mobile Sphygmomanometers	Ultrasound Foetal Transducer - comp w/ Bionet - Uterine Contractions		Ultrasound Foetal Transducer - comp w/ Bionet - UC	Bionet "
"	1	Tycos® 509 Wall and Mobile Aneroid Sphygmomanometers'	1	6				Ultrasound Foetal Transducer - comp w/ Bionet - Uterine Contractions		Ultrasound Foetal Transducer - comp w/ Bionet - UC	Bionet "
"	BPTA-TS30-54-55		BPTA-TS30-54-55	https://www.medten.com/product/8673	Replacement	Reusable	Welch Allyn	Sphygmomanometer Parts	Accessories	8 ft. Blood Pressure Coil Tubing 5089-13	Reusable 8 ft. Blood Pressure Coil Tubing 5089-13	OEM 5089-13 (1 pc/pack); 5089-13H(12 pcs/pack)	8 ft. Blood Pressure Coil Tubing 5089-13OEM 5089-13 (1 pc/pack); 5089-13H(12 pcs/pack)	1	6				Ultrasound Foetal Transducer - comp w/ Bionet - Uterine Contractions		Ultrasound Foetal Transducer - comp w/ Bionet - UC	Bionet "
"	KLN-087-01E-01		KLN-087-01E-01	https://www.medten.com/product/8680	Replacement	Reusable	Bird	Blenders/Regulators Parts	Parts	Balance Diaphragm 03858A (Rubber)	Reusable Balance Diaphragm 03858A (Rubber)	You need two diaphragms per small block blender	Balance Diaphragm 03858A (Rubber) You need two diaphragms per small block blender	1	6				Ultrasound Foetal Transducer - comp w/ Bionet - Uterine Contractions		Ultrasound Foetal Transducer - comp w/ Bionet - UC	Bionet "
"	KLN-087-02E-01		KLN-087-02E-01	https://www.medten.com/product/8681	Replacement	Reusable	Bird	Blenders/Regulators Parts	Parts	Balance Diaphragm 03858A(Silicon)	Reusable Balance Diaphragm 03858A(Silicon)	You need two diaphragms per small block blender	Balance Diaphragm 03858A(Silicon) You need two diaphragms per small block blender	1	6				Ultrasound Foetal Transducer - comp w/ Bionet - Uterine Contractions		Ultrasound Foetal Transducer - comp w/ Bionet - UC	Bionet "
"	KLN-087-01A		KLN-087-01A	https://www.medten.com/product/8682	Replacement	Reusable	Bird	Blenders/Regulators Parts	Parts	Foam Diffuser"," alarm cap 03903 (1 pcs/bag)	Reusable Foam Diffuser"," alarm cap 03903 (1 pcs/bag)	This item is used inside the alarm assembly	Foam Diffuser"," alarm cap 03903 (1 pcs/bag) This item is used inside the alarm assembly	1	6				Ultrasound Foetal Transducer - comp w/ Bionet - Uterine Contractions		Ultrasound Foetal Transducer - comp w/ Bionet - UC	Bionet "
"	KLN-087-01B		KLN-087-01B	https://www.medten.com/product/8683	Replacement	Reusable	Bird	Blenders/Regulators Parts	Parts	Caution and Warning Label (1 pcs/bag)	Reusable Caution and Warning Label (1 pcs/bag)	For MicroBlender PM Kit	Caution and Warning Label (1 pcs/bag) For MicroBlender PM Kit	1	6				Ultrasound Foetal Transducer - comp w/ Bionet - Uterine Contractions		Ultrasound Foetal Transducer - comp w/ Bionet - UC	Bionet "
"	KLN-087-01C		KLN-087-01C	https://www.medten.com/product/8684	Replacement	Reusable	Bird	Blenders/Regulators Parts	Parts	Diaphragm Block Ball Bearing (4 pcs/bag)	Reusable Diaphragm Block Ball Bearing (4 pcs/bag)	3/16"" Diameter	Diaphragm Block Ball Bearing (4 pcs/bag) 3/16"" Diameter	4	6				Ultrasound Foetal Transducer - comp w/ Bionet - Uterine Contractions		Ultrasound Foetal Transducer - comp w/ Bionet - UC	Bionet "
"	KLN-087-01D		KLN-087-01D	https://www.medten.com/product/8685	Replacement	Reusable	Bird	Blenders/Regulators Parts	Parts	Spring"," Rear seat/stem (1 pcs/bag)	Reusable Spring"," Rear seat/stem (1 pcs/bag)	These springs are compatible with both high flow and low flow small block blenders.	Spring"," Rear seat/stem (1 pcs/bag) These springs are compatible with both high flow and low flow small block blenders.	1	6				Ultrasound Foetal Transducer - comp w/ Bionet - Uterine Contractions		Ultrasound Foetal Transducer - comp w/ Bionet - UC	Bionet "
"	KLN-087-01F		KLN-087-01F	https://www.medten.com/product/8686	Replacement	Reusable	Bird	Blenders/Regulators Parts	Parts	Step Washer 03897 (2pcs/bag)	Reusable Step Washer 03897 (2pcs/bag)	'2 pcs/case	Ultrasound Foetal Transducer - comp w/ Bionet - Uterine Contractions		Ultrasound Foetal Transducer - comp w/ Bionet - UC	Bionet "
"		Each blender uses two step washers	Ultrasound Foetal Transducer - comp w/ Bionet - Uterine Contractions		Ultrasound Foetal Transducer - comp w/ Bionet - UC	Bionet "
"	'Step Washer 03897 (2pcs/bag) 2 pcs/case	17mm ID"," Nylon"," spacer'	'Step Washer 03897 (2pcs/bag) 2 pcs/case	Ultrasound Foetal Transducer - comp w/ Bionet - Uterine Contractions		Ultrasound Foetal Transducer - comp w/ Bionet - UC	Bionet "
"		Each blender uses two step washers	Ultrasound Foetal Transducer - comp w/ Bionet - Uterine Contractions		Ultrasound Foetal Transducer - comp w/ Bionet - UC	Bionet "
"	2	17mm ID"," Nylon"," spacer'	2	6				Ultrasound Foetal Transducer - comp w/ Bionet - Uterine Contractions		Ultrasound Foetal Transducer - comp w/ Bionet - UC	Bionet "
"	KLN-087-01G		KLN-087-01G	https://www.medten.com/product/8687	Replacement	Reusable	Bird	Blenders/Regulators Parts	Parts	Muffler"," Bypass bleed (1 pcs/bag)	Reusable Muffler"," Bypass bleed (1 pcs/bag)	These items are compatible with any small block blender brand.	Muffler"," Bypass bleed (1 pcs/bag) These items are compatible with any small block blender brand.	1	6				Ultrasound Foetal Transducer - comp w/ Bionet - Uterine Contractions		Ultrasound Foetal Transducer - comp w/ Bionet - UC	Bionet "
"	KLN-087-01J		KLN-087-01J	https://www.medten.com/product/8688	Replacement	Reusable	Bird	Blenders/Regulators Parts	Parts	Star washer (1 pcs/bag)	Reusable Star washer (1 pcs/bag)	This item is used to hold down the muffler bleed	Star washer (1 pcs/bag) This item is used to hold down the muffler bleed	1	6				Ultrasound Foetal Transducer - comp w/ Bionet - Uterine Contractions		Ultrasound Foetal Transducer - comp w/ Bionet - UC	Bionet "
"	KLN-087-01K		KLN-087-01K	https://www.medten.com/product/8689	Replacement	Reusable	Bird	Blenders/Regulators Parts	Parts	Duck Bill Check Valve (2 pcs/case)	Reusable Duck Bill Check Valve (2 pcs/case)	0	Duck Bill Check Valve (2 pcs/case) 0	2	6				Ultrasound Foetal Transducer - comp w/ Bionet - Uterine Contractions		Ultrasound Foetal Transducer - comp w/ Bionet - UC	Bionet "
"	KLN-087-01		KLN-087-01	https://www.medten.com/product/8690	Replacement	Reusable	Bird	Blenders/Regulators Parts	Parts	MicroBlender preventive maintenance kit (rubber Diaphram) 10003	Reusable MicroBlender preventive maintenance kit (rubber Diaphram) 10003	Oxygen blender overhaul kit (replacement). compatible with high-low flow and low flow micro blenders including carefusion"," bird"," siemens"," sensormedics"," ohmeda and ohio brands.	MicroBlender preventive maintenance kit (rubber Diaphram) 10003 Oxygen blender overhaul kit (replacement). compatible with high-low flow and low flow micro blenders including carefusion"," bird"," siemens"," sensormedics"," ohmeda and ohio brands.	Kit	6				Ultrasound Foetal Transducer - comp w/ Bionet - Uterine Contractions		Ultrasound Foetal Transducer - comp w/ Bionet - UC	Bionet "
"	KLN-087-02		KLN-087-02	https://www.medten.com/product/8691	Replacement	Reusable	Bird	Blenders/Regulators Parts	Parts	Blender preventive maintenance kit (silicon diaphragm) 10003	Reusable Blender preventive maintenance kit (silicon diaphragm) 10003	Oxygen blender overhaul kit (replacement). compatible with high-low flow and low flow micro blenders including Carefusion"," Bird"," Siemens"," Sensormedics"," Ohmeda and Ohio brands.	Blender preventive maintenance kit (silicon diaphragm) 10003 Oxygen blender overhaul kit (replacement). compatible with high-low flow and low flow micro blenders including Carefusion"," Bird"," Siemens"," Sensormedics"," Ohmeda and Ohio brands.	Kit	6				Ultrasound Foetal Transducer - comp w/ Bionet - Uterine Contractions		Ultrasound Foetal Transducer - comp w/ Bionet - UC	Bionet "
"	KLN-087-01L		KLN-087-01L	https://www.medten.com/product/8692	Replacement	Reusable	Bird	Blenders/Regulators Parts	Parts	Inlet Cone Filter (2 pcs/case)	Reusable Inlet Cone Filter (2 pcs/case)	0	Inlet Cone Filter (2 pcs/case) 0	2	6				Ultrasound Foetal Transducer - comp w/ Bionet - Uterine Contractions		Ultrasound Foetal Transducer - comp w/ Bionet - UC	Bionet "
"	60-9610		60-9610	https://www.medten.com/product/8715	Replacement	Reusable	Zimmer Biomet	Tourniquet Cuffs	Accessories	Zimmer Biomet Tourniquet Cuff	Reusable Zimmer Biomet Tourniquet Cuff	Replacement: Cylindrical Cuffs"," Dual Port/Single Bladder"," 38"" x 4"""," Teal"," TPU"," Attached Port Connector"," With Limb Protection Sleeves	Zimmer Biomet Tourniquet Cuff"," Cylindrical Cuffs"," Dual Port/Single Bladder"," 38"" x 4"""," Teal"," TPU"," Attached Port Connector"," With Limb Protection Sleeves	1	6				Ultrasound Foetal Transducer - comp w/ Bionet - Uterine Contractions		Ultrasound Foetal Transducer - comp w/ Bionet - UC	Bionet "
"	80-8115		80-8115	https://www.medten.com/product/8716	Replacement	Reusable	Zimmer Biomet	Tourniquet Cuffs	Accessories	Zimmer Biomet Tourniquet Cuff	Reusable Zimmer Biomet Tourniquet Cuff	Replacement: Cylindrical Cuffs"," Dual Port/Dual Bladder"," 32"" x 6"""," Brown"," TPU"," Attached Port Connector"," With Limb Protection Sleeves	Zimmer Biomet Tourniquet Cuff"," Cylindrical Cuffs"," Dual Port/Dual Bladder"," 32"" x 6"""," Brown"," TPU"," Attached Port Connector"," With Limb Protection Sleeves	1	6				Ultrasound Foetal Transducer - comp w/ Bionet - Uterine Contractions		Ultrasound Foetal Transducer - comp w/ Bionet - UC	Bionet "
"	600-6110		600-6110	https://www.medten.com/product/8717	Replacement	Reusable	Zimmer Biomet	Tourniquet Cuffs	Accessories	Zimmer Biomet Tourniquet Cuff	Reusable Zimmer Biomet Tourniquet Cuff	Replacement: Contour Cuffs"," Dual Port/Single Bladder"," 24"" x 4"""," Red"," TPU"," Attached Port Connector"," With Limb Protection Sleeves	Zimmer Biomet Tourniquet Cuff"," Contour Cuffs"," Dual Port/Single Bladder"," 24"" x 4"""," Red"," TPU"," Attached Port Connector"," With Limb Protection Sleeves	1	6				Ultrasound Foetal Transducer - comp w/ Bionet - Uterine Contractions		Ultrasound Foetal Transducer - comp w/ Bionet - UC	Bionet "
"	600-7610		600-7610	https://www.medten.com/product/8718	Replacement	Reusable	Zimmer Biomet	Tourniquet Cuffs	Accessories	Zimmer Biomet Tourniquet Cuff	Reusable Zimmer Biomet Tourniquet Cuff	Replacement: Contour Cuffs"," Dual Port/Single Bladder"," 30"" x 4"""," Yellow"," TPU"," Attached Port Connector"," With Limb Protection Sleeves	Zimmer Biomet Tourniquet Cuff"," Contour Cuffs"," Dual Port/Single Bladder"," 30"" x 4"""," Yellow"," TPU"," Attached Port Connector"," With Limb Protection Sleeves	1	6				Ultrasound Foetal Transducer - comp w/ Bionet - Uterine Contractions		Ultrasound Foetal Transducer - comp w/ Bionet - UC	Bionet "
"	600-8610		600-8610	https://www.medten.com/product/8719	Replacement	Reusable	Zimmer Biomet	Tourniquet Cuffs	Accessories	Zimmer Biomet Tourniquet Cuff	Reusable Zimmer Biomet Tourniquet Cuff	Replacement: Contour Cuffs"," Dual Port/Single Bladder"," 34""X4.3"""," Thigh Cuff"," Limb Size 30-76cm (12-30"")"," Yellow"," TPU"," Attached Port Connector"," With Limb Protection Sleeves	Zimmer Biomet Tourniquet Cuff"," Contour Cuffs"," Dual Port/Single Bladder"," 34""X4.3"""," Thigh Cuff"," Limb Size 30-76cm (12-30"")"," Yellow"," TPU"," Attached Port Connector"," With Limb Protection Sleeves	1	6				Ultrasound Foetal Transducer - comp w/ Bionet - Uterine Contractions		Ultrasound Foetal Transducer - comp w/ Bionet - UC	Bionet "
"	600-10913		600-10913	https://www.medten.com/product/8720	Replacement	Reusable	Zimmer Biomet	Tourniquet Cuffs	Accessories	Zimmer Biomet Tourniquet Cuff	Reusable Zimmer Biomet Tourniquet Cuff	Replacement: Contour Cuffs"," Dual Port/Single Bladder"," 43""X5"""," Large Cuff"," Limb Size 76-99cm (30-39"")"," Green"," TPU"," Attached Port Connector"," With Limb Protection Sleeves	Zimmer Biomet Tourniquet Cuff"," Contour Cuffs"," Dual Port/Single Bladder"," 43""X5"""," Large Cuff"," Limb Size 76-99cm (30-39"")"," Green"," TPU"," Attached Port Connector"," With Limb Protection Sleeves	1	6				Ultrasound Foetal Transducer - comp w/ Bionet - Uterine Contractions		Ultrasound Foetal Transducer - comp w/ Bionet - UC	Bionet "
"	KLN-023-24		KLN-023-24	https://www.medten.com/product/8721	Replacement	Reusable	Philips	Telemetry Parts	Parts	M3001A Top Case Text Option"," Blank version	Reusable M3001A Top Case Text Option"," Blank version	for Philips M3001A MMS	M3001A Top Case Text Option"," Blank version for Philips M3001A MMS	0	0				Ultrasound Foetal Transducer - comp w/ Bionet - Uterine Contractions		Ultrasound Foetal Transducer - comp w/ Bionet - UC	Bionet "
"	SA-165RB-03LS		SA-165RB-03LS	https://www.medten.com/product/8723	Replacement	Reusable	Masimo	SpO2 Adapter Cables	Accessories	Masimo SpO2 Adapter Cable 4092	Reusable Masimo SpO2 Adapter Cable 4092	Replacement: 0.3m"," use with Masimo-LNCS sensor	Masimo SpO2 Adapter Cable 4092"," 0.3m"," use with Masimo-LNCS sensor	1	12				Ultrasound Foetal Transducer - comp w/ Bionet - Uterine Contractions		Ultrasound Foetal Transducer - comp w/ Bionet - UC	Bionet "
"	KLN-094-01		KLN-094-01	https://www.medten.com/product/8724	Replacement	Reusable	Hill-Rom	Bed Parts	Parts	Right hand BF battery caregiver control keypad 152000	Reusable Right hand BF battery caregiver control keypad 152000	'12.4""	Ultrasound Foetal Transducer - comp w/ Bionet - Uterine Contractions		Ultrasound Foetal Transducer - comp w/ Bionet - UC	Bionet "
"	'Right hand BF battery caregiver control keypad 152000 12.4""	for Hill-Rom 1000 bed'	'Right hand BF battery caregiver control keypad 152000 12.4""	Ultrasound Foetal Transducer - comp w/ Bionet - Uterine Contractions		Ultrasound Foetal Transducer - comp w/ Bionet - UC	Bionet "
"	1	for Hill-Rom 1000 bed'	1	6				Ultrasound Foetal Transducer - comp w/ Bionet - Uterine Contractions		Ultrasound Foetal Transducer - comp w/ Bionet - UC	Bionet "
"	KLN-094-02		KLN-094-02	https://www.medten.com/product/8725	Replacement	Reusable	Hill-Rom	Bed Parts	Parts	Left hand BF battery caregiver control keypad 152002	Reusable Left hand BF battery caregiver control keypad 152002	12.5"" for Hill-Rom 1000 bed	Left hand BF battery caregiver control keypad 152002 12.5"" for Hill-Rom 1000 bed	1	6				Ultrasound Foetal Transducer - comp w/ Bionet - Uterine Contractions		Ultrasound Foetal Transducer - comp w/ Bionet - UC	Bionet "
"	51-2006		51-2006	https://www.medten.com/product/8726	Replacement	Reusable	Stryker	Tourniquet Cuffs	Accessories	Stryker Tourniquet Cuff 5922-008-135	Reusable Stryker Tourniquet Cuff 5922-008-135	Replacement: Cylindrical Cuffs"," Single Port/Single Bladder"," 8"" x 2.5"""," Light Blue"," TPU"," 6"" Tubing"," With Limb Protection Sleeves	Stryker Tourniquet Cuff 5922-008-135"," Cylindrical Cuffs"," Single Port/Single Bladder"," 8"" x 2.5"""," Light Blue"," TPU"," 6"" Tubing"," With Limb Protection Sleeves	1	6				Ultrasound Foetal Transducer - comp w/ Bionet - Uterine Contractions		Ultrasound Foetal Transducer - comp w/ Bionet - UC	Bionet "
"	200-6110		200-6110	https://www.medten.com/product/8729	Replacement	Disposable	Zimmer Biomet	Tourniquet Cuffs	Accessories	Zimmer Biomet Tourniquet Cuff 60797010400	Disposable Zimmer Biomet Tourniquet Cuff 60797010400	0	Zimmer Biomet Tourniquet Cuff 607970104000	1	0				Ultrasound Foetal Transducer - comp w/ Bionet - Uterine Contractions		Ultrasound Foetal Transducer - comp w/ Bionet - UC	Bionet "
"	KLN-032-07		KLN-032-07	https://www.medten.com/product/8730	Replacement	Reusable	Baxter	Infusion Pump Parts	Parts	Small Transparent Front Panel Screen (24 pcs/package)	Reusable Small Transparent Front Panel Screen (24 pcs/package)	for InfusO.R."," on the bottom right front panel"," 23.80mm*12.80mm	Small Transparent Front Panel Screen (24 pcs/package) for InfusO.R."," on the bottom right front panel"," 23.80mm*12.80mm	24	6				Ultrasound Foetal Transducer - comp w/ Bionet - Uterine Contractions		Ultrasound Foetal Transducer - comp w/ Bionet - UC	Bionet "
"	200-7610		200-7610	https://www.medten.com/product/8731	Replacement	Disposable	Zimmer Biomet	Tourniquet Cuffs	Accessories	Zimmer Biomet Tourniquet Cuff 60797010500	Disposable Zimmer Biomet Tourniquet Cuff 60797010500	Disposable",Sterile," contour tourniquet Cuffs","30""X4.1""","dual port","single bladder",yellow,"with sleeve	Zimmer Biomet Tourniquet Cuff 60797010500Disposable",Sterile," contour tourniquet Cuffs","30""X4.1""","dual port","single bladder",yellow,"with sleeve	1	0				Ultrasound Foetal Transducer - comp w/ Bionet - Uterine Contractions		Ultrasound Foetal Transducer - comp w/ Bionet - UC	Bionet "
"	KT-111G		KT-111G	https://www.medten.com/product/8732	Replacement	Reusable	Lohmeier	Parts	Parts	Lohmeier Spo2 Connector kit	Reusable Lohmeier Spo2 Connector kit	6 pin"," 4mm cable exit	Lohmeier Spo2 Connector kit 6 pin"," 4mm cable exit	1	6				Ultrasound Foetal Transducer - comp w/ Bionet - Uterine Contractions		Ultrasound Foetal Transducer - comp w/ Bionet - UC	Bionet "
"	KT-113G/5		KT-113G/5	https://www.medten.com/product/8734	Replacement	Reusable	Lohmeier	Parts	Parts	Lohmeier IBP connector kit	Reusable Lohmeier IBP connector kit	5 pin"," 5mm cable exit	Lohmeier IBP connector kit 5 pin"," 5mm cable exit	1	6				Ultrasound Foetal Transducer - comp w/ Bionet - Uterine Contractions		Ultrasound Foetal Transducer - comp w/ Bionet - UC	Bionet "
"	KT-346/4		KT-346/4	https://www.medten.com/product/8735	Replacement	Reusable	Minolta	Parts	Parts	Minolta Spo2 connector kit	Reusable Minolta Spo2 connector kit	6 pin"," 4mm cable exit	Minolta Spo2 connector kit 6 pin"," 4mm cable exit	1	6				Ultrasound Foetal Transducer - comp w/ Bionet - Uterine Contractions		Ultrasound Foetal Transducer - comp w/ Bionet - UC	Bionet "
"	20-9610		20-9610	https://www.medten.com/product/8736	Replacement	Disposable		Tourniquet Cuffs	Accessories	Tourniquet Cuff	Disposable Tourniquet Cuff	Disposable cylindrical tourniquet Cuffs",Sterile,"38""X4""","dual port","single bladder",teal,"with limb protection sleeve	Tourniquet CuffDisposable cylindrical tourniquet Cuffs",Sterile,"38""X4""","dual port","single bladder",teal,"with limb protection sleeve	1	0				Ultrasound Foetal Transducer - comp w/ Bionet - Uterine Contractions		Ultrasound Foetal Transducer - comp w/ Bionet - UC	Bionet "
"	200-10913		200-10913	https://www.medten.com/product/8738	Replacement	Disposable	Zimmer Biomet	Tourniquet Cuffs	Accessories	Zimmer Biomet Tourniquet Cuff 60797010700	Disposable Zimmer Biomet Tourniquet Cuff 60797010700	'Disposable cylindrical tourniquet Cuffs",Sterile,"38""X4""","dual port","single bladder",teal,"with limb protection sleeveCuffs","43""X5""",single/port,"single bladder",green,"with	Ultrasound Foetal Transducer - comp w/ Bionet - Uterine Contractions		Ultrasound Foetal Transducer - comp w/ Bionet - UC	Bionet "
"	'Zimmer Biomet Tourniquet Cuff 60797010700Disposable cylindrical tourniquet Cuffs",Sterile,"38""X4""","dual port","single bladder",teal,"with limb protection sleeveCuffs","43""X5""",single/port,"single bladder",green,"with	sleeve'	'Zimmer Biomet Tourniquet Cuff 60797010700Disposable cylindrical tourniquet Cuffs",Sterile,"38""X4""","dual port","single bladder",teal,"with limb protection sleeveCuffs","43""X5""",single/port,"single bladder",green,"with	Ultrasound Foetal Transducer - comp w/ Bionet - Uterine Contractions		Ultrasound Foetal Transducer - comp w/ Bionet - UC	Bionet "
"	1	sleeve'	1	0				Ultrasound Foetal Transducer - comp w/ Bionet - Uterine Contractions		Ultrasound Foetal Transducer - comp w/ Bionet - UC	Bionet "
"	200-8610		200-8610	https://www.medten.com/product/8739	Replacement	Disposable	Zimmer Biomet	Tourniquet Cuffs	Accessories	Zimmer Biomet Tourniquet Cuff 60797010600	Disposable Zimmer Biomet Tourniquet Cuff 60797010600	Disposable",Sterile," contour tourniquet Cuffs","34""X4.3""","dual port","single bladder",yellow,"with sleeve	Zimmer Biomet Tourniquet Cuff 60797010600Disposable",Sterile," contour tourniquet Cuffs","34""X4.3""","dual port","single bladder",yellow,"with sleeve	1	0				Ultrasound Foetal Transducer - comp w/ Bionet - Uterine Contractions		Ultrasound Foetal Transducer - comp w/ Bionet - UC	Bionet "
"	61-2006		61-2006	https://www.medten.com/product/8740	Replacement	Reusable	Stryker	Tourniquet Cuffs	Accessories	Stryker Tourniquet Cuff 5922-008-235	Reusable Stryker Tourniquet Cuff 5922-008-235	Replacement: Cylindrical Cuffs"," Dual Port/Single Bladder"," 8"" x 2.5"""," Light Blue"," 6"" Tubing"," With Limb Protection Sleeves"," TPU	Stryker Tourniquet Cuff 5922-008-235"," Cylindrical Cuffs"," Dual Port/Single Bladder"," 8"" x 2.5"""," Light Blue"," 6"" Tubing"," With Limb Protection Sleeves"," TPU	1	6				Ultrasound Foetal Transducer - comp w/ Bionet - Uterine Contractions		Ultrasound Foetal Transducer - comp w/ Bionet - UC	Bionet "
"	51-3009		51-3009	https://www.medten.com/product/8741	Replacement	Reusable	Stryker	Tourniquet Cuffs	Accessories	Stryker Tourniquet Cuff 5922-012-135	Reusable Stryker Tourniquet Cuff 5922-012-135	'Replacement: Cylindrical Cuffs"," Single Port/Single Bladder"," 12'' x 3.5"""," Dark Purple"," 6"" Tubing"," With Limb Protection Sleeves"," TPU'	'Stryker Tourniquet Cuff 5922-012-135"," Cylindrical Cuffs"," Single Port/Single Bladder"," 12'' x 3.5"""," Dark Purple"," 6"" Tubing"," With Limb Protection Sleeves"," TPU'	1	6				Ultrasound Foetal Transducer - comp w/ Bionet - Uterine Contractions		Ultrasound Foetal Transducer - comp w/ Bionet - UC	Bionet "
"	61-3009		61-3009	https://www.medten.com/product/8742	Replacement	Reusable	Stryker	Tourniquet Cuffs	Accessories	Stryker Tourniquet Cuff 5922-012-235	Reusable Stryker Tourniquet Cuff 5922-012-235	'Replacement: Cylindrical Cuffs"," Dual Port/Single Bladder"," 12'' x 3.5"""," Dark Purple"," 6"" Tubing"," With Limb Protection Sleeves'	'Stryker Tourniquet Cuff 5922-012-235"," Cylindrical Cuffs"," Dual Port/Single Bladder"," 12'' x 3.5"""," Dark Purple"," 6"" Tubing"," With Limb Protection Sleeves'	1	6				Ultrasound Foetal Transducer - comp w/ Bionet - Uterine Contractions		Ultrasound Foetal Transducer - comp w/ Bionet - UC	Bionet "
"	61-3810		61-3810	https://www.medten.com/product/8743	Replacement	Reusable	Stryker	Tourniquet Cuffs	Accessories	Stryker Tourniquet Cuff 5922-015-235	Reusable Stryker Tourniquet Cuff 5922-015-235	Replacement: Cylindrical Cuffs"," Dual Port/Single Bladder"," 15"" x 4"""," Gray"," 6"" Tubing"," With Limb Protection Sleeves"," TPU	Stryker Tourniquet Cuff 5922-015-235"," Cylindrical Cuffs"," Dual Port/Single Bladder"," 15"" x 4"""," Gray"," 6"" Tubing"," With Limb Protection Sleeves"," TPU	1	6				Ultrasound Foetal Transducer - comp w/ Bionet - Uterine Contractions		Ultrasound Foetal Transducer - comp w/ Bionet - UC	Bionet "
"	51-4610		51-4610	https://www.medten.com/product/8744	Replacement	Reusable	Stryker	Tourniquet Cuffs	Accessories	Stryker Tourniquet Cuff 5922-218-135	Reusable Stryker Tourniquet Cuff 5922-218-135	Replacement: Cylindrical Cuffs"," Single Port/Single Bladder"," 18"" x 4"""," Red"," 6"" Tubing"," With Limb Protection Sleeves"," TPU	Stryker Tourniquet Cuff 5922-218-135"," Cylindrical Cuffs"," Single Port/Single Bladder"," 18"" x 4"""," Red"," 6"" Tubing"," With Limb Protection Sleeves"," TPU	1	6				Ultrasound Foetal Transducer - comp w/ Bionet - Uterine Contractions		Ultrasound Foetal Transducer - comp w/ Bionet - UC	Bionet "
"	61-4610		61-4610	https://www.medten.com/product/8745	Replacement	Reusable	Stryker	Tourniquet Cuffs	Accessories	Stryker Tourniquet Cuff 5922-218-235	Reusable Stryker Tourniquet Cuff 5922-218-235	Replacement: Cylindrical Cuffs"," Dual Port/Single Bladder"," 18"" x 4"""," Red"," 6"" Tubing"," With Limb Protection Sleeves	Stryker Tourniquet Cuff 5922-218-235"," Cylindrical Cuffs"," Dual Port/Single Bladder"," 18"" x 4"""," Red"," 6"" Tubing"," With Limb Protection Sleeves	1	6				Ultrasound Foetal Transducer - comp w/ Bionet - Uterine Contractions		Ultrasound Foetal Transducer - comp w/ Bionet - UC	Bionet "
"	51-6110		51-6110	https://www.medten.com/product/8746	Replacement	Reusable	Stryker	Tourniquet Cuffs	Accessories	Stryker Tourniquet Cuff 5922-024-235	Reusable Stryker Tourniquet Cuff 5922-024-235	Replacement: Cylindrical Cuffs"," Single Port/Single Bladder"," 24"" x 4"""," Yellow"," 6"" Tubing"," With Limb Protection Sleeves"," TPU	Stryker Tourniquet Cuff 5922-024-235"," Cylindrical Cuffs"," Single Port/Single Bladder"," 24"" x 4"""," Yellow"," 6"" Tubing"," With Limb Protection Sleeves"," TPU	1	6				Ultrasound Foetal Transducer - comp w/ Bionet - Uterine Contractions		Ultrasound Foetal Transducer - comp w/ Bionet - UC	Bionet "
"	51-7610		51-7610	https://www.medten.com/product/8747	Replacement	Reusable	Stryker	Tourniquet Cuffs	Accessories	Stryker Tourniquet Cuff 5922-030-135	Reusable Stryker Tourniquet Cuff 5922-030-135	Replacement: Cylindrical Cuffs"," Single Port/Single Bladder"," 30"" x 4"""," White"," TPU"," 6"" Tubing"," With Limb Protection Sleeves	Stryker Tourniquet Cuff 5922-030-135"," Cylindrical Cuffs"," Single Port/Single Bladder"," 30"" x 4"""," White"," TPU"," 6"" Tubing"," With Limb Protection Sleeves	1	6				Ultrasound Foetal Transducer - comp w/ Bionet - Uterine Contractions		Ultrasound Foetal Transducer - comp w/ Bionet - UC	Bionet "
"	61-7610		61-7610	https://www.medten.com/product/8748	Replacement	Reusable	Stryker	Tourniquet Cuffs	Accessories	Stryker Tourniquet Cuff 5922-030-235	Reusable Stryker Tourniquet Cuff 5922-030-235	Replacement: Cylindrical Cuffs"," Dual Port/Single Bladder"," 30"" x 4"""," White"," 6"" Tubing"," With Limb Protection Sleeves"," TPU	Stryker Tourniquet Cuff 5922-030-235"," Cylindrical Cuffs"," Dual Port/Single Bladder"," 30"" x 4"""," White"," 6"" Tubing"," With Limb Protection Sleeves"," TPU	1	6				Ultrasound Foetal Transducer - comp w/ Bionet - Uterine Contractions		Ultrasound Foetal Transducer - comp w/ Bionet - UC	Bionet "
"	51-8610		51-8610	https://www.medten.com/product/8749	Replacement	Reusable	Stryker	Tourniquet Cuffs	Accessories	Stryker Tourniquet Cuff 5922-034-135	Reusable Stryker Tourniquet Cuff 5922-034-135	Replacement: Cylindrical Cuffs"," Single Port/Single Bladder"," 30"" x 4"""," Blue"," TPU"," 6"" Tubing"," With Limb Protection Sleeves	Stryker Tourniquet Cuff 5922-034-135"," Cylindrical Cuffs"," Single Port/Single Bladder"," 30"" x 4"""," Blue"," TPU"," 6"" Tubing"," With Limb Protection Sleeves	1	6				Ultrasound Foetal Transducer - comp w/ Bionet - Uterine Contractions		Ultrasound Foetal Transducer - comp w/ Bionet - UC	Bionet "
"	61-8610		61-8610	https://www.medten.com/product/8750	Replacement	Reusable	Stryker	Tourniquet Cuffs	Accessories	Stryker Tourniquet Cuff 5922-034-235	Reusable Stryker Tourniquet Cuff 5922-034-235	Replacement: Cylindrical Cuffs"," Dual Port/Single Bladder"," 34"" x 4"""," Blue"," TPU"," 6"" Tubing"," With Limb Protection Sleeves	Stryker Tourniquet Cuff 5922-034-235"," Cylindrical Cuffs"," Dual Port/Single Bladder"," 34"" x 4"""," Blue"," TPU"," 6"" Tubing"," With Limb Protection Sleeves	1	6				Ultrasound Foetal Transducer - comp w/ Bionet - Uterine Contractions		Ultrasound Foetal Transducer - comp w/ Bionet - UC	Bionet "
"	71-5115		71-5115	https://www.medten.com/product/8751	Replacement	Reusable	Stryker	Tourniquet Cuffs	Accessories	Stryker Tourniquet Cuff 5922-018-145	Reusable Stryker Tourniquet Cuff 5922-018-145	Replacement: Cylindrical Cuffs"," Single Port/Dual Bladder"," 20"" x 6"""," Dark Blue"," TPU"," 6"" Tubing"," With Limb Protection Sleeves	Stryker Tourniquet Cuff 5922-018-145"," Cylindrical Cuffs"," Single Port/Dual Bladder"," 20"" x 6"""," Dark Blue"," TPU"," 6"" Tubing"," With Limb Protection Sleeves	1	6				Ultrasound Foetal Transducer - comp w/ Bionet - Uterine Contractions		Ultrasound Foetal Transducer - comp w/ Bionet - UC	Bionet "
"	81-5115		81-5115	https://www.medten.com/product/8752	Replacement	Reusable	Stryker	Tourniquet Cuffs	Accessories	Stryker Tourniquet Cuff 5922-018-245	Reusable Stryker Tourniquet Cuff 5922-018-245	Replacement: Cylindrical Cuffs"," Dual Port/Dual Bladder"," 20"" x 6"""," Dark Blue"," TPU"," 6"" Tubing"," With Limb Protection Sleeves	Stryker Tourniquet Cuff 5922-018-245"," Cylindrical Cuffs"," Dual Port/Dual Bladder"," 20"" x 6"""," Dark Blue"," TPU"," 6"" Tubing"," With Limb Protection Sleeves	1	6				Ultrasound Foetal Transducer - comp w/ Bionet - Uterine Contractions		Ultrasound Foetal Transducer - comp w/ Bionet - UC	Bionet "
"	71-6615		71-6615	https://www.medten.com/product/8753	Replacement	Reusable	Stryker	Tourniquet Cuffs	Accessories	Stryker Tourniquet Cuff 5922-024-145	Reusable Stryker Tourniquet Cuff 5922-024-145	Replacement: Cylindrical Cuffs"," Single Port/Dual Bladder"," 26"" x 6"""," Orange"," 6"" Tubing"," With Limb Protection Sleeves"," TPU	Stryker Tourniquet Cuff 5922-024-145"," Cylindrical Cuffs"," Single Port/Dual Bladder"," 26"" x 6"""," Orange"," 6"" Tubing"," With Limb Protection Sleeves"," TPU	1	6				Ultrasound Foetal Transducer - comp w/ Bionet - Uterine Contractions		Ultrasound Foetal Transducer - comp w/ Bionet - UC	Bionet "
"	81-6615		81-6615	https://www.medten.com/product/8754	Replacement	Reusable	Stryker	Tourniquet Cuffs	Accessories	Stryker Tourniquet Cuff 5922-024-245	Reusable Stryker Tourniquet Cuff 5922-024-245	Replacement: Cylindrical Cuffs"," Dual Port/Dual Bladder"," 26"" x 6"""," Orange"," 6"" Tubing"," With Limb Protection Sleeves"," TPU	Stryker Tourniquet Cuff 5922-024-245"," Cylindrical Cuffs"," Dual Port/Dual Bladder"," 26"" x 6"""," Orange"," 6"" Tubing"," With Limb Protection Sleeves"," TPU	1	6				Ultrasound Foetal Transducer - comp w/ Bionet - Uterine Contractions		Ultrasound Foetal Transducer - comp w/ Bionet - UC	Bionet "
"	51-11210		51-11210	https://www.medten.com/product/8755	Replacement	Reusable	Stryker	Tourniquet Cuffs	Accessories	Stryker Tourniquet Cuff 5922-044-135	Reusable Stryker Tourniquet Cuff 5922-044-135	Replacement: Cylindrical Cuffs"," Single Port/Single Bladder"," 44"" x 4"""," Green"," 6"" Tubing"," With Limb Protection Sleeves"," TPU	Stryker Tourniquet Cuff 5922-044-135"," Cylindrical Cuffs"," Single Port/Single Bladder"," 44"" x 4"""," Green"," 6"" Tubing"," With Limb Protection Sleeves"," TPU	1	6				Ultrasound Foetal Transducer - comp w/ Bionet - Uterine Contractions		Ultrasound Foetal Transducer - comp w/ Bionet - UC	Bionet "
"	61-11210		61-11210	https://www.medten.com/product/8756	Replacement	Reusable	Stryker	Tourniquet Cuffs	Accessories	Stryker Tourniquet Cuff 5921-044-235	Reusable Stryker Tourniquet Cuff 5921-044-235	Replacement: Cylindrical Cuffs"," Dual Port/Single Bladder"," 44"" x 4"""," Green"," TPU"," 6"" Tubing"," With Limb Protection Sleeves"," No	Stryker Tourniquet Cuff 5921-044-235"," Cylindrical Cuffs"," Dual Port/Single Bladder"," 44"" x 4"""," Green"," TPU"," 6"" Tubing"," With Limb Protection Sleeves"," No	1	6				Ultrasound Foetal Transducer - comp w/ Bionet - Uterine Contractions		Ultrasound Foetal Transducer - comp w/ Bionet - UC	Bionet "
"	51-9610		51-9610	https://www.medten.com/product/8757	Replacement	Reusable	Stryker	Tourniquet Cuffs	Accessories	Stryker Tourniquet Cuff	Reusable Stryker Tourniquet Cuff	Replacement: Cylindrical Cuffs"," Single Port/Single Bladder"," 38"" x 4"""," Teal"," TPU"," 6"" Tubing"," With Limb Protection Sleeves"," No	Stryker Tourniquet Cuff"," Cylindrical Cuffs"," Single Port/Single Bladder"," 38"" x 4"""," Teal"," TPU"," 6"" Tubing"," With Limb Protection Sleeves"," No	1	6				Ultrasound Foetal Transducer - comp w/ Bionet - Uterine Contractions		Ultrasound Foetal Transducer - comp w/ Bionet - UC	Bionet "
"	61-9610		61-9610	https://www.medten.com/product/8758	Replacement	Reusable	Stryker	Tourniquet Cuffs	Accessories	Stryker Tourniquet Cuff	Reusable Stryker Tourniquet Cuff	Replacement: Cylindrical Cuffs"," Dual Port/Single Bladder"," 38"" x 4"""," Teal"," TPU"," 6"" Tubing"," With Limb Protection Sleeves"," No	Stryker Tourniquet Cuff"," Cylindrical Cuffs"," Dual Port/Single Bladder"," 38"" x 4"""," Teal"," TPU"," 6"" Tubing"," With Limb Protection Sleeves"," No	1	6				Ultrasound Foetal Transducer - comp w/ Bionet - Uterine Contractions		Ultrasound Foetal Transducer - comp w/ Bionet - UC	Bionet "
"	71-3610		71-3610	https://www.medten.com/product/8759	Replacement	Reusable	Stryker	Tourniquet Cuffs	Accessories	Stryker Tourniquet Cuff	Reusable Stryker Tourniquet Cuff	Replacement: Cylindrical Cuffs"," Single Port/Dual Bladder"," 14"" x 4"""," Purple"," 6"" Tubing"," With Limb Protection Sleeves	Stryker Tourniquet Cuff"," Cylindrical Cuffs"," Single Port/Dual Bladder"," 14"" x 4"""," Purple"," 6"" Tubing"," With Limb Protection Sleeves	1	6				Ultrasound Foetal Transducer - comp w/ Bionet - Uterine Contractions		Ultrasound Foetal Transducer - comp w/ Bionet - UC	Bionet "
"	71-8115		71-8115	https://www.medten.com/product/8760	Replacement	Reusable	Stryker	Tourniquet Cuffs	Accessories	Stryker Tourniquet Cuff	Reusable Stryker Tourniquet Cuff	Replacement: Cylindrical Cuffs"," Single Port/Dual Bladder"," 32"" x 6"""," Brown"," 6"" Tubing"," With Limb Protection Sleeves"," TPU	Stryker Tourniquet Cuff"," Cylindrical Cuffs"," Single Port/Dual Bladder"," 32"" x 6"""," Brown"," 6"" Tubing"," With Limb Protection Sleeves"," TPU	1	6				Ultrasound Foetal Transducer - comp w/ Bionet - Uterine Contractions		Ultrasound Foetal Transducer - comp w/ Bionet - UC	Bionet "
"	81-8115		81-8115	https://www.medten.com/product/8761	Replacement	Reusable	Stryker	Tourniquet Cuffs	Accessories	Stryker Tourniquet Cuff	Reusable Stryker Tourniquet Cuff	Replacement: Cylindrical Cuffs"," Dual Port/Dual Bladder"," 32"" x 6"""," Brown"," 6"" Tubing"," With Limb Protection Sleeves"," TPU	Stryker Tourniquet Cuff"," Cylindrical Cuffs"," Dual Port/Dual Bladder"," 32"" x 6"""," Brown"," 6"" Tubing"," With Limb Protection Sleeves"," TPU	1	6				Ultrasound Foetal Transducer - comp w/ Bionet - Uterine Contractions		Ultrasound Foetal Transducer - comp w/ Bionet - UC	Bionet "
"	KT-341NS/5		KT-341NS/5	https://www.medten.com/product/8762	Replacement	Reusable	GE Healthcare	Parts	Parts	GE Tram7000 ECG connector kit	Reusable GE Tram7000 ECG connector kit	6 pin"," 5mm cable exit	GE Tram7000 ECG connector kit 6 pin"," 5mm cable exit	1	6				Ultrasound Foetal Transducer - comp w/ Bionet - Uterine Contractions		Ultrasound Foetal Transducer - comp w/ Bionet - UC	Bionet "
"	KT-349/4		KT-349/4	https://www.medten.com/product/8763	Replacement	Reusable	Medex	Parts	Parts	MEDEX-LOGICAL IBP connector kit	Reusable MEDEX-LOGICAL IBP connector kit	5mm cable exit	MEDEX-LOGICAL IBP connector kit 5mm cable exit	1	6				Ultrasound Foetal Transducer - comp w/ Bionet - Uterine Contractions		Ultrasound Foetal Transducer - comp w/ Bionet - UC	Bionet "
"	KT-359/5		KT-359/5	https://www.medten.com/product/8764	Replacement	Reusable	Bard	Parts	Parts	Bard IBP connector kit	Reusable Bard IBP connector kit	5mm cable exit	Bard IBP connector kit 5mm cable exit	1	6				Ultrasound Foetal Transducer - comp w/ Bionet - Uterine Contractions		Ultrasound Foetal Transducer - comp w/ Bionet - UC	Bionet "
"	KT-362/5		KT-362/5	https://www.medten.com/product/8765	Replacement	Reusable	Colin	Parts	Parts	Colin ECG connector kit	Reusable Colin ECG connector kit	6 pin"," 5mm cable exit	Colin ECG connector kit 6 pin"," 5mm cable exit	1	6				Ultrasound Foetal Transducer - comp w/ Bionet - Uterine Contractions		Ultrasound Foetal Transducer - comp w/ Bionet - UC	Bionet "
"	KT-385/4		KT-385/4	https://www.medten.com/product/8766	Replacement	Reusable	Corpuls	Parts	Parts	Corpuls-masimo Spo2 connector	Reusable Corpuls-masimo Spo2 connector	4mm cable exit	Corpuls-masimo Spo2 connector 4mm cable exit	1	6				Ultrasound Foetal Transducer - comp w/ Bionet - Uterine Contractions		Ultrasound Foetal Transducer - comp w/ Bionet - UC	Bionet "
"	KT-390/4		KT-390/4	https://www.medten.com/product/8767	Replacement	Reusable		Parts	Parts	Hypertronics D01 Connector kit	Reusable Hypertronics D01 Connector kit	4 pin"," 4mm cable exit	Hypertronics D01 Connector kit 4 pin"," 4mm cable exit	1	6				Ultrasound Foetal Transducer - comp w/ Bionet - Uterine Contractions		Ultrasound Foetal Transducer - comp w/ Bionet - UC	Bionet "
"	KT-391/6		KT-391/6	https://www.medten.com/product/8768	Replacement	Reusable	Zoll	Parts	Parts	ZOLL/ ECG Connector kit	Reusable ZOLL/ ECG Connector kit	Pin 7+8"," 6mm cable exit	ZOLL/ ECG Connector kit Pin 7+8"," 6mm cable exit	1	6				Ultrasound Foetal Transducer - comp w/ Bionet - Uterine Contractions		Ultrasound Foetal Transducer - comp w/ Bionet - UC	Bionet "
"	KT-503/6		KT-503/6	https://www.medten.com/product/8769	Replacement	Reusable	Quinton	Parts	Parts	QUINTON ECG connector kit	Reusable QUINTON ECG connector kit	6mm cable exit	QUINTON ECG connector kit 6mm cable exit	1	6				Ultrasound Foetal Transducer - comp w/ Bionet - Uterine Contractions		Ultrasound Foetal Transducer - comp w/ Bionet - UC	Bionet "
"	KT-193B		KT-193B	https://www.medten.com/product/8771	Replacement	Reusable		Parts	Parts	Turbo probe repair kit(red)	Reusable Turbo probe repair kit(red)	0	Turbo probe repair kit(red) 0	0	0				Ultrasound Foetal Transducer - comp w/ Bionet - Uterine Contractions		Ultrasound Foetal Transducer - comp w/ Bionet - UC	Bionet "
"	KT-193R		KT-193R	https://www.medten.com/product/8772	Replacement	Reusable		Parts	Parts	Turbo probe repair kit (blue)	Reusable Turbo probe repair kit (blue)	0	Turbo probe repair kit (blue) 0	1	6				Ultrasound Foetal Transducer - comp w/ Bionet - Uterine Contractions		Ultrasound Foetal Transducer - comp w/ Bionet - UC	Bionet "
"	KT-508/6		KT-508/6	https://www.medten.com/product/8773	Replacement	Reusable	Zoll	Parts	Parts	ZOLL ECG Connector kit	Reusable ZOLL ECG Connector kit	pin 6+6"," 6mm cable exit	ZOLL ECG Connector kit pin 6+6"," 6mm cable exit	1	6				Ultrasound Foetal Transducer - comp w/ Bionet - Uterine Contractions		Ultrasound Foetal Transducer - comp w/ Bionet - UC	Bionet "
"	KS-014		KS-014	https://www.medten.com/product/8774	Replacement	Reusable	Kontron	Parts	Parts	Kontron IBP connector kit	Reusable Kontron IBP connector kit	12 pin	Kontron IBP connector kit 12 pin	1	6				Ultrasound Foetal Transducer - comp w/ Bionet - Uterine Contractions		Ultrasound Foetal Transducer - comp w/ Bionet - UC	Bionet "
"	KS-015		KS-015	https://www.medten.com/product/8775	Replacement	Reusable	Datex Ohmeda	Parts	Parts	Datex ECG socket	Reusable Datex ECG socket	10 pins	Datex ECG socket 10 pins	1	6				Ultrasound Foetal Transducer - comp w/ Bionet - Uterine Contractions		Ultrasound Foetal Transducer - comp w/ Bionet - UC	Bionet "
"	KS-016		KS-016	https://www.medten.com/product/8776	Replacement	Reusable	Kontron	Parts	Parts	Kontron Spo2 connector kit	Reusable Kontron Spo2 connector kit	12 pins	Kontron Spo2 connector kit 12 pins	1	6				Ultrasound Foetal Transducer - comp w/ Bionet - Uterine Contractions		Ultrasound Foetal Transducer - comp w/ Bionet - UC	Bionet "
"	KS-020		KS-020	https://www.medten.com/product/8777	Replacement	Reusable	Philips	Parts	Parts	Philips ECG socket	Reusable Philips ECG socket	8 pins	Philips ECG socket 8 pins	1	6				Ultrasound Foetal Transducer - comp w/ Bionet - Uterine Contractions		Ultrasound Foetal Transducer - comp w/ Bionet - UC	Bionet "
"	KS-022		KS-022	https://www.medten.com/product/8778	Replacement	Reusable	Kontron	Parts	Parts	Kontron ECG connector kit	Reusable Kontron ECG connector kit	12 pins	Kontron ECG connector kit 12 pins	1	6				Ultrasound Foetal Transducer - comp w/ Bionet - Uterine Contractions		Ultrasound Foetal Transducer - comp w/ Bionet - UC	Bionet "
"	KS-023		KS-023	https://www.medten.com/product/8780	Replacement	Reusable	Nihon Kohden	Parts	Parts	Nihon Kohden ECG socket	Reusable Nihon Kohden ECG socket	10 pins	Nihon Kohden ECG socket 10 pins	1	6				Ultrasound Foetal Transducer - comp w/ Bionet - Uterine Contractions		Ultrasound Foetal Transducer - comp w/ Bionet - UC	Bionet "
"	KS-024		KS-024	https://www.medten.com/product/8781	Replacement	Reusable	Philips	Parts	Parts	Philips ECG socket	Reusable Philips ECG socket	12 pins	Philips ECG socket 12 pins	1	6				Ultrasound Foetal Transducer - comp w/ Bionet - Uterine Contractions		Ultrasound Foetal Transducer - comp w/ Bionet - UC	Bionet "
"	KS-025		KS-025	https://www.medten.com/product/8782	Replacement	Reusable	Philips	Parts	Parts	Philips Spo2 socket	Reusable Philips Spo2 socket	12 pins	Philips Spo2 socket 12 pins	1	6				Ultrasound Foetal Transducer - comp w/ Bionet - Uterine Contractions		Ultrasound Foetal Transducer - comp w/ Bionet - UC	Bionet "
"	KS-026		KS-026	https://www.medten.com/product/8783	Replacement	Reusable	Philips	Parts	Parts	Philips IBP socket	Reusable Philips IBP socket	12 pins	Philips IBP socket 12 pins	1	6				Ultrasound Foetal Transducer - comp w/ Bionet - Uterine Contractions		Ultrasound Foetal Transducer - comp w/ Bionet - UC	Bionet "
"	KS-060		KS-060	https://www.medten.com/product/8784	Replacement	Reusable	GE Healthcare	Parts	Parts	GE Marquette ECG socket	Reusable GE Marquette ECG socket	11 pins	GE Marquette ECG socket 11 pins	1	6				Ultrasound Foetal Transducer - comp w/ Bionet - Uterine Contractions		Ultrasound Foetal Transducer - comp w/ Bionet - UC	Bionet "
"	KS-061		KS-061	https://www.medten.com/product/8785	Replacement	Reusable	GE Healthcare	Parts	Parts	GE Marquette Spo2 socket	Reusable GE Marquette Spo2 socket	11 pins	GE Marquette Spo2 socket 11 pins	1	6				Ultrasound Foetal Transducer - comp w/ Bionet - Uterine Contractions		Ultrasound Foetal Transducer - comp w/ Bionet - UC	Bionet "
"	KS-062		KS-062	https://www.medten.com/product/8786	Replacement	Reusable	GE Healthcare	Parts	Parts	GE Marquette IBP socket	Reusable GE Marquette IBP socket	11 pins	GE Marquette IBP socket 11 pins	1	6				Ultrasound Foetal Transducer - comp w/ Bionet - Uterine Contractions		Ultrasound Foetal Transducer - comp w/ Bionet - UC	Bionet "
"	KS-063		KS-063	https://www.medten.com/product/8787	Replacement	Reusable	GE Healthcare	Parts	Parts	GE Marquette Temp/CO socket	Reusable GE Marquette Temp/CO socket	11 pins	GE Marquette Temp/CO socket 11 pins	1	6				Ultrasound Foetal Transducer - comp w/ Bionet - Uterine Contractions		Ultrasound Foetal Transducer - comp w/ Bionet - UC	Bionet "
"	KS-064		KS-064	https://www.medten.com/product/8790	Replacement	Reusable	GE Healthcare	Parts	Parts	Marquette-Oximax Spo2 socket	Reusable Marquette-Oximax Spo2 socket	11 pins	Marquette-Oximax Spo2 socket 11 pins	1	6				Ultrasound Foetal Transducer - comp w/ Bionet - Uterine Contractions		Ultrasound Foetal Transducer - comp w/ Bionet - UC	Bionet "
"	KS-072		KS-072	https://www.medten.com/product/8791	Replacement	Reusable	Spacelabs	Parts	Parts	Spacelabs-Masimo Spo2 socket	Reusable Spacelabs-Masimo Spo2 socket	10 pins	Spacelabs-Masimo Spo2 socket 10 pins	1	6				Ultrasound Foetal Transducer - comp w/ Bionet - Uterine Contractions		Ultrasound Foetal Transducer - comp w/ Bionet - UC	Bionet "
"	KS-074		KS-074	https://www.medten.com/product/8792	Replacement	Reusable	Spacelabs	Parts	Parts	Spacelabs Spo2 socket	Reusable Spacelabs Spo2 socket	10 pins	Spacelabs Spo2 socket 10 pins	1	6				Ultrasound Foetal Transducer - comp w/ Bionet - Uterine Contractions		Ultrasound Foetal Transducer - comp w/ Bionet - UC	Bionet "
"	KS-075		KS-075	https://www.medten.com/product/8793	Replacement	Reusable	Spacelabs	Parts	Parts	Spacelabs IBP socket	Reusable Spacelabs IBP socket	10 pins	Spacelabs IBP socket 10 pins	1	6				Ultrasound Foetal Transducer - comp w/ Bionet - Uterine Contractions		Ultrasound Foetal Transducer - comp w/ Bionet - UC	Bionet "
"	KS-076		KS-076	https://www.medten.com/product/8794	Replacement	Reusable	Spacelabs	Parts	Parts	Spacelabs CO socket	Reusable Spacelabs CO socket	10 pins	Spacelabs CO socket 10 pins	1	6				Ultrasound Foetal Transducer - comp w/ Bionet - Uterine Contractions		Ultrasound Foetal Transducer - comp w/ Bionet - UC	Bionet "
"	KS-077		KS-077	https://www.medten.com/product/8795	Replacement	Reusable	Spacelabs	Parts	Parts	Spacelabs Temp socket	Reusable Spacelabs Temp socket	10 pins	Spacelabs Temp socket 10 pins	1	6				Ultrasound Foetal Transducer - comp w/ Bionet - Uterine Contractions		Ultrasound Foetal Transducer - comp w/ Bionet - UC	Bionet "
"	KS-003		KS-003	https://www.medten.com/product/8796	Replacement	Reusable	Siemens	Parts	Parts	Siemens IBP socket	Reusable Siemens IBP socket	7 pins	Siemens IBP socket 7 pins	1	6				Ultrasound Foetal Transducer - comp w/ Bionet - Uterine Contractions		Ultrasound Foetal Transducer - comp w/ Bionet - UC	Bionet "
"	KS-004		KS-004	https://www.medten.com/product/8797	Replacement	Reusable	Siemens	Parts	Parts	Siemens Temp socket	Reusable Siemens Temp socket	7 pins	Siemens Temp socket 7 pins	1	6				Ultrasound Foetal Transducer - comp w/ Bionet - Uterine Contractions		Ultrasound Foetal Transducer - comp w/ Bionet - UC	Bionet "
"	KS-007		KS-007	https://www.medten.com/product/8798	Replacement	Reusable	Siemens	Parts	Parts	Siemens Spo2 socket	Reusable Siemens Spo2 socket	7 pins	Siemens Spo2 socket 7 pins	1	6				Ultrasound Foetal Transducer - comp w/ Bionet - Uterine Contractions		Ultrasound Foetal Transducer - comp w/ Bionet - UC	Bionet "
"	KS-086		KS-086	https://www.medten.com/product/8799	Replacement	Reusable	Datascope	Parts	Parts	Datascope IBP socket	Reusable Datascope IBP socket	6 pins	Datascope IBP socket 6 pins	1	6				Ultrasound Foetal Transducer - comp w/ Bionet - Uterine Contractions		Ultrasound Foetal Transducer - comp w/ Bionet - UC	Bionet "
"	KS-008		KS-008	https://www.medten.com/product/8800	Replacement	Reusable	Nihon Kohden	Parts	Parts	Nihon Kohden ECG socket	Reusable Nihon Kohden ECG socket	8 pins	Nihon Kohden ECG socket 8 pins	1	6				Ultrasound Foetal Transducer - comp w/ Bionet - Uterine Contractions		Ultrasound Foetal Transducer - comp w/ Bionet - UC	Bionet "
"	KS-009		KS-009	https://www.medten.com/product/8801	Replacement	Reusable	Nihon Kohden	Parts	Parts	Nihon Kohden ECG socket	Reusable Nihon Kohden ECG socket	11 pins	Nihon Kohden ECG socket 11 pins	1	6				Ultrasound Foetal Transducer - comp w/ Bionet - Uterine Contractions		Ultrasound Foetal Transducer - comp w/ Bionet - UC	Bionet "
"	BS24		BS24	https://www.medten.com/product/8802	Replacement	Reusable	GE Healthcare	Parts	Parts	GE Marquette NIBP socket	Reusable GE Marquette NIBP socket	0	GE Marquette NIBP socket 0	1	6				Ultrasound Foetal Transducer - comp w/ Bionet - Uterine Contractions		Ultrasound Foetal Transducer - comp w/ Bionet - UC	Bionet "
"	KP-025/4		KP-025/4	https://www.medten.com/product/8803	Replacement	Reusable	Philips	Parts	Parts	Philips Spo2 receiption	Reusable Philips Spo2 receiption	12 pins"," 4mm cable exit	Philips Spo2 receiption 12 pins"," 4mm cable exit	1	6				Ultrasound Foetal Transducer - comp w/ Bionet - Uterine Contractions		Ultrasound Foetal Transducer - comp w/ Bionet - UC	Bionet "
"	KP-024/5		KP-024/5	https://www.medten.com/product/8804	Replacement	Reusable	Philips	Parts	Parts	Philips ECG receiption	Reusable Philips ECG receiption	12 pins	Philips ECG receiption 12 pins	1	6				Ultrasound Foetal Transducer - comp w/ Bionet - Uterine Contractions		Ultrasound Foetal Transducer - comp w/ Bionet - UC	Bionet "
"	KT-324/2		KT-324/2	https://www.medten.com/product/8805	Replacement	Reusable		Parts	Parts	Temp adaptor kit	Reusable Temp adaptor kit	2.6mm cable exit	Temp adaptor kit 2.6mm cable exit	1	6				Ultrasound Foetal Transducer - comp w/ Bionet - Uterine Contractions		Ultrasound Foetal Transducer - comp w/ Bionet - UC	Bionet "
"	KT-092N/5		KT-092N/5	https://www.medten.com/product/8806	Replacement	Reusable	Colin	Parts	Parts	Colin ECG connector kit	Reusable Colin ECG connector kit	6 pin"," 5.0mm cable exit	Colin ECG connector kit 6 pin"," 5.0mm cable exit	1	6				Ultrasound Foetal Transducer - comp w/ Bionet - Uterine Contractions		Ultrasound Foetal Transducer - comp w/ Bionet - UC	Bionet "
"	KP-015/5		KP-015/5	https://www.medten.com/product/8807	Replacement	Reusable	Datex Ohmeda	Parts	Parts	Datex ECG reception	Reusable Datex ECG reception	10 pins"," 5.0mm cable exit	Datex ECG reception 10 pins"," 5.0mm cable exit	1	6				Ultrasound Foetal Transducer - comp w/ Bionet - Uterine Contractions		Ultrasound Foetal Transducer - comp w/ Bionet - UC	Bionet "
"	KP-080/4		KP-080/4	https://www.medten.com/product/8808	Replacement	Reusable	Artema S&W	Parts	Parts	Artema Spo2 reception	Reusable Artema Spo2 reception	10 pins"," 4.0mm cable exit	Artema Spo2 reception 10 pins"," 4.0mm cable exit	1	6				Ultrasound Foetal Transducer - comp w/ Bionet - Uterine Contractions		Ultrasound Foetal Transducer - comp w/ Bionet - UC	Bionet "
"	KP-001/5		KP-001/5	https://www.medten.com/product/8809	Replacement	Reusable	AAMI	Parts	Parts	AAMI ECG Reception	Reusable AAMI ECG Reception	6pins/5.0mm cable exit	AAMI ECG Reception 6pins/5.0mm cable exit	1	6				Ultrasound Foetal Transducer - comp w/ Bionet - Uterine Contractions		Ultrasound Foetal Transducer - comp w/ Bionet - UC	Bionet "
"	KP-002/5		KP-002/5	https://www.medten.com/product/8810	Replacement	Reusable	AAMI	Parts	Parts	AAMI ECG Reception 6 pin	Reusable AAMI ECG Reception 6 pin	6pin/5.0mm cable exit	AAMI ECG Reception 6 pin 6pin/5.0mm cable exit	0	0				Ultrasound Foetal Transducer - comp w/ Bionet - Uterine Contractions		Ultrasound Foetal Transducer - comp w/ Bionet - UC	Bionet "
"	KP-010/5		KP-010/5	https://www.medten.com/product/8811	Replacement	Reusable	Datex Ohmeda	Parts	Parts	Datex ECG reception","10pin/5.0mm cable exit	Reusable Datex ECG reception","10pin/5.0mm cable exit	0	Datex ECG reception","10pin/5.0mm cable exit 0	1	6				Ultrasound Foetal Transducer - comp w/ Bionet - Uterine Contractions		Ultrasound Foetal Transducer - comp w/ Bionet - UC	Bionet "
"	KP-030/5		KP-030/5	https://www.medten.com/product/8812	Replacement	Reusable	Siemens	Parts	Parts	Siemens ECG Reception"," 10 pins/5.0mm cable exit	Reusable Siemens ECG Reception"," 10 pins/5.0mm cable exit	0	Siemens ECG Reception"," 10 pins/5.0mm cable exit 0	1	6				Ultrasound Foetal Transducer - comp w/ Bionet - Uterine Contractions		Ultrasound Foetal Transducer - comp w/ Bionet - UC	Bionet "
"	KP-038/5		KP-038/5	https://www.medten.com/product/8813	Replacement	Reusable	Spacelabs	Parts	Parts	Spacelab ECG Reception"," 17 pins/ 5.0mm cable exit	Reusable Spacelab ECG Reception"," 17 pins/ 5.0mm cable exit	0	Spacelab ECG Reception"," 17 pins/ 5.0mm cable exit 0	1	6				Ultrasound Foetal Transducer - comp w/ Bionet - Uterine Contractions		Ultrasound Foetal Transducer - comp w/ Bionet - UC	Bionet "
"	KP-022/5		KP-022/5	https://www.medten.com/product/8814	Replacement	Reusable	Kontron	Parts	Parts	Kontron ECG Reception"," 12pin/5.0mm cable exit	Reusable Kontron ECG Reception"," 12pin/5.0mm cable exit	0	Kontron ECG Reception"," 12pin/5.0mm cable exit 0	1	6				Ultrasound Foetal Transducer - comp w/ Bionet - Uterine Contractions		Ultrasound Foetal Transducer - comp w/ Bionet - UC	Bionet "
"	KP-042/4		KP-042/4	https://www.medten.com/product/8815	Replacement	Reusable	Novametrix	Parts	Parts	Novametrix Spo2 reception	Reusable Novametrix Spo2 reception	7pins/4.0mm cable exit	Novametrix Spo2 reception 7pins/4.0mm cable exit	1	6				Ultrasound Foetal Transducer - comp w/ Bionet - Uterine Contractions		Ultrasound Foetal Transducer - comp w/ Bionet - UC	Bionet "
"	KP-046/4		KP-046/4	https://www.medten.com/product/8816	Replacement	Reusable	Ohmeda	Parts	Parts	Ohmeda Spo2 receiption	Reusable Ohmeda Spo2 receiption	???/9 pins/4.0mm cable exit	Ohmeda Spo2 receiption ???/9 pins/4.0mm cable exit	1	6				Ultrasound Foetal Transducer - comp w/ Bionet - Uterine Contractions		Ultrasound Foetal Transducer - comp w/ Bionet - UC	Bionet "
"	KP-050/4		KP-050/4	https://www.medten.com/product/8817	Replacement	Reusable	Spacelabs	Parts	Parts	Spacelabs Spo2 reception 12 pins"," Black	Reusable Spacelabs Spo2 reception 12 pins"," Black	4.0mm cable exit	Spacelabs Spo2 reception 12 pins"," Black 4.0mm cable exit	1	6				Ultrasound Foetal Transducer - comp w/ Bionet - Uterine Contractions		Ultrasound Foetal Transducer - comp w/ Bionet - UC	Bionet "
"	KP-031/4		KP-031/4	https://www.medten.com/product/8818	Replacement	Reusable	Siemens	Parts	Parts	Siemens Spo2 socket	Reusable Siemens Spo2 socket	10pins /4.0mm cable exit	Siemens Spo2 socket 10pins /4.0mm cable exit	1	6				Ultrasound Foetal Transducer - comp w/ Bionet - Uterine Contractions		Ultrasound Foetal Transducer - comp w/ Bionet - UC	Bionet "
"	KP-031/5		KP-031/5	https://www.medten.com/product/8819	Replacement	Reusable	Siemens	Parts	Parts	Siemens Spo2 socket	Reusable Siemens Spo2 socket	10pins/5.0mm cable exit	Siemens Spo2 socket 10pins/5.0mm cable exit	1	6				Ultrasound Foetal Transducer - comp w/ Bionet - Uterine Contractions		Ultrasound Foetal Transducer - comp w/ Bionet - UC	Bionet "
"	KP-032/4		KP-032/4	https://www.medten.com/product/8820	Replacement	Reusable	Siemens	Parts	Parts	Siemens IBP Reception	Reusable Siemens IBP Reception	1pin/4.0mm cable exit	Siemens IBP Reception 1pin/4.0mm cable exit	1	6				Ultrasound Foetal Transducer - comp w/ Bionet - Uterine Contractions		Ultrasound Foetal Transducer - comp w/ Bionet - UC	Bionet "
"	KP-032/5		KP-032/5	https://www.medten.com/product/8821	Replacement	Reusable	Siemens	Parts	Parts	Siemens IBP Reception	Reusable Siemens IBP Reception	10Pin/5.0mm cable exit	Siemens IBP Reception 10Pin/5.0mm cable exit	1	6				Ultrasound Foetal Transducer - comp w/ Bionet - Uterine Contractions		Ultrasound Foetal Transducer - comp w/ Bionet - UC	Bionet "
"	KP-033/4		KP-033/4	https://www.medten.com/product/8822	Replacement	Reusable	Siemens	Parts	Parts	Siemens CO Reception	Reusable Siemens CO Reception	10Pin/4.0mm cable exit	Siemens CO Reception 10Pin/4.0mm cable exit	1	6				Ultrasound Foetal Transducer - comp w/ Bionet - Uterine Contractions		Ultrasound Foetal Transducer - comp w/ Bionet - UC	Bionet "
"	KP-033/5		KP-033/5	https://www.medten.com/product/8823	Replacement	Reusable	Siemens	Parts	Parts	Siemens CO Reception	Reusable Siemens CO Reception	10 pins /5.0mm cable exit	Siemens CO Reception 10 pins /5.0mm cable exit	1	6				Ultrasound Foetal Transducer - comp w/ Bionet - Uterine Contractions		Ultrasound Foetal Transducer - comp w/ Bionet - UC	Bionet "
"	KP-034/4		KP-034/4	https://www.medten.com/product/8824	Replacement	Reusable		Parts	Parts	MRL ECG Reception"," 12pin/4.0mm cable	Reusable MRL ECG Reception"," 12pin/4.0mm cable	0	MRL ECG Reception"," 12pin/4.0mm cable 0	1	6				Ultrasound Foetal Transducer - comp w/ Bionet - Uterine Contractions		Ultrasound Foetal Transducer - comp w/ Bionet - UC	Bionet "
"	KP-034/5		KP-034/5	https://www.medten.com/product/8825	Replacement	Reusable		Parts	Parts	MRL ECG Reception"," 1pin/5.0mm cable exit	Reusable MRL ECG Reception"," 1pin/5.0mm cable exit	0	MRL ECG Reception"," 1pin/5.0mm cable exit 0	1	6				Ultrasound Foetal Transducer - comp w/ Bionet - Uterine Contractions		Ultrasound Foetal Transducer - comp w/ Bionet - UC	Bionet "
"	KP-081/4		KP-081/4	https://www.medten.com/product/8826	Replacement	Reusable	Artema S&W	Parts	Parts	Artema ECG Reception"," 10pin/4.0mm cable exit	Reusable Artema ECG Reception"," 10pin/4.0mm cable exit	0	Artema ECG Reception"," 10pin/4.0mm cable exit 0	1	6				Ultrasound Foetal Transducer - comp w/ Bionet - Uterine Contractions		Ultrasound Foetal Transducer - comp w/ Bionet - UC	Bionet "
"	KP-081/5		KP-081/5	https://www.medten.com/product/8827	Replacement	Reusable	Artema S&W	Parts	Parts	Artema ECG Reception"," 10pin/5.0mm cable exit	Reusable Artema ECG Reception"," 10pin/5.0mm cable exit	0	Artema ECG Reception"," 10pin/5.0mm cable exit 0	1	6				Ultrasound Foetal Transducer - comp w/ Bionet - Uterine Contractions		Ultrasound Foetal Transducer - comp w/ Bionet - UC	Bionet "
"	KP-011/4		KP-011/4	https://www.medten.com/product/8828	Replacement	Reusable	Datex Ohmeda	Parts	Parts	Datex Spo2 Reception	Reusable Datex Spo2 Reception	10 Pin/4.0mm cable exit	Datex Spo2 Reception 10 Pin/4.0mm cable exit	1	6				Ultrasound Foetal Transducer - comp w/ Bionet - Uterine Contractions		Ultrasound Foetal Transducer - comp w/ Bionet - UC	Bionet "
"	KP-011/5		KP-011/5	https://www.medten.com/product/8829	Replacement	Reusable	Datex Ohmeda	Parts	Parts	Datex Spo2 Reception	Reusable Datex Spo2 Reception	10 pins/ 5.0mm cable exit	Datex Spo2 Reception 10 pins/ 5.0mm cable exit	1	6				Ultrasound Foetal Transducer - comp w/ Bionet - Uterine Contractions		Ultrasound Foetal Transducer - comp w/ Bionet - UC	Bionet "
"	KP-026/4		KP-026/4	https://www.medten.com/product/8830	Replacement	Reusable	Philips	Parts	Parts	Philips IBP Reception	Reusable Philips IBP Reception	12pin/4.0mm cable exit	Philips IBP Reception 12pin/4.0mm cable exit	1	6				Ultrasound Foetal Transducer - comp w/ Bionet - Uterine Contractions		Ultrasound Foetal Transducer - comp w/ Bionet - UC	Bionet "
"	KP-026/5		KP-026/5	https://www.medten.com/product/8831	Replacement	Reusable	Philips	Parts	Parts	Philips IBP Reception	Reusable Philips IBP Reception	12pins/5.0mm cable exit	Philips IBP Reception 12pins/5.0mm cable exit	1	6				Ultrasound Foetal Transducer - comp w/ Bionet - Uterine Contractions		Ultrasound Foetal Transducer - comp w/ Bionet - UC	Bionet "
"	KP-311/4		KP-311/4	https://www.medten.com/product/8832	Replacement	Reusable	Mindray	Parts	Parts	Mindray Spo2 Reception kit	Reusable Mindray Spo2 Reception kit	10Pins/4.0 mm cable exit	Mindray Spo2 Reception kit 10Pins/4.0 mm cable exit	0	0				Ultrasound Foetal Transducer - comp w/ Bionet - Uterine Contractions		Ultrasound Foetal Transducer - comp w/ Bionet - UC	Bionet "
"	KP-313/4		KP-313/4	https://www.medten.com/product/8833	Replacement	Reusable	Mindray	Parts	Parts	Mindray-Masimo Spo2 Reception kit	Reusable Mindray-Masimo Spo2 Reception kit	10pins/4.0mm cable exit	Mindray-Masimo Spo2 Reception kit 10pins/4.0mm cable exit	1	6				Ultrasound Foetal Transducer - comp w/ Bionet - Uterine Contractions		Ultrasound Foetal Transducer - comp w/ Bionet - UC	Bionet "
"	KP-314/4		KP-314/4	https://www.medten.com/product/8834	Replacement	Reusable	Mindray	Parts	Parts	Mindray-Oximax Spo2 Reception	Reusable Mindray-Oximax Spo2 Reception	10Pin/4.0mm cable exit	Mindray-Oximax Spo2 Reception 10Pin/4.0mm cable exit	1	6				Ultrasound Foetal Transducer - comp w/ Bionet - Uterine Contractions		Ultrasound Foetal Transducer - comp w/ Bionet - UC	Bionet "
"	KP-086/5		KP-086/5	https://www.medten.com/product/8835	Replacement	Reusable	Datascope	Parts	Parts	Datascope IBP Reception	Reusable Datascope IBP Reception	6pin/5.0mm cable exit	Datascope IBP Reception 6pin/5.0mm cable exit	1	6				Ultrasound Foetal Transducer - comp w/ Bionet - Uterine Contractions		Ultrasound Foetal Transducer - comp w/ Bionet - UC	Bionet "
"	KP-016/5		KP-016/5	https://www.medten.com/product/8836	Replacement	Reusable	Kontron	Parts	Parts	Kontron Spo2 Reception	Reusable Kontron Spo2 Reception	12pin/5.0mm cable exit	Kontron Spo2 Reception 12pin/5.0mm cable exit	1	6				Ultrasound Foetal Transducer - comp w/ Bionet - Uterine Contractions		Ultrasound Foetal Transducer - comp w/ Bionet - UC	Bionet "
"	TNC-TS04		TNC-TS04	https://www.medten.com/product/8837	Replacement	Reusable	Philips	Telemetry Parts	Parts	10.4“ Touch Screen"," 5 Wire"," THK=1.8mm	Reusable 10.4“ Touch Screen"," 5 Wire"," THK=1.8mm	Replacement glass for Philips MP20","MP30	10.4“ Touch Screen"," 5 Wire"," THK=1.8mm Replacement glass for Philips MP20","MP30	1	6				Ultrasound Foetal Transducer - comp w/ Bionet - Uterine Contractions		Ultrasound Foetal Transducer - comp w/ Bionet - UC	Bionet "
"	TNC-TS06		TNC-TS06	https://www.medten.com/product/8838	Replacement	Reusable	Philips	Telemetry Parts	Parts	12.1"" Touch Screen"," 5 Wire","THK=1.8mm	Reusable 12.1"" Touch Screen"," 5 Wire","THK=1.8mm	for Philips MP40"," MP50	12.1"" Touch Screen"," 5 Wire","THK=1.8mm for Philips MP40"," MP50	1	6				Ultrasound Foetal Transducer - comp w/ Bionet - Uterine Contractions		Ultrasound Foetal Transducer - comp w/ Bionet - UC	Bionet "
"	TNC-TS08		TNC-TS08	https://www.medten.com/product/8839	Replacement	Reusable	3M	Telemetry Parts	Parts	15.1“Touch Screen"," 5 Wire(3M","Micro Version)"," THK=1.8mm	Reusable 15.1“Touch Screen"," 5 Wire(3M","Micro Version)"," THK=1.8mm	for Philips MP60"," MP70	15.1“Touch Screen"," 5 Wire(3M","Micro Version)"," THK=1.8mm for Philips MP60"," MP70	1	6				Ultrasound Foetal Transducer - comp w/ Bionet - Uterine Contractions		Ultrasound Foetal Transducer - comp w/ Bionet - UC	Bionet "
"	SA-015RB-12RD		SA-015RB-12RD	https://www.medten.com/product/8840	Replacement	Reusable	GE Healthcare	SpO2 Adapter Cables	Accessories	GE Healthcare SpO2 Adapter Cable 4085	Reusable GE Healthcare SpO2 Adapter Cable 4085	Replacement: 1.2m"," used with Masimo SET RD sensor	GE Healthcare SpO2 Adapter Cable 4085"," 1.2m"," used with Masimo SET RD sensor	1	12				Ultrasound Foetal Transducer - comp w/ Bionet - Uterine Contractions		Ultrasound Foetal Transducer - comp w/ Bionet - UC	Bionet "
"	SA-001X-12XC		SA-001X-12XC	https://www.medten.com/product/8841	Replacement	Reusable	Nellcor	SpO2 Adapter Cables	Accessories	Nellcor SpO2 Adapter Cable DEC4(Oximax>Non-Oximax)	Reusable Nellcor SpO2 Adapter Cable DEC4(Oximax>Non-Oximax)	: 1.2m"," use with Nellcor-Oxismart sensor	Nellcor SpO2 Adapter Cable DEC4(Oximax>Non-Oximax): 1.2m"," use with Nellcor-Oxismart sensor	1	12				Ultrasound Foetal Transducer - comp w/ Bionet - Uterine Contractions		Ultrasound Foetal Transducer - comp w/ Bionet - UC	Bionet "
"	SA-006RB-03RD		SA-006RB-03RD	https://www.medten.com/product/8842	Replacement	Reusable	Masimo	SpO2 Adapter Cables	Accessories	Masimo SpO2 Adapter Cable 4088	Reusable Masimo SpO2 Adapter Cable 4088	Replacement: 0.3m"," used with Masimo SET RD sensor	Masimo SpO2 Adapter Cable 4088"," 0.3m"," used with Masimo SET RD sensor	1	12				Ultrasound Foetal Transducer - comp w/ Bionet - Uterine Contractions		Ultrasound Foetal Transducer - comp w/ Bionet - UC	Bionet "
"	SA-165RB-36RD		SA-165RB-36RD	https://www.medten.com/product/8843	Replacement	Reusable	Masimo	SpO2 Adapter Cables	Accessories	Masimo SpO2 Adapter Cable 4095	Reusable Masimo SpO2 Adapter Cable 4095	: 3.6m"," used with Masimo SET RD sensor	Masimo SpO2 Adapter Cable 4095: 3.6m"," used with Masimo SET RD sensor	1	12				Ultrasound Foetal Transducer - comp w/ Bionet - Uterine Contractions		Ultrasound Foetal Transducer - comp w/ Bionet - UC	Bionet "
"	SA-007RB-03RD		SA-007RB-03RD	https://www.medten.com/product/8844	Replacement	Reusable	Masimo	SpO2 Adapter Cables	Accessories	Masimo SpO2 Adapter Cable 4090	Reusable Masimo SpO2 Adapter Cable 4090	: 0.3m"," used with Masimo SET RD sensor	Masimo SpO2 Adapter Cable 4090: 0.3m"," used with Masimo SET RD sensor	1	12				Ultrasound Foetal Transducer - comp w/ Bionet - Uterine Contractions		Ultrasound Foetal Transducer - comp w/ Bionet - UC	Bionet "
"	SA-165RB-03LP		SA-165RB-03LP	https://www.medten.com/product/8845	Replacement	Reusable	Masimo	SpO2 Adapter Cables	Accessories	Masimo SpO2 Adapter Cable 4091	Reusable Masimo SpO2 Adapter Cable 4091	: 0.3m"," use with Masimo-LNOP sensor	Masimo SpO2 Adapter Cable 4091: 0.3m"," use with Masimo-LNOP sensor	1	12				Ultrasound Foetal Transducer - comp w/ Bionet - Uterine Contractions		Ultrasound Foetal Transducer - comp w/ Bionet - UC	Bionet "
"	SA-026RB-36RD		SA-026RB-36RD	https://www.medten.com/product/8847	Replacement	Reusable	Spacelabs	SpO2 Adapter Cables	Accessories	Spacelabs SpO2 Adapter Cable RD SET SL - 12	Reusable Spacelabs SpO2 Adapter Cable RD SET SL - 12	Replacement: 3.6m"," used with Masimo SET RD sensor	Spacelabs SpO2 Adapter Cable RD SET SL - 12"," 3.6m"," used with Masimo SET RD sensor	1	12				Ultrasound Foetal Transducer - comp w/ Bionet - Uterine Contractions		Ultrasound Foetal Transducer - comp w/ Bionet - UC	Bionet "
"	SA-024M-36RD		SA-024M-36RD	https://www.medten.com/product/8848	Replacement	Reusable	Philips	SpO2 Adapter Cables	Accessories	Philips SpO2 Adapter Cable RD SET MP - 12	Reusable Philips SpO2 Adapter Cable RD SET MP - 12	Replacement: 3.6m"," used with Masimo SET RD sensor	Philips SpO2 Adapter Cable RD SET MP - 12"," 3.6m"," used with Masimo SET RD sensor	1	12				Ultrasound Foetal Transducer - comp w/ Bionet - Uterine Contractions		Ultrasound Foetal Transducer - comp w/ Bionet - UC	Bionet "
"	M20-F201		M20-F201	https://www.medten.com/product/8849	Replacement	Reusable	Philips	Telemetry Parts	Parts	Philips Multi-Symbol Overlay Label (silver background)	Reusable Philips Multi-Symbol Overlay Label (silver background)	for MP5"," M3001A	Philips Multi-Symbol Overlay Label (silver background) for MP5"," M3001A	1	6				Ultrasound Foetal Transducer - comp w/ Bionet - Uterine Contractions		Ultrasound Foetal Transducer - comp w/ Bionet - UC	Bionet "
"	FUS-GE01S		FUS-GE01S	https://www.medten.com/product/8872	Replacement	Reusable	Corometrics	Fetal Transducers	Accessories	Corometrics Fetal Transducer 5700LAX	Reusable Corometrics Fetal Transducer 5700LAX	Replacement: Ultrasound	Corometrics Fetal Transducer 5700LAX"," Ultrasound	1	12				Ultrasound Foetal Transducer - comp w/ Bionet - Uterine Contractions		Ultrasound Foetal Transducer - comp w/ Bionet - UC	Bionet "
"	FUS-GE02S		FUS-GE02S	https://www.medten.com/product/8873	Replacement	Reusable	Corometrics	Fetal Transducers	Accessories	Corometrics Fetal Transducer 5700HAX	Reusable Corometrics Fetal Transducer 5700HAX	Replacement: Ultrasound	Corometrics Fetal Transducer 5700HAX"," Ultrasound	1	12				Ultrasound Foetal Transducer - comp w/ Bionet - Uterine Contractions		Ultrasound Foetal Transducer - comp w/ Bionet - UC	Bionet "
"	FTC-GE02S		FTC-GE02S	https://www.medten.com/product/8874	Replacement	Reusable	Corometrics	Fetal Transducers	Accessories	Corometrics Fetal Transducer 2264HAX	Reusable Corometrics Fetal Transducer 2264HAX	Replacement: TOCO	Corometrics Fetal Transducer 2264HAX"," TOCO	1	12				Ultrasound Foetal Transducer - comp w/ Bionet - Uterine Contractions		Ultrasound Foetal Transducer - comp w/ Bionet - UC	Bionet "
"	FTC-GE01S		FTC-GE01S	https://www.medten.com/product/8875	Replacement	Reusable	Corometrics	Fetal Transducers	Accessories	Corometrics Fetal Transducer 2264LAX	Reusable Corometrics Fetal Transducer 2264LAX	Replacement: TOCO	Corometrics Fetal Transducer 2264LAX"," TOCO	1	12				Ultrasound Foetal Transducer - comp w/ Bionet - Uterine Contractions		Ultrasound Foetal Transducer - comp w/ Bionet - UC	Bionet "
"	TH-BKS40-48-12		TH-BKS40-48-12	https://www.medten.com/product/8876	Replacement	Reusable	Stryker	Air Hoses	Accessories	Stryker Tourniquet Hose	Reusable Stryker Tourniquet Hose	Single tube"," black"," 4.0m	Stryker Tourniquet HoseSingle tube"," black"," 4.0m	1	6				Ultrasound Foetal Transducer - comp w/ Bionet - Uterine Contractions		Ultrasound Foetal Transducer - comp w/ Bionet - UC	Bionet "
"	KLN-046		KLN-046	https://www.medten.com/product/8886	Replacement	Reusable	Philips	Telemetry Parts	Parts	Hitachi 3.5"" LCD Screen Display with Board	Reusable Hitachi 3.5"" LCD Screen Display with Board	For IntelliVue X2/MP2	Hitachi 3.5"" LCD Screen Display with Board For IntelliVue X2/MP2	1	6				Ultrasound Foetal Transducer - comp w/ Bionet - Uterine Contractions		Ultrasound Foetal Transducer - comp w/ Bionet - UC	Bionet "
"	KLN-053-14		KLN-053-14	https://www.medten.com/product/8887	Replacement	Reusable	Medfusion	Infusion Pump Parts	Parts	5.2"" LCD display screen with PCB board and adaptor cable G6001457L	Reusable 5.2"" LCD display screen with PCB board and adaptor cable G6001457L	for medfusion 3500/4000/3010A	5.2"" LCD display screen with PCB board and adaptor cable G6001457L for medfusion 3500/4000/3010A	1	6				Ultrasound Foetal Transducer - comp w/ Bionet - Uterine Contractions		Ultrasound Foetal Transducer - comp w/ Bionet - UC	Bionet "
"	BPH-AD30-57-10		BPH-AD30-57-10	https://www.medten.com/product/8888	Replacement	Reusable	Zoll	NIBP Air Hoses	Accessories	Zoll NIBP Air Hose 8300-0002-01	Reusable Zoll NIBP Air Hose 8300-0002-01	'Replacement: Adult/Pediatric"," Single Tube"," 3.0m"," Male submin	Ultrasound Foetal Transducer - comp w/ Bionet - Uterine Contractions		Ultrasound Foetal Transducer - comp w/ Bionet - UC	Bionet "
"		replacement: Adult/Pediatric"," Double Tube"," 1.5m"," Male submine	Ultrasound Foetal Transducer - comp w/ Bionet - Uterine Contractions		Ultrasound Foetal Transducer - comp w/ Bionet - UC	Bionet "
"		For the models of Zoll Defibrillators/Monitors	Ultrasound Foetal Transducer - comp w/ Bionet - Uterine Contractions		Ultrasound Foetal Transducer - comp w/ Bionet - UC	Bionet "
"		Propaq	Ultrasound Foetal Transducer - comp w/ Bionet - Uterine Contractions		Ultrasound Foetal Transducer - comp w/ Bionet - UC	Bionet "
"		X series	Ultrasound Foetal Transducer - comp w/ Bionet - Uterine Contractions		Ultrasound Foetal Transducer - comp w/ Bionet - UC	Bionet "
"	'Zoll NIBP Air Hose 8300-0002-01"," Adult/Pediatric"," Single Tube"," 3.0m"," Male submin	X series Advanced'	'Zoll NIBP Air Hose 8300-0002-01"," Adult/Pediatric"," Single Tube"," 3.0m"," Male submin	Ultrasound Foetal Transducer - comp w/ Bionet - Uterine Contractions		Ultrasound Foetal Transducer - comp w/ Bionet - UC	Bionet "
"		replacement: Adult/Pediatric"," Double Tube"," 1.5m"," Male submine	Ultrasound Foetal Transducer - comp w/ Bionet - Uterine Contractions		Ultrasound Foetal Transducer - comp w/ Bionet - UC	Bionet "
"		For the models of Zoll Defibrillators/Monitors	Ultrasound Foetal Transducer - comp w/ Bionet - Uterine Contractions		Ultrasound Foetal Transducer - comp w/ Bionet - UC	Bionet "
"		Propaq	Ultrasound Foetal Transducer - comp w/ Bionet - Uterine Contractions		Ultrasound Foetal Transducer - comp w/ Bionet - UC	Bionet "
"		X series	Ultrasound Foetal Transducer - comp w/ Bionet - Uterine Contractions		Ultrasound Foetal Transducer - comp w/ Bionet - UC	Bionet "
"	1	X series Advanced'	1	6				Ultrasound Foetal Transducer - comp w/ Bionet - Uterine Contractions		Ultrasound Foetal Transducer - comp w/ Bionet - UC	Bionet "
"	M07-T006		M07-T006	https://www.medten.com/product/8889	Replacement	Reusable	Philips	Fetal Transducer Parts	Parts	Avalon TOCO Smart Transducer Gauge KE-011-0600-10N-E1-K2-G0	Reusable Avalon TOCO Smart Transducer Gauge KE-011-0600-10N-E1-K2-G0	for Philips Avalon M2734A M2735A	Avalon TOCO Smart Transducer Gauge KE-011-0600-10N-E1-K2-G0 for Philips Avalon M2734A M2735A	1	6				Ultrasound Foetal Transducer - comp w/ Bionet - Uterine Contractions		Ultrasound Foetal Transducer - comp w/ Bionet - UC	Bionet "
"	BPA-S-05P-40		BPA-S-05P-40	https://www.medten.com/product/8890	Replacement	Reusable	GE Healthcare	NIBP Connectors and Adapters	Accessories	Adaptor"," 1 Male Micro Plug to Neo-snap","(10/box) 2059297-001	Reusable Adaptor"," 1 Male Micro Plug to Neo-snap","(10/box) 2059297-001	-Neonatal"," 10pcs/bag	Adaptor"," 1 Male Micro Plug to Neo-snap","(10/box) 2059297-001-Neonatal"," 10pcs/bag	10	6				Ultrasound Foetal Transducer - comp w/ Bionet - Uterine Contractions		Ultrasound Foetal Transducer - comp w/ Bionet - UC	Bionet "
"	BPA-Y-05P-4040		BPA-Y-05P-4040	https://www.medten.com/product/8891	Replacement	Reusable	GE Healthcare	NIBP Connectors and Adapters	Accessories	Y-Adaptor"," 1 Male Micro Plug to 2 Neo-snap (10/box) 2059290-002	Reusable Y-Adaptor"," 1 Male Micro Plug to 2 Neo-snap (10/box) 2059290-002	'Replacement (Box of 10)	Ultrasound Foetal Transducer - comp w/ Bionet - Uterine Contractions		Ultrasound Foetal Transducer - comp w/ Bionet - UC	Bionet "
"	'Y-Adaptor"," 1 Male Micro Plug to 2 Neo-snap (10/box) 2059290-002Replacement (Box of 10)	-Neonatal",," 10pcs/bag'	'Y-Adaptor"," 1 Male Micro Plug to 2 Neo-snap (10/box) 2059290-002Replacement (Box of 10)	Ultrasound Foetal Transducer - comp w/ Bionet - Uterine Contractions		Ultrasound Foetal Transducer - comp w/ Bionet - UC	Bionet "
"	10	-Neonatal",," 10pcs/bag'	10	6				Ultrasound Foetal Transducer - comp w/ Bionet - Uterine Contractions		Ultrasound Foetal Transducer - comp w/ Bionet - UC	Bionet "
"	FDELA-NT01-SPE		FDELA-NT01-SPE	https://www.medten.com/product/8892	Replacement	Reusable	Neoventa	Fetal Leg Plate (DECG) Cables	Accessories	Neoventa STAN S41 Fetal Leg Plate (DECG) Cable P1263-03024	Reusable Neoventa STAN S41 Fetal Leg Plate (DECG) Cable P1263-03024	Replacement: 2.5m"," use with Philips/Neoventa goldtrace spiral electrode	Neoventa STAN S41 Fetal Leg Plate (DECG) Cable P1263-03024"," 2.5m"," use with Philips/Neoventa goldtrace spiral electrode	1	12				Ultrasound Foetal Transducer - comp w/ Bionet - Uterine Contractions		Ultrasound Foetal Transducer - comp w/ Bionet - UC	Bionet "
"	FDELA-NT01-SKE		FDELA-NT01-SKE	https://www.medten.com/product/8893	Replacement	Reusable	Neoventa	Fetal Leg Plate (DECG) Cables	Accessories	Neoventa STAN S41 Fetal Leg Plate (DECG) Cable	Reusable Neoventa STAN S41 Fetal Leg Plate (DECG) Cable	Replacement: 2.5m"," use with Kendall spiral electrode	Neoventa STAN S41 Fetal Leg Plate (DECG) Cable"," 2.5m"," use with Kendall spiral electrode	1	12				Ultrasound Foetal Transducer - comp w/ Bionet - Uterine Contractions		Ultrasound Foetal Transducer - comp w/ Bionet - UC	Bionet "
"	FDELA-NT01-SGE		FDELA-NT01-SGE	https://www.medten.com/product/8894	Replacement	Reusable	Neoventa	Fetal Leg Plate (DECG) Cables	Accessories	Neoventa STAN S41 Fetal Leg Plate (DECG) Cable	Reusable Neoventa STAN S41 Fetal Leg Plate (DECG) Cable	Replacement: 2.5m"," use with GE spiral electrode	Neoventa STAN S41 Fetal Leg Plate (DECG) Cable"," 2.5m"," use with GE spiral electrode	1	12				Ultrasound Foetal Transducer - comp w/ Bionet - Uterine Contractions		Ultrasound Foetal Transducer - comp w/ Bionet - UC	Bionet "
"	GJ-001		GJ-001	https://www.medten.com/product/8946	Replacement	Reusable	VBM-medical	Tourniquet Cuffs	Accessories	VBM-medical Tourniquet Cuff 20-64-710	Reusable VBM-medical Tourniquet Cuff 20-64-710	Replacement: Cylindrical Cuffs"," Single Port/Single Bladder"," 11"" x 2""(28 x 5cm)"," Purple"," Silicon"," 150cmTubing"," With Limb Protection Sleeves	VBM-medical Tourniquet Cuff 20-64-710"," Cylindrical Cuffs"," Single Port/Single Bladder"," 11"" x 2""(28 x 5cm)"," Purple"," Silicon"," 150cmTubing"," With Limb Protection Sleeves	1	24				Ultrasound Foetal Transducer - comp w/ Bionet - Uterine Contractions		Ultrasound Foetal Transducer - comp w/ Bionet - UC	Bionet "
"	GJ-002		GJ-002	https://www.medten.com/product/8947	Replacement	Reusable	VBM-medical	Tourniquet Cuffs	Accessories	VBM-medical Tourniquet Cuff 20-64-611	Reusable VBM-medical Tourniquet Cuff 20-64-611	Replacement: Cylindrical Cuffs"," Single Port/Single Bladder"," 17"" x 3""(43 x 8cm)"," Dark Blue"," Silicon"," 150cmTubing"," With Limb Protection Sleeves	VBM-medical Tourniquet Cuff 20-64-611"," Cylindrical Cuffs"," Single Port/Single Bladder"," 17"" x 3""(43 x 8cm)"," Dark Blue"," Silicon"," 150cmTubing"," With Limb Protection Sleeves	1	24				Ultrasound Foetal Transducer - comp w/ Bionet - Uterine Contractions		Ultrasound Foetal Transducer - comp w/ Bionet - UC	Bionet "
"	GJ-002L		GJ-002L	https://www.medten.com/product/8948	Replacement	Reusable	VBM-medical	Tourniquet Cuffs	Accessories	VBM-medical Tourniquet Cuff 20-64-612	Reusable VBM-medical Tourniquet Cuff 20-64-612	Replacement: Cylindrical Cuffs"," Single Port/Single Bladder"," 26"" x 3""(66 x 8cm)"," Green"," Silicon"," 150cmTubing"," With Limb Protection Sleeves	VBM-medical Tourniquet Cuff 20-64-612"," Cylindrical Cuffs"," Single Port/Single Bladder"," 26"" x 3""(66 x 8cm)"," Green"," Silicon"," 150cmTubing"," With Limb Protection Sleeves	1	24				Ultrasound Foetal Transducer - comp w/ Bionet - Uterine Contractions		Ultrasound Foetal Transducer - comp w/ Bionet - UC	Bionet "
"	GJ-003		GJ-003	https://www.medten.com/product/8949	Replacement	Reusable	HPM	Tourniquet Cuffs	Accessories	HPM Tourniquet Cuff 35-130	Reusable HPM Tourniquet Cuff 35-130	Replacement: Cylindrical Cuffs"," Single Port/Single Bladder"," 27"" x 4""(69 x 10cm)"," Green"," Silicon"," 150cmTubing"," With Limb Protection Sleeves	HPM Tourniquet Cuff 35-130"," Cylindrical Cuffs"," Single Port/Single Bladder"," 27"" x 4""(69 x 10cm)"," Green"," Silicon"," 150cmTubing"," With Limb Protection Sleeves	1	24				Ultrasound Foetal Transducer - comp w/ Bionet - Uterine Contractions		Ultrasound Foetal Transducer - comp w/ Bionet - UC	Bionet "
"	GJ-003L		GJ-003L	https://www.medten.com/product/8950	Replacement	Reusable	HPM	Tourniquet Cuffs	Accessories	HPM Tourniquet Cuff 35-140	Reusable HPM Tourniquet Cuff 35-140	Replacement: Cylindrical Cuffs"," Single Port/Single Bladder"," 35"" x 4""(89 x 10cm)"," Green"," Silicon"," 150cmTubing"," With Limb Protection Sleeves	HPM Tourniquet Cuff 35-140"," Cylindrical Cuffs"," Single Port/Single Bladder"," 35"" x 4""(89 x 10cm)"," Green"," Silicon"," 150cmTubing"," With Limb Protection Sleeves	1	24				Ultrasound Foetal Transducer - comp w/ Bionet - Uterine Contractions		Ultrasound Foetal Transducer - comp w/ Bionet - UC	Bionet "
"	GJ-101		GJ-101	https://www.medten.com/product/8951	Replacement	Reusable		Tourniquet Cuffs	Accessories	Tourniquet Cuff	Reusable Tourniquet Cuff	Replacement: Cylindrical Cuffs"," Single Port/Single Bladder"," 16"" x 4""(41 x 8cm)"," Purple"," Silicon"," 150cmTubing"," With Limb Protection Sleeves"," No	Tourniquet Cuff"," Cylindrical Cuffs"," Single Port/Single Bladder"," 16"" x 4""(41 x 8cm)"," Purple"," Silicon"," 150cmTubing"," With Limb Protection Sleeves"," No	1	24				Ultrasound Foetal Transducer - comp w/ Bionet - Uterine Contractions		Ultrasound Foetal Transducer - comp w/ Bionet - UC	Bionet "
"	GJ-102		GJ-102	https://www.medten.com/product/8952	Replacement	Reusable	HPM	Tourniquet Cuffs	Accessories	HPM Tourniquet Cuff 35-110	Reusable HPM Tourniquet Cuff 35-110	Replacement: Cylindrical Cuffs"," Single Port/Single Bladder"," 20"" x 3""(51 x 8cm)"," Yellow"," Silicon"," 150cmTubing"," With Limb Protection Sleeves	HPM Tourniquet Cuff 35-110"," Cylindrical Cuffs"," Single Port/Single Bladder"," 20"" x 3""(51 x 8cm)"," Yellow"," Silicon"," 150cmTubing"," With Limb Protection Sleeves	1	24				Ultrasound Foetal Transducer - comp w/ Bionet - Uterine Contractions		Ultrasound Foetal Transducer - comp w/ Bionet - UC	Bionet "
"	GJ-103		GJ-103	https://www.medten.com/product/8953	Replacement	Reusable	HPM	Tourniquet Cuffs	Accessories	HPM Tourniquet Cuff 35-115	Reusable HPM Tourniquet Cuff 35-115	Replacement: Cylindrical Cuffs"," Single Port/Single Bladder"," 24"" x 4"""," Green"," Silicon"," 150cmTubing"," With Limb Protection Sleeves	HPM Tourniquet Cuff 35-115"," Cylindrical Cuffs"," Single Port/Single Bladder"," 24"" x 4"""," Green"," Silicon"," 150cmTubing"," With Limb Protection Sleeves	1	24				Ultrasound Foetal Transducer - comp w/ Bionet - Uterine Contractions		Ultrasound Foetal Transducer - comp w/ Bionet - UC	Bionet "
"	GJ-103L		GJ-103L	https://www.medten.com/product/8954	Replacement	Reusable		Tourniquet Cuffs	Accessories	Tourniquet Cuff	Reusable Tourniquet Cuff	Replacement: Cylindrical Cuffs"," Single Port/Single Bladder"," 30"" x 4"""," Blue"," Silicon"," 150cmTubing"," With Limb Protection Sleeves	Tourniquet Cuff"," Cylindrical Cuffs"," Single Port/Single Bladder"," 30"" x 4"""," Blue"," Silicon"," 150cmTubing"," With Limb Protection Sleeves	1	24				Ultrasound Foetal Transducer - comp w/ Bionet - Uterine Contractions		Ultrasound Foetal Transducer - comp w/ Bionet - UC	Bionet "
"	GJ-104		GJ-104	https://www.medten.com/product/8955	Replacement	Reusable		Tourniquet Cuffs	Accessories	Tourniquet Cuff	Reusable Tourniquet Cuff	Replacement: Cylindrical Cuffs"," Single Port/Single Bladder"," 28"" x 5""(71 x 13cm)"," Brown"," Silicon"," 150cmTubing"," With Limb Protection Sleeves	Tourniquet Cuff"," Cylindrical Cuffs"," Single Port/Single Bladder"," 28"" x 5""(71 x 13cm)"," Brown"," Silicon"," 150cmTubing"," With Limb Protection Sleeves	1	24				Ultrasound Foetal Transducer - comp w/ Bionet - Uterine Contractions		Ultrasound Foetal Transducer - comp w/ Bionet - UC	Bionet "
"	GJ-104L		GJ-104L	https://www.medten.com/product/8956	Replacement	Reusable	HPM	Tourniquet Cuffs	Accessories	HPM Tourniquet Cuff 35-150	Reusable HPM Tourniquet Cuff 35-150	Replacement: Cylindrical Cuffs"," Single Port/Single Bladder"," 37"" x 5""(97 x 13cm)"," Gray"," Silicon"," 150cmTubing"," With Limb Protection Sleeves	HPM Tourniquet Cuff 35-150"," Cylindrical Cuffs"," Single Port/Single Bladder"," 37"" x 5""(97 x 13cm)"," Gray"," Silicon"," 150cmTubing"," With Limb Protection Sleeves	1	24				Ultrasound Foetal Transducer - comp w/ Bionet - Uterine Contractions		Ultrasound Foetal Transducer - comp w/ Bionet - UC	Bionet "
"	TNC-PS005		TNC-PS005	https://www.medten.com/product/8957	Replacement	Disposable		Tourniquet Cuffs	Accessories	Tourniquet Cuff	Disposable Tourniquet Cuff	Replacement: Cylindrical Cuffs"," Single Port/Single Bladder"," 9.8"" x 2"""," Purple"," Silicon"," 150cmTubing"," With Limb Protection Sleeves	Tourniquet Cuff"," Cylindrical Cuffs"," Single Port/Single Bladder"," 9.8"" x 2"""," Purple"," Silicon"," 150cmTubing"," With Limb Protection Sleeves	1	12				Ultrasound Foetal Transducer - comp w/ Bionet - Uterine Contractions		Ultrasound Foetal Transducer - comp w/ Bionet - UC	Bionet "
"	TNC-PS006		TNC-PS006	https://www.medten.com/product/8958	Replacement	Disposable		Tourniquet Cuffs	Accessories	Tourniquet Cuff	Disposable Tourniquet Cuff	Replacement: Cylindrical Cuffs"," 11.4"" x 3"""," Yellow	Tourniquet Cuff"," Cylindrical Cuffs"," 11.4"" x 3"""," Yellow	1	12				Ultrasound Foetal Transducer - comp w/ Bionet - Uterine Contractions		Ultrasound Foetal Transducer - comp w/ Bionet - UC	Bionet "
"	TNC-PS007		TNC-PS007	https://www.medten.com/product/8959	Replacement	Disposable		Tourniquet Cuffs	Accessories	Tourniquet Cuff	Disposable Tourniquet Cuff	Replacement: Cylindrical Cuffs"," 12.8"" x 3.9"""," Blue"," Silicon	Tourniquet Cuff"," Cylindrical Cuffs"," 12.8"" x 3.9"""," Blue"," Silicon	1	12				Ultrasound Foetal Transducer - comp w/ Bionet - Uterine Contractions		Ultrasound Foetal Transducer - comp w/ Bionet - UC	Bionet "
"	TNC-PS008		TNC-PS008	https://www.medten.com/product/8960	Replacement	Disposable		Tourniquet Cuffs	Accessories	Tourniquet Cuff	Disposable Tourniquet Cuff	Replacement: Cylindrical Cuffs"," 13.4"" x 5.9"""," Dark Blue"," Silicon	Tourniquet Cuff"," Cylindrical Cuffs"," 13.4"" x 5.9"""," Dark Blue"," Silicon	1	12				Ultrasound Foetal Transducer - comp w/ Bionet - Uterine Contractions		Ultrasound Foetal Transducer - comp w/ Bionet - UC	Bionet "
"	BPA-S-01P-25		BPA-S-01P-25	https://www.medten.com/product/8962	Replacement	Reusable	Welch Allyn	NIBP Connectors and Adapters	Accessories	Please type your own Product Title	Reusable Please type your own Product Title	'One-Tube"," Male Bayonet (#5082-184) Connector(s) to FlexiPort Port Adapter	Ultrasound Foetal Transducer - comp w/ Bionet - Uterine Contractions		Ultrasound Foetal Transducer - comp w/ Bionet - UC	Bionet "
"	'Please type your own Product TitleOne-Tube"," Male Bayonet (#5082-184) Connector(s) to FlexiPort Port Adapter	NBP Adapter"," Philips"," Spacelabs"," Mindray"," 10pcs/bag'	'Please type your own Product TitleOne-Tube"," Male Bayonet (#5082-184) Connector(s) to FlexiPort Port Adapter	Ultrasound Foetal Transducer - comp w/ Bionet - Uterine Contractions		Ultrasound Foetal Transducer - comp w/ Bionet - UC	Bionet "
"	10	NBP Adapter"," Philips"," Spacelabs"," Mindray"," 10pcs/bag'	10	6				Ultrasound Foetal Transducer - comp w/ Bionet - Uterine Contractions		Ultrasound Foetal Transducer - comp w/ Bionet - UC	Bionet "
"	51-3810		51-3810	https://www.medten.com/product/8967	Replacement	Reusable	Stryker	Tourniquet Cuffs	Accessories	Stryker Tourniquet Cuff 5922-015-135	Reusable Stryker Tourniquet Cuff 5922-015-135	Replacement: Cylindrical Cuffs"," Single Port/Single Bladder"," 15"" x 4"""," Gray"," With Limb Protection Sleeves"," TPU"," 6"" Tubing	Stryker Tourniquet Cuff 5922-015-135"," Cylindrical Cuffs"," Single Port/Single Bladder"," 15"" x 4"""," Gray"," With Limb Protection Sleeves"," TPU"," 6"" Tubing	1	6				Ultrasound Foetal Transducer - comp w/ Bionet - Uterine Contractions		Ultrasound Foetal Transducer - comp w/ Bionet - UC	Bionet "
"	61-6110		61-6110	https://www.medten.com/product/8968	Replacement	Reusable	Stryker	Tourniquet Cuffs	Accessories	Stryker Tourniquet Cuff 5922-024-235	Reusable Stryker Tourniquet Cuff 5922-024-235	Replacement: Cylindrical Cuffs"," Dual Port/Single Bladder"," 24"" x 4"""," Yellow"," TPU"," 6"" Tubing"," With Limb Protection Sleeves"," No	Stryker Tourniquet Cuff 5922-024-235"," Cylindrical Cuffs"," Dual Port/Single Bladder"," 24"" x 4"""," Yellow"," TPU"," 6"" Tubing"," With Limb Protection Sleeves"," No	1	6				Ultrasound Foetal Transducer - comp w/ Bionet - Uterine Contractions		Ultrasound Foetal Transducer - comp w/ Bionet - UC	Bionet "
"	BPTA-T-B-3TP		BPTA-T-B-3TP	https://www.medten.com/product/8970	Replacement	Reusable	Pronk Technologies	Pronk Technologies	Accessories	Replacement"," Pronk Technologies NIBP Connectors"," 501-0101	Reusable Replacement"," Pronk Technologies NIBP Connectors"," 501-0101	T Style"," with Bulb+Connector BPC3TP	Replacement"," Pronk Technologies NIBP Connectors"," 501-0101T Style"," with Bulb+Connector BPC3TP	1	6				Ultrasound Foetal Transducer - comp w/ Bionet - Uterine Contractions		Ultrasound Foetal Transducer - comp w/ Bionet - UC	Bionet "
"	BPTA-T-02M-0809M		BPTA-T-02M-0809M	https://www.medten.com/product/8971	Replacement	Reusable	Pronk Technologies	Pronk Technologies	Accessories	Replacement"," Pronk Technologies NIBP Connectors"," 501-0102	Reusable Replacement"," Pronk Technologies NIBP Connectors"," 501-0102	T Style"," with BPC02M-BPC08+BPC09M	Replacement"," Pronk Technologies NIBP Connectors"," 501-0102T Style"," with BPC02M-BPC08+BPC09M	1	6				Ultrasound Foetal Transducer - comp w/ Bionet - Uterine Contractions		Ultrasound Foetal Transducer - comp w/ Bionet - UC	Bionet "
"	BPTA-T-02M-1011		BPTA-T-02M-1011	https://www.medten.com/product/8973	Replacement	Reusable	Pronk Technologies	Pronk Technologies	Accessories	Replacement"," Pronk Technologies NIBP Connectors 501-0104	Reusable Replacement"," Pronk Technologies NIBP Connectors 501-0104	T Style"," with BPC02M-BPC10+BPC11","	Replacement"," Pronk Technologies NIBP Connectors 501-0104T Style"," with BPC02M-BPC10+BPC11","	1	6				Ultrasound Foetal Transducer - comp w/ Bionet - Uterine Contractions		Ultrasound Foetal Transducer - comp w/ Bionet - UC	Bionet "
"	BPTA-T-02M-03M05M		BPTA-T-02M-03M05M	https://www.medten.com/product/8974	Replacement	Reusable	Pronk Technologies	Pronk Technologies	Accessories	Replacement"," Pronk Technologies NIBP Connectors"," 501-0114	Reusable Replacement"," Pronk Technologies NIBP Connectors"," 501-0114	T Style"," with BPC02M-BPC03M+BPC05M	Replacement"," Pronk Technologies NIBP Connectors"," 501-0114T Style"," with BPC02M-BPC03M+BPC05M	1	6				Ultrasound Foetal Transducer - comp w/ Bionet - Uterine Contractions		Ultrasound Foetal Transducer - comp w/ Bionet - UC	Bionet "
"	BPTA-T-02M-01M02M		BPTA-T-02M-01M02M	https://www.medten.com/product/8975	Replacement	Reusable	Pronk Technologies	Pronk Technologies	Accessories	Replacement"," Pronk Technologies NIBP Connectors"," 501-0105	Reusable Replacement"," Pronk Technologies NIBP Connectors"," 501-0105	T Style"," with BPC02M-BPC01M+BPC02M	Replacement"," Pronk Technologies NIBP Connectors"," 501-0105T Style"," with BPC02M-BPC01M+BPC02M	1	6				Ultrasound Foetal Transducer - comp w/ Bionet - Uterine Contractions		Ultrasound Foetal Transducer - comp w/ Bionet - UC	Bionet "
"	EC-3088RG-I		EC-3088RG-I	https://www.medten.com/product/8976	Replacement	Reusable	Siemens	One-Piece ECG Cables	Accessories	Siemens/Draeger One-Piece ECG Cable 11148104	Reusable Siemens/Draeger One-Piece ECG Cable 11148104	'Replacement: 3 lead"," Grabber"," 2.5m+0.9m"," With Resistance"," IEC	Ultrasound Foetal Transducer - comp w/ Bionet - Uterine Contractions		Ultrasound Foetal Transducer - comp w/ Bionet - UC	Bionet "
"	'Siemens/Draeger One-Piece ECG Cable 11148104"," 3 lead"," Grabber"," 2.5m+0.9m"," With Resistance"," IEC	used with Siemens SC2000'	'Siemens/Draeger One-Piece ECG Cable 11148104"," 3 lead"," Grabber"," 2.5m+0.9m"," With Resistance"," IEC	Ultrasound Foetal Transducer - comp w/ Bionet - Uterine Contractions		Ultrasound Foetal Transducer - comp w/ Bionet - UC	Bionet "
"	1	used with Siemens SC2000'	1	6				Ultrasound Foetal Transducer - comp w/ Bionet - Uterine Contractions		Ultrasound Foetal Transducer - comp w/ Bionet - UC	Bionet "
"	KLN-075-03C		KLN-075-03C	https://www.medten.com/product/8977	Replacement	Reusable	Baxter	Infusion Pump Parts	Parts	Battery gaskets foam overlay (20 pcs/bag)	Reusable Battery gaskets foam overlay (20 pcs/bag)	for Baxter Sigma Spectrum	Battery gaskets foam overlay (20 pcs/bag) for Baxter Sigma Spectrum	20	6				Ultrasound Foetal Transducer - comp w/ Bionet - Uterine Contractions		Ultrasound Foetal Transducer - comp w/ Bionet - UC	Bionet "
"	SP-EKL-MQS-130DF		SP-EKL-MQS-130DF	https://www.medten.com/product/9144	Replacement	Reusable	Marquette	ECG Leadwires	Accessories	Marquette/GE ECG Leadwire 2001925-004	Reusable Marquette/GE ECG Leadwire 2001925-004	Replacement: Multi-Link"," Universal"," 1.3m"," Individual"," Shielded	Marquette/GE ECG Leadwire 2001925-004"," Multi-Link"," Universal"," 1.3m"," Individual"," Shielded	1	6				Ultrasound Foetal Transducer - comp w/ Bionet - Uterine Contractions		Ultrasound Foetal Transducer - comp w/ Bionet - UC	Bionet "
"	SP-EKL-MQS-66DF		SP-EKL-MQS-66DF	https://www.medten.com/product/9145	Replacement	Reusable	Marquette	ECG Leadwires	Accessories	Marquette/GE ECG Leadwire 2001925-005	Reusable Marquette/GE ECG Leadwire 2001925-005	Replacement: Multi-Link"," Universal"," 0.66m"," Individual"," Shielded	Marquette/GE ECG Leadwire 2001925-005"," Multi-Link"," Universal"," 0.66m"," Individual"," Shielded	1	6				Ultrasound Foetal Transducer - comp w/ Bionet - Uterine Contractions		Ultrasound Foetal Transducer - comp w/ Bionet - UC	Bionet "
"	SP-EKL-MQS-90DF		SP-EKL-MQS-90DF	https://www.medten.com/product/9146	Replacement	Reusable	Marquette	ECG Leadwires	Accessories	Marquette/GE ECG Leadwire 2001925-006	Reusable Marquette/GE ECG Leadwire 2001925-006	Replacement: Multi-Link"," Universal"," 0.9m "," Individual"," Shielded	Marquette/GE ECG Leadwire 2001925-006"," Multi-Link"," Universal"," 0.9m "," Individual"," Shielded	1	6				Ultrasound Foetal Transducer - comp w/ Bionet - Uterine Contractions		Ultrasound Foetal Transducer - comp w/ Bionet - UC	Bionet "
"	SP-EKL-MQS-100DF		SP-EKL-MQS-100DF	https://www.medten.com/product/9147	Replacement	Reusable	Marquette	ECG Leadwires	Accessories	Marquette/GE ECG Leadwire 2001925-003	Reusable Marquette/GE ECG Leadwire 2001925-003	Replacement: Multi-Link"," Universal",1.0m," Individual"," Shielded	Marquette/GE ECG Leadwire 2001925-003"," Multi-Link"," Universal",1.0m," Individual"," Shielded	1	6				Ultrasound Foetal Transducer - comp w/ Bionet - Uterine Contractions		Ultrasound Foetal Transducer - comp w/ Bionet - UC	Bionet "
"	KLN-087-01H		KLN-087-01H	https://www.medten.com/product/9148	Replacement	Reusable	Bird	Blenders/Regulators Parts	Parts	Ball"," rubber check valve (1 pcs/bag)	Reusable Ball"," rubber check valve (1 pcs/bag)	'7/32'''	'Ball"," rubber check valve (1 pcs/bag) 7/32'''	1	6				Ultrasound Foetal Transducer - comp w/ Bionet - Uterine Contractions		Ultrasound Foetal Transducer - comp w/ Bionet - UC	Bionet "
"	M01-R020		M01-R020	https://www.medten.com/product/9149	Replacement	Reusable	Bird	Blenders/Regulators Parts	Parts	O-Ring"," rear seat (1 pcs/bag)	Reusable O-Ring"," rear seat (1 pcs/bag)	0	O-Ring"," rear seat (1 pcs/bag) 0	1	6				Ultrasound Foetal Transducer - comp w/ Bionet - Uterine Contractions		Ultrasound Foetal Transducer - comp w/ Bionet - UC	Bionet "
"	M01-R021		M01-R021	https://www.medten.com/product/9151	Replacement	Reusable	Bird	Blenders/Regulators Parts	Parts	O-Ring"," front valve seat (1 pcs/bag)	Reusable O-Ring"," front valve seat (1 pcs/bag)	0	O-Ring"," front valve seat (1 pcs/bag) 0	1	6				Ultrasound Foetal Transducer - comp w/ Bionet - Uterine Contractions		Ultrasound Foetal Transducer - comp w/ Bionet - UC	Bionet "
"	M01-R023		M01-R023	https://www.medten.com/product/9152	Replacement	Reusable	Bird	Blenders/Regulators Parts	Parts	O-Ring"," alarm sleeve (2 pcs/bag)	Reusable O-Ring"," alarm sleeve (2 pcs/bag)	0	O-Ring"," alarm sleeve (2 pcs/bag) 0	2	6				Ultrasound Foetal Transducer - comp w/ Bionet - Uterine Contractions		Ultrasound Foetal Transducer - comp w/ Bionet - UC	Bionet "
"	M01-R025		M01-R025	https://www.medten.com/product/9153	Replacement	Reusable	Bird	Blenders/Regulators Parts	Parts	O-Ring"," inlet/outlet connector (4 pcs/bag)	Reusable O-Ring"," inlet/outlet connector (4 pcs/bag)	0	O-Ring"," inlet/outlet connector (4 pcs/bag) 0	4	1				Ultrasound Foetal Transducer - comp w/ Bionet - Uterine Contractions		Ultrasound Foetal Transducer - comp w/ Bionet - UC	Bionet "
"	M01-R026		M01-R026	https://www.medten.com/product/9154	Replacement	Reusable	Vyaire Medical	Blenders/Regulators Parts	Parts	O-Ring"," front seat 05279 (1 pcs/bag)	Reusable O-Ring"," front seat 05279 (1 pcs/bag)	0	O-Ring"," front seat 05279 (1 pcs/bag) 0	1	6				Ultrasound Foetal Transducer - comp w/ Bionet - Uterine Contractions		Ultrasound Foetal Transducer - comp w/ Bionet - UC	Bionet "
"	M01-R027		M01-R027	https://www.medten.com/product/9155	Replacement	Reusable	Bird	Blenders/Regulators Parts	Parts	O-Ring"," bypass (2 pcs/bag)	Reusable O-Ring"," bypass (2 pcs/bag)	0	O-Ring"," bypass (2 pcs/bag) 0	2	6				Ultrasound Foetal Transducer - comp w/ Bionet - Uterine Contractions		Ultrasound Foetal Transducer - comp w/ Bionet - UC	Bionet "
"	M01-R028		M01-R028	https://www.medten.com/product/9156	Replacement	Reusable	Bird	Blenders/Regulators Parts	Parts	O-Ring"," front valve stem (1 pc/bag)	Reusable O-Ring"," front valve stem (1 pc/bag)	0	O-Ring"," front valve stem (1 pc/bag) 0	1	6				Ultrasound Foetal Transducer - comp w/ Bionet - Uterine Contractions		Ultrasound Foetal Transducer - comp w/ Bionet - UC	Bionet "
"	M01-R029		M01-R029	https://www.medten.com/product/9157	Replacement	Reusable	Bird	Blenders/Regulators Parts	Parts	O-Ring"," O2 inlet (1 pc/bag)	Reusable O-Ring"," O2 inlet (1 pc/bag)	0	O-Ring"," O2 inlet (1 pc/bag) 0	1	6				Ultrasound Foetal Transducer - comp w/ Bionet - Uterine Contractions		Ultrasound Foetal Transducer - comp w/ Bionet - UC	Bionet "
"	M01-R030		M01-R030	https://www.medten.com/product/9158	Replacement	Reusable	Bird	Blenders/Regulators Parts	Parts	O-Ring (3 pcs/bag)	Reusable O-Ring (3 pcs/bag)	0	O-Ring (3 pcs/bag) 0	Set	6				Ultrasound Foetal Transducer - comp w/ Bionet - Uterine Contractions		Ultrasound Foetal Transducer - comp w/ Bionet - UC	Bionet "
"	M01-R031		M01-R031	https://www.medten.com/product/9159	Replacement	Reusable	Bird	Blenders/Regulators Parts	Parts	O-Ring"," balance blocks/check valve (11 pcs/bag)	Reusable O-Ring"," balance blocks/check valve (11 pcs/bag)	0	O-Ring"," balance blocks/check valve (11 pcs/bag) 0	Set	6				Ultrasound Foetal Transducer - comp w/ Bionet - Uterine Contractions		Ultrasound Foetal Transducer - comp w/ Bionet - UC	Bionet "
"	KLN-087-01E		KLN-087-01E	https://www.medten.com/product/9160	Replacement	Reusable	Bird	Blenders/Regulators Parts	Parts	Balance Block Diaphragm ","Rubber 03858A (2 pcs/case)	Reusable Balance Block Diaphragm ","Rubber 03858A (2 pcs/case)	0	Balance Block Diaphragm ","Rubber 03858A (2 pcs/case) 0	2	6				Ultrasound Foetal Transducer - comp w/ Bionet - Uterine Contractions		Ultrasound Foetal Transducer - comp w/ Bionet - UC	Bionet "
"	KLN-087-01K-01		KLN-087-01K-01	https://www.medten.com/product/9161	Replacement	Reusable		Blenders/Regulators Parts	Parts	Duckbill check valve 03895	Reusable Duckbill check valve 03895	0	Duckbill check valve 03895 0	1	0				Ultrasound Foetal Transducer - comp w/ Bionet - Uterine Contractions		Ultrasound Foetal Transducer - comp w/ Bionet - UC	Bionet "
"	KLN-087-02E		KLN-087-02E	https://www.medten.com/product/9162	Replacement	Reusable	Bird	Blenders/Regulators Parts	Parts	Diaphragm Assy"," Balance block (2 pcs/case)	Reusable Diaphragm Assy"," Balance block (2 pcs/case)	0	Diaphragm Assy"," Balance block (2 pcs/case) 0	2	6				Ultrasound Foetal Transducer - comp w/ Bionet - Uterine Contractions		Ultrasound Foetal Transducer - comp w/ Bionet - UC	Bionet "
"	KLN-087-01C-01		KLN-087-01C-01	https://www.medten.com/product/9163	Replacement	Reusable	Bird	Blenders/Regulators Parts	Parts	Ball"," stainless steel 3/16""	Reusable Ball"," stainless steel 3/16""	0	Ball"," stainless steel 3/16"" 0	1	6				Ultrasound Foetal Transducer - comp w/ Bionet - Uterine Contractions		Ultrasound Foetal Transducer - comp w/ Bionet - UC	Bionet "
"	KLN-087-01H-01		KLN-087-01H-01	https://www.medten.com/product/9164	Replacement	Reusable	Bird	Blenders/Regulators Parts	Parts	'Ball"," rubber check valve 7/32'''	'Reusable Ball"," rubber check valve 7/32'''	0	'Ball"," rubber check valve 7/32'' 0'	1	0				Ultrasound Foetal Transducer - comp w/ Bionet - Uterine Contractions		Ultrasound Foetal Transducer - comp w/ Bionet - UC	Bionet "
"	KLN-087-01D-01		KLN-087-01D-01	https://www.medten.com/product/9165	Replacement	Reusable	Bird	Blenders/Regulators Parts	Parts	Control Knob Spring	Reusable Control Knob Spring	0	Control Knob Spring 0	1	6				Ultrasound Foetal Transducer - comp w/ Bionet - Uterine Contractions		Ultrasound Foetal Transducer - comp w/ Bionet - UC	Bionet "
"	KLN-087-01J-01		KLN-087-01J-01	https://www.medten.com/product/9166	Replacement	Reusable	Bird	Blenders/Regulators Parts	Parts	Star washer	Reusable Star washer	0	Star washer 0	1	6				Ultrasound Foetal Transducer - comp w/ Bionet - Uterine Contractions		Ultrasound Foetal Transducer - comp w/ Bionet - UC	Bionet "
"	KLN-087-01A-01		KLN-087-01A-01	https://www.medten.com/product/9167	Replacement	Reusable		Blenders/Regulators Parts	Parts	Foam Diffuser"," 03903	Reusable Foam Diffuser"," 03903	0	Foam Diffuser"," 03903 0	1	0				Ultrasound Foetal Transducer - comp w/ Bionet - Uterine Contractions		Ultrasound Foetal Transducer - comp w/ Bionet - UC	Bionet "
"	KLN-087-01G-01		KLN-087-01G-01	https://www.medten.com/product/9168	Replacement	Reusable	Bird	Blenders/Regulators Parts	Parts	Muffler Bleed","03319	Reusable Muffler Bleed","03319	0	Muffler Bleed","03319 0	1	0				Ultrasound Foetal Transducer - comp w/ Bionet - Uterine Contractions		Ultrasound Foetal Transducer - comp w/ Bionet - UC	Bionet "
"	KLN-087-01B-01		KLN-087-01B-01	https://www.medten.com/product/9169	Replacement	Reusable	Bird	Blenders/Regulators Parts	Parts	Caution/Warning Label	Reusable Caution/Warning Label	for Bird 3800","Bio-med Devices Blenders	Caution/Warning Label for Bird 3800","Bio-med Devices Blenders	1	0				Ultrasound Foetal Transducer - comp w/ Bionet - Uterine Contractions		Ultrasound Foetal Transducer - comp w/ Bionet - UC	Bionet "
"	KLN-087-01L-01		KLN-087-01L-01	https://www.medten.com/product/9170	Replacement	Reusable		Blenders/Regulators Parts	Parts	Inlet Cone Filter","06804	Reusable Inlet Cone Filter","06804	0	Inlet Cone Filter","06804 0	1	0				Ultrasound Foetal Transducer - comp w/ Bionet - Uterine Contractions		Ultrasound Foetal Transducer - comp w/ Bionet - UC	Bionet "
"	KLN-087-01F-01		KLN-087-01F-01	https://www.medten.com/product/9171	Replacement	Reusable	Bird	Blenders/Regulators Parts	Parts	Step Washer	Reusable Step Washer	0	Step Washer 0	1	6				Ultrasound Foetal Transducer - comp w/ Bionet - Uterine Contractions		Ultrasound Foetal Transducer - comp w/ Bionet - UC	Bionet "
"	M01-R024		M01-R024	https://www.medten.com/product/9172	Replacement	Reusable	Vyaire Medical	Blenders/Regulators Parts	Parts	O-Ring"," connectors and caps 01943/05186 (9 pcs/bag)	Reusable O-Ring"," connectors and caps 01943/05186 (9 pcs/bag)	01943(2pcs)/05186(7pcs)	O-Ring"," connectors and caps 01943/05186 (9 pcs/bag) 01943(2pcs)/05186(7pcs)	Set	6				Ultrasound Foetal Transducer - comp w/ Bionet - Uterine Contractions		Ultrasound Foetal Transducer - comp w/ Bionet - UC	Bionet "
"	M01-R024-01		M01-R024-01	https://www.medten.com/product/9173	Replacement	Reusable	Bird	Blenders/Regulators Parts	Parts	O-ring"," Alarm Cap (5000pcs/bag)	Reusable O-ring"," Alarm Cap (5000pcs/bag)	0	O-ring"," Alarm Cap (5000pcs/bag) 0	1	6				Ultrasound Foetal Transducer - comp w/ Bionet - Uterine Contractions		Ultrasound Foetal Transducer - comp w/ Bionet - UC	Bionet "
"	M01-R027-01		M01-R027-01	https://www.medten.com/product/9174	Replacement	Reusable	Bird	Blenders/Regulators Parts	Parts	O-ring"," Bypass (5000 pcs/bag)	Reusable O-ring"," Bypass (5000 pcs/bag)	0	O-ring"," Bypass (5000 pcs/bag) 0	1	6				Ultrasound Foetal Transducer - comp w/ Bionet - Uterine Contractions		Ultrasound Foetal Transducer - comp w/ Bionet - UC	Bionet "
"	M01-R031-01		M01-R031-01	https://www.medten.com/product/9175	Replacement	Reusable	Bird	Blenders/Regulators Parts	Parts	O-ring"," Balance Blocks/Check Valve (5000 pcs/bag)	Reusable O-ring"," Balance Blocks/Check Valve (5000 pcs/bag)	0	O-ring"," Balance Blocks/Check Valve (5000 pcs/bag) 0	1	6				Ultrasound Foetal Transducer - comp w/ Bionet - Uterine Contractions		Ultrasound Foetal Transducer - comp w/ Bionet - UC	Bionet "
"	M01-R029-01		M01-R029-01	https://www.medten.com/product/9177	Replacement	Reusable	Bird	Blenders/Regulators Parts	Parts	O-ring","O2 Inlet (5000 pcs/bag)	Reusable O-ring","O2 Inlet (5000 pcs/bag)	0	O-ring","O2 Inlet (5000 pcs/bag) 0	1	6				Ultrasound Foetal Transducer - comp w/ Bionet - Uterine Contractions		Ultrasound Foetal Transducer - comp w/ Bionet - UC	Bionet "
"	M01-R021-01		M01-R021-01	https://www.medten.com/product/9178	Replacement	Reusable	Bird	Blenders/Regulators Parts	Parts	O-ring"," Front Valve Seat (5000 pcs/bag)	Reusable O-ring"," Front Valve Seat (5000 pcs/bag)	0	O-ring"," Front Valve Seat (5000 pcs/bag) 0	1	6				Ultrasound Foetal Transducer - comp w/ Bionet - Uterine Contractions		Ultrasound Foetal Transducer - comp w/ Bionet - UC	Bionet "
"	M01-R028-01		M01-R028-01	https://www.medten.com/product/9179	Replacement	Reusable	Bird	Blenders/Regulators Parts	Parts	O-ring"," Front Valve Stem (5000 pcs/bag)	Reusable O-ring"," Front Valve Stem (5000 pcs/bag)	0	O-ring"," Front Valve Stem (5000 pcs/bag) 0	1	6				Ultrasound Foetal Transducer - comp w/ Bionet - Uterine Contractions		Ultrasound Foetal Transducer - comp w/ Bionet - UC	Bionet "
"	M01-R025-01		M01-R025-01	https://www.medten.com/product/9180	Replacement	Reusable	Bird	Blenders/Regulators Parts	Parts	O-ring"," Inlet/Outlet Connector (5000 pcs/bag)	Reusable O-ring"," Inlet/Outlet Connector (5000 pcs/bag)	0	O-ring"," Inlet/Outlet Connector (5000 pcs/bag) 0	1	6				Ultrasound Foetal Transducer - comp w/ Bionet - Uterine Contractions		Ultrasound Foetal Transducer - comp w/ Bionet - UC	Bionet "
"	M01-R023-01		M01-R023-01	https://www.medten.com/product/9181	Replacement	Reusable	Bird	Blenders/Regulators Parts	Parts	O-ring"," Alarm Sleeve","04639 (5000 pcs/bag)	Reusable O-ring"," Alarm Sleeve","04639 (5000 pcs/bag)	0	O-ring"," Alarm Sleeve","04639 (5000 pcs/bag) 0	1	6				Ultrasound Foetal Transducer - comp w/ Bionet - Uterine Contractions		Ultrasound Foetal Transducer - comp w/ Bionet - UC	Bionet "
"	M01-R022-01		M01-R022-01	https://www.medten.com/product/9182	Replacement	Reusable	Bird	Blenders/Regulators Parts	Parts	0-ring"," Connectors (5000 pcs/bag)	Reusable 0-ring"," Connectors (5000 pcs/bag)	0	0-ring"," Connectors (5000 pcs/bag) 0	1	6				Ultrasound Foetal Transducer - comp w/ Bionet - Uterine Contractions		Ultrasound Foetal Transducer - comp w/ Bionet - UC	Bionet "
"	M01-R022		M01-R022	https://www.medten.com/product/9183	Replacement	Reusable	Vyaire Medical	Blenders/Regulators Parts	Parts	0-ring"," Connectors 00193/31030 (3pcs/bag)	Reusable 0-ring"," Connectors 00193/31030 (3pcs/bag)	00193(2pcs) and 31030(1pcs)	0-ring"," Connectors 00193/31030 (3pcs/bag) 00193(2pcs) and 31030(1pcs)	Set	6				Ultrasound Foetal Transducer - comp w/ Bionet - Uterine Contractions		Ultrasound Foetal Transducer - comp w/ Bionet - UC	Bionet "
"	M01-R020-01		M01-R020-01	https://www.medten.com/product/9184	Replacement	Reusable	Vyaire Medical	Blenders/Regulators Parts	Parts	O-ring"," Rear Seat(5000 pcs/bag)	Reusable O-ring"," Rear Seat(5000 pcs/bag)	0	O-ring"," Rear Seat(5000 pcs/bag) 0	1	6				Ultrasound Foetal Transducer - comp w/ Bionet - Uterine Contractions		Ultrasound Foetal Transducer - comp w/ Bionet - UC	Bionet "
"	M01-R026-01		M01-R026-01	https://www.medten.com/product/9185	Replacement	Reusable	Bird	Blenders/Regulators Parts	Parts	O-ring"," Front Seat (5000pcs/bag)	Reusable O-ring"," Front Seat (5000pcs/bag)	0	O-ring"," Front Seat (5000pcs/bag) 0	1	6				Ultrasound Foetal Transducer - comp w/ Bionet - Uterine Contractions		Ultrasound Foetal Transducer - comp w/ Bionet - UC	Bionet "
"	M01-R030-01		M01-R030-01	https://www.medten.com/product/9186	Replacement	Reusable	Bird	Blenders/Regulators Parts	Parts	O-ring"," Alarm Sleeve and Block Cap (5000 pcs/bag)	Reusable O-ring"," Alarm Sleeve and Block Cap (5000 pcs/bag)	0	O-ring"," Alarm Sleeve and Block Cap (5000 pcs/bag) 0	1	6				Ultrasound Foetal Transducer - comp w/ Bionet - Uterine Contractions		Ultrasound Foetal Transducer - comp w/ Bionet - UC	Bionet "
"	BPTA-D-G004-32		BPTA-D-G004-32	https://www.medten.com/product/9187	Replacement	Reusable	GE Healthcare	Sphygmomanometer Parts	Accessories	Kit Adapter Wall Manometer with bulb to 2 TB DINACLICK female"," 5/pack	Reusable Kit Adapter Wall Manometer with bulb to 2 TB DINACLICK female"," 5/pack	Please type your own Product description.	Kit Adapter Wall Manometer with bulb to 2 TB DINACLICK female"," 5/packPlease type your own Product description.	5	6				Ultrasound Foetal Transducer - comp w/ Bionet - Uterine Contractions		Ultrasound Foetal Transducer - comp w/ Bionet - UC	Bionet "
"	BPTA-D-N-32		BPTA-D-N-32	https://www.medten.com/product/9190	Replacement	Reusable	GE Healthcare	Sphygmomanometer Parts	Accessories	Kit Adapter Wall Manometer with tubing to 2 TB DINACLICK female"," 5/pack	Reusable Kit Adapter Wall Manometer with tubing to 2 TB DINACLICK female"," 5/pack	Please type your own Product description.	Kit Adapter Wall Manometer with tubing to 2 TB DINACLICK female"," 5/packPlease type your own Product description.	5	6				Ultrasound Foetal Transducer - comp w/ Bionet - Uterine Contractions		Ultrasound Foetal Transducer - comp w/ Bionet - UC	Bionet "
"	SZ07351		SZ07351	https://www.medten.com/product/9192	Replacement	Reusable	Philips	Ultrasound Parts	Parts	Acoustic array-Convex Probe Head assy	Reusable Acoustic array-Convex Probe Head assy	For Philips C5-1	Acoustic array-Convex Probe Head assy For Philips C5-1	1	6				Ultrasound Foetal Transducer - comp w/ Bionet - Uterine Contractions		Ultrasound Foetal Transducer - comp w/ Bionet - UC	Bionet "
"	ST11173		ST11173	https://www.medten.com/product/9193	Replacement	Reusable	Philips	Ultrasound Parts	Parts	Probe Cable assy(IE33)	Reusable Probe Cable assy(IE33)	For Philips C5-1 compatible with IE33	Probe Cable assy(IE33) For Philips C5-1 compatible with IE33	1	6				Ultrasound Foetal Transducer - comp w/ Bionet - Uterine Contractions		Ultrasound Foetal Transducer - comp w/ Bionet - UC	Bionet "
"	ST11174		ST11174	https://www.medten.com/product/9194	Replacement	Reusable	Philips	Ultrasound Parts	Parts	Probe Cable assy(CX50)	Reusable Probe Cable assy(CX50)	'For Philips C5-1	Ultrasound Foetal Transducer - comp w/ Bionet - Uterine Contractions		Ultrasound Foetal Transducer - comp w/ Bionet - UC	Bionet "
"	'Probe Cable assy(CX50) For Philips C5-1	compatible with CX50'	'Probe Cable assy(CX50) For Philips C5-1	Ultrasound Foetal Transducer - comp w/ Bionet - Uterine Contractions		Ultrasound Foetal Transducer - comp w/ Bionet - UC	Bionet "
"	1	compatible with CX50'	1	6				Ultrasound Foetal Transducer - comp w/ Bionet - Uterine Contractions		Ultrasound Foetal Transducer - comp w/ Bionet - UC	Bionet "
"	ST0336162		ST0336162	https://www.medten.com/product/9195	Replacement	Reusable	Philips	Ultrasound Parts	Parts	Probe Housing kit	Reusable Probe Housing kit	For Philips C5-1	Probe Housing kit For Philips C5-1	Set	6				Ultrasound Foetal Transducer - comp w/ Bionet - Uterine Contractions		Ultrasound Foetal Transducer - comp w/ Bionet - UC	Bionet "
"	SZ07394		SZ07394	https://www.medten.com/product/9196	Replacement	Reusable	Philips	Ultrasound Parts	Parts	Probe head assy-Endocavity	Reusable Probe head assy-Endocavity	For Philips C10-3v	Probe head assy-Endocavity For Philips C10-3v	1	6				Ultrasound Foetal Transducer - comp w/ Bionet - Uterine Contractions		Ultrasound Foetal Transducer - comp w/ Bionet - UC	Bionet "
"	SZ97063		SZ97063	https://www.medten.com/product/9197	Replacement	Reusable	Philips	Ultrasound Parts	Parts	Probe head assy-Endocavity	Reusable Probe head assy-Endocavity	For Philips C8-4v	Probe head assy-Endocavity For Philips C8-4v	1	6				Ultrasound Foetal Transducer - comp w/ Bionet - Uterine Contractions		Ultrasound Foetal Transducer - comp w/ Bionet - UC	Bionet "
"	ST11191		ST11191	https://www.medten.com/product/9198	Replacement	Reusable	Philips	Ultrasound Parts	Parts	Probe Cable Assy	Reusable Probe Cable Assy	For Philips L12-3	Probe Cable Assy For Philips L12-3	1	6				Ultrasound Foetal Transducer - comp w/ Bionet - Uterine Contractions		Ultrasound Foetal Transducer - comp w/ Bionet - UC	Bionet "
"	ST0332122		ST0332122	https://www.medten.com/product/9199	Replacement	Reusable	Philips	Ultrasound Parts	Parts	Probe Housing kit	Reusable Probe Housing kit	For Philips L12-5	Probe Housing kit For Philips L12-5	Kit	6				Ultrasound Foetal Transducer - comp w/ Bionet - Uterine Contractions		Ultrasound Foetal Transducer - comp w/ Bionet - UC	Bionet "
"	ST03098		ST03098	https://www.medten.com/product/9200	Replacement	Reusable	Philips	Ultrasound Parts	Parts	Probe front tip	Reusable Probe front tip	for Philips X7-2T	Probe front tip for Philips X7-2T	1	6				Ultrasound Foetal Transducer - comp w/ Bionet - Uterine Contractions		Ultrasound Foetal Transducer - comp w/ Bionet - UC	Bionet "
"	ST03099		ST03099	https://www.medten.com/product/9201	Replacement	Reusable	Philips	Ultrasound Parts	Parts	Probe rear tip	Reusable Probe rear tip	for Philips X7-2T	Probe rear tip for Philips X7-2T	1	6				Ultrasound Foetal Transducer - comp w/ Bionet - Uterine Contractions		Ultrasound Foetal Transducer - comp w/ Bionet - UC	Bionet "
"	SZ07345		SZ07345	https://www.medten.com/product/9202	Replacement	Reusable	GE Healthcare	Ultrasound Parts	Parts	Probe Head assy-Convex	Reusable Probe Head assy-Convex	For GE C1-6-D	Probe Head assy-Convex For GE C1-6-D	1	6				Ultrasound Foetal Transducer - comp w/ Bionet - Uterine Contractions		Ultrasound Foetal Transducer - comp w/ Bionet - UC	Bionet "
"	ST03266		ST03266	https://www.medten.com/product/9203	Replacement	Reusable	GE Healthcare	Ultrasound Parts	Parts	Probe front tip	Reusable Probe front tip	for GE 6VT-D	Probe front tip for GE 6VT-D	1	6				Ultrasound Foetal Transducer - comp w/ Bionet - Uterine Contractions		Ultrasound Foetal Transducer - comp w/ Bionet - UC	Bionet "
"	ST03267		ST03267	https://www.medten.com/product/9205	Replacement	Reusable	GE Healthcare	Ultrasound Parts	Parts	Probe rear tip	Reusable Probe rear tip	for GE 6VT-D	Probe rear tip for GE 6VT-D	1	6				Ultrasound Foetal Transducer - comp w/ Bionet - Uterine Contractions		Ultrasound Foetal Transducer - comp w/ Bionet - UC	Bionet "
"	ST030353637		ST030353637	https://www.medten.com/product/9206	Replacement	Reusable	Aloka	Ultrasound Parts	Parts	Acoustic array-Convex housing kit	Reusable Acoustic array-Convex housing kit	For Aloka 9123	Acoustic array-Convex housing kit For Aloka 9123	Kit	6				Ultrasound Foetal Transducer - comp w/ Bionet - Uterine Contractions		Ultrasound Foetal Transducer - comp w/ Bionet - UC	Bionet "
"	ST03036		ST03036	https://www.medten.com/product/9207	Replacement	Reusable	Aloka	Ultrasound Parts	Parts	Probe rear housing	Reusable Probe rear housing	for Aloka 9123	Probe rear housing for Aloka 9123	1	6				Ultrasound Foetal Transducer - comp w/ Bionet - Uterine Contractions		Ultrasound Foetal Transducer - comp w/ Bionet - UC	Bionet "
"	ST03037		ST03037	https://www.medten.com/product/9208	Replacement	Reusable	Aloka	Ultrasound Parts	Parts	Probe Adornment	Reusable Probe Adornment	for Aloka 9123	Probe Adornment for Aloka 9123	1	6				Ultrasound Foetal Transducer - comp w/ Bionet - Uterine Contractions		Ultrasound Foetal Transducer - comp w/ Bionet - UC	Bionet "
"	ST04016		ST04016	https://www.medten.com/product/9209	Replacement	Reusable	Aloka	Ultrasound Parts	Parts	Probe Color ring	Reusable Probe Color ring	for Aloka 9123	Probe Color ring for Aloka 9123	1	6				Ultrasound Foetal Transducer - comp w/ Bionet - Uterine Contractions		Ultrasound Foetal Transducer - comp w/ Bionet - UC	Bionet "
"	ST04015		ST04015	https://www.medten.com/product/9210	Replacement	Reusable	Aloka	Ultrasound Parts	Parts	Probe Strain Relief	Reusable Probe Strain Relief	for Aloka 9123	Probe Strain Relief for Aloka 9123	1	6				Ultrasound Foetal Transducer - comp w/ Bionet - Uterine Contractions		Ultrasound Foetal Transducer - comp w/ Bionet - UC	Bionet "
"	ST03619		ST03619	https://www.medten.com/product/9211	Replacement	Reusable	Toshiba	Ultrasound Parts	Parts	Probe right housing	Reusable Probe right housing	for Toshiba PVT-375BT	Probe right housing for Toshiba PVT-375BT	1	6				Ultrasound Foetal Transducer - comp w/ Bionet - Uterine Contractions		Ultrasound Foetal Transducer - comp w/ Bionet - UC	Bionet "
"	ST03620		ST03620	https://www.medten.com/product/9212	Replacement	Reusable	Toshiba	Ultrasound Parts	Parts	Probe left housing	Reusable Probe left housing	for Toshiba PVT-375BT	Probe left housing for Toshiba PVT-375BT	1	6				Ultrasound Foetal Transducer - comp w/ Bionet - Uterine Contractions		Ultrasound Foetal Transducer - comp w/ Bionet - UC	Bionet "
"	ST03621		ST03621	https://www.medten.com/product/9213	Replacement	Reusable	Toshiba	Ultrasound Parts	Parts	Probe Model tip	Reusable Probe Model tip	for Toshiba PVT-375BT	Probe Model tip for Toshiba PVT-375BT	1	6				Ultrasound Foetal Transducer - comp w/ Bionet - Uterine Contractions		Ultrasound Foetal Transducer - comp w/ Bionet - UC	Bionet "
"	ST03622		ST03622	https://www.medten.com/product/9214	Replacement	Reusable	Toshiba	Ultrasound Parts	Parts	Probe Adorning tip	Reusable Probe Adorning tip	for Toshiba PVT-375BT	Probe Adorning tip for Toshiba PVT-375BT	1	6				Ultrasound Foetal Transducer - comp w/ Bionet - Uterine Contractions		Ultrasound Foetal Transducer - comp w/ Bionet - UC	Bionet "
"	BPH-AD30-58-S11		BPH-AD30-58-S11	https://www.medten.com/product/9272	Replacement	Reusable	Nihon Kohden	NIBP Air Hoses	Accessories	Nihon Kohden NIBP Air Hose YN-701S	Reusable Nihon Kohden NIBP Air Hose YN-701S	Replacement: Adult/Pediatric"," Double Tube"," 3.0m"," Male submin	Nihon Kohden NIBP Air Hose YN-701S"," Adult/Pediatric"," Double Tube"," 3.0m"," Male submin	1	6				Ultrasound Foetal Transducer - comp w/ Bionet - Uterine Contractions		Ultrasound Foetal Transducer - comp w/ Bionet - UC	Bionet "
"	BPH-AD25-24-32		BPH-AD25-24-32	https://www.medten.com/product/9274	Replacement	Reusable	Welch Allyn	NIBP Air Hoses	Accessories	Welch Allyn/Stryker NIBP Air Hose	Reusable Welch Allyn/Stryker NIBP Air Hose	Replacement: Adult/Pediatric"," Double Tube"," 2.5m"," GE DINACLICK	Welch Allyn/Stryker NIBP Air Hose"," Adult/Pediatric"," Double Tube"," 2.5m"," GE DINACLICK	1	6				Ultrasound Foetal Transducer - comp w/ Bionet - Uterine Contractions		Ultrasound Foetal Transducer - comp w/ Bionet - UC	Bionet "
"	SA-015X-24LS		SA-015X-24LS	https://www.medten.com/product/9276	Replacement	Reusable	GE Healthcare	SpO2 Adapter Cables	Accessories	GE Healthcare SpO2 Adapter Cable	Reusable GE Healthcare SpO2 Adapter Cable	Replacement: 2.4m"," use with Masimo-LNCS sensor	GE Healthcare SpO2 Adapter Cable"," 2.4m"," use with Masimo-LNCS sensor	1	12				Ultrasound Foetal Transducer - comp w/ Bionet - Uterine Contractions		Ultrasound Foetal Transducer - comp w/ Bionet - UC	Bionet "
"	KLN-033-01		KLN-033-01	https://www.medten.com/product/9277	Replacement	Reusable	Philips	Telemetry Parts	Parts	MP5 Internal Cable assembly with 14pin/0.12m	Reusable MP5 Internal Cable assembly with 14pin/0.12m	for Philips MP5	MP5 Internal Cable assembly with 14pin/0.12m for Philips MP5	1	6				Ultrasound Foetal Transducer - comp w/ Bionet - Uterine Contractions		Ultrasound Foetal Transducer - comp w/ Bionet - UC	Bionet "
"	TNC-HB001		TNC-HB001	https://www.medten.com/product/9278	Replacement	Reusable	CSZ-Gentherm	Water Circulating Pads	Accessories	Compatible CSZ Hyper-hypothermia Blanket 196	Reusable Compatible CSZ Hyper-hypothermia Blanket 196	Reusable"," TPU"," with connecting hose"," for Adult","60cm*150cm	Compatible CSZ Hyper-hypothermia Blanket 196Reusable"," TPU"," with connecting hose"," for Adult","60cm*150cm	1	6				Ultrasound Foetal Transducer - comp w/ Bionet - Uterine Contractions		Ultrasound Foetal Transducer - comp w/ Bionet - UC	Bionet "
"	TNC-HB002		TNC-HB002	https://www.medten.com/product/9279	Replacement	Reusable	CSZ-Gentherm	Water Circulating Pads	Accessories	Compatible CSZ Hyper-hypothermia Blanket 194	Reusable Compatible CSZ Hyper-hypothermia Blanket 194	Reusable"," TPU"," with connecting hose"," for Adult","60cm*100cm	Compatible CSZ Hyper-hypothermia Blanket 194Reusable"," TPU"," with connecting hose"," for Adult","60cm*100cm	1	6				Ultrasound Foetal Transducer - comp w/ Bionet - Uterine Contractions		Ultrasound Foetal Transducer - comp w/ Bionet - UC	Bionet "
"	TNC-HB003		TNC-HB003	https://www.medten.com/product/9280	Replacement	Reusable	CSZ-Gentherm	Water Circulating Pads	Accessories	Compatible CSZ Hyper-hypothermia Blanket 193	Reusable Compatible CSZ Hyper-hypothermia Blanket 193	Reusable"," TPU"," with connecting hose"," for Pediatric"," 50cm*55cm	Compatible CSZ Hyper-hypothermia Blanket 193Reusable"," TPU"," with connecting hose"," for Pediatric"," 50cm*55cm	1	6				Ultrasound Foetal Transducer - comp w/ Bionet - Uterine Contractions		Ultrasound Foetal Transducer - comp w/ Bionet - UC	Bionet "
"	M002		M002	https://www.medten.com/product/9281	Replacement	Disposable		Phototherapy Mask	Accessories	Baby Phototherapy Protective Eye Mask M002	Disposable Baby Phototherapy Protective Eye Mask M002	Paste Type"," Non-woven Fabric","Free size 170*50mm	Baby Phototherapy Protective Eye Mask M002Paste Type"," Non-woven Fabric","Free size 170*50mm	30	0				Ultrasound Foetal Transducer - comp w/ Bionet - Uterine Contractions		Ultrasound Foetal Transducer - comp w/ Bionet - UC	Bionet "
"	M003-M		M003-M	https://www.medten.com/product/9282	Replacement	Disposable		Phototherapy Mask	Accessories	Baby Phototherapy Protective Eye Mask M003-M	Disposable Baby Phototherapy Protective Eye Mask M003-M	Bar Type"," Non-woven Fabric","M Size 270*42mm	Baby Phototherapy Protective Eye Mask M003-MBar Type"," Non-woven Fabric","M Size 270*42mm	20	0				Ultrasound Foetal Transducer - comp w/ Bionet - Uterine Contractions		Ultrasound Foetal Transducer - comp w/ Bionet - UC	Bionet "
"	M003-L		M003-L	https://www.medten.com/product/9283	Replacement	Disposable		Phototherapy Mask	Accessories	Baby Phototherapy Protective Eye Mask M003-L	Disposable Baby Phototherapy Protective Eye Mask M003-L	Bar Type"," Non-woven Fabric","L Size 310*42mm	Baby Phototherapy Protective Eye Mask M003-LBar Type"," Non-woven Fabric","L Size 310*42mm	20	0				Ultrasound Foetal Transducer - comp w/ Bionet - Uterine Contractions		Ultrasound Foetal Transducer - comp w/ Bionet - UC	Bionet "
"	M004-M		M004-M	https://www.medten.com/product/9284	Replacement	Disposable		Phototherapy Mask	Accessories	Baby Phototherapy Protective Eye Mask M004-M	Disposable Baby Phototherapy Protective Eye Mask M004-M	Fish Type"," Non-woven Fabric","M Size 360*60mm	Baby Phototherapy Protective Eye Mask M004-MFish Type"," Non-woven Fabric","M Size 360*60mm	20	0				Ultrasound Foetal Transducer - comp w/ Bionet - Uterine Contractions		Ultrasound Foetal Transducer - comp w/ Bionet - UC	Bionet "
"	M004-L		M004-L	https://www.medten.com/product/9285	Replacement	Disposable		Phototherapy Mask	Accessories	Baby Phototherapy Protective Eye Mask M004-L	Disposable Baby Phototherapy Protective Eye Mask M004-L	Fish Type"," Non-woven Fabric","L Size 458*65mm	Baby Phototherapy Protective Eye Mask M004-LFish Type"," Non-woven Fabric","L Size 458*65mm	20	0				Ultrasound Foetal Transducer - comp w/ Bionet - Uterine Contractions		Ultrasound Foetal Transducer - comp w/ Bionet - UC	Bionet "
"	M005		M005	https://www.medten.com/product/9286	Replacement	Disposable		Phototherapy Mask	Accessories	Baby Phototherapy Protective Eye Mask M005	Disposable Baby Phototherapy Protective Eye Mask M005	Hat Type"," Non-woven Fabric","Free size 100*85mm	Baby Phototherapy Protective Eye Mask M005Hat Type"," Non-woven Fabric","Free size 100*85mm	30	0				Ultrasound Foetal Transducer - comp w/ Bionet - Uterine Contractions		Ultrasound Foetal Transducer - comp w/ Bionet - UC	Bionet "
"	TNC-BEM001		TNC-BEM001	https://www.medten.com/product/9287	Replacement	Disposable		Phototherapy Mask	Accessories	Baby Phototherapy Protective Eye Mask TNC-BEM001	Disposable Baby Phototherapy Protective Eye Mask TNC-BEM001	Paste Type"," Silicone","Xs size 11*5.5cm	Baby Phototherapy Protective Eye Mask TNC-BEM001Paste Type"," Silicone","Xs size 11*5.5cm	20	0				Ultrasound Foetal Transducer - comp w/ Bionet - Uterine Contractions		Ultrasound Foetal Transducer - comp w/ Bionet - UC	Bionet "
"	TNC-BEM002		TNC-BEM002	https://www.medten.com/product/9288	Replacement	Disposable		Phototherapy Mask	Accessories	Baby Phototherapy Protective Eye Mask TNC-BEM002	Disposable Baby Phototherapy Protective Eye Mask TNC-BEM002	Paste Type"," Silicone","S size 12*6cm	Baby Phototherapy Protective Eye Mask TNC-BEM002Paste Type"," Silicone","S size 12*6cm	20	0				Ultrasound Foetal Transducer - comp w/ Bionet - Uterine Contractions		Ultrasound Foetal Transducer - comp w/ Bionet - UC	Bionet "
"	TNC-BEM003		TNC-BEM003	https://www.medten.com/product/9289	Replacement	Disposable		Phototherapy Mask	Accessories	Baby Phototherapy Protective Eye Mask TNC-BEM003	Disposable Baby Phototherapy Protective Eye Mask TNC-BEM003	Paste Type"," Silicone","M size 13*6.5cm	Baby Phototherapy Protective Eye Mask TNC-BEM003Paste Type"," Silicone","M size 13*6.5cm	20	0				Ultrasound Foetal Transducer - comp w/ Bionet - Uterine Contractions		Ultrasound Foetal Transducer - comp w/ Bionet - UC	Bionet "
"	TNC-BEM004		TNC-BEM004	https://www.medten.com/product/9290	Replacement	Disposable		Phototherapy Mask	Accessories	Baby Phototherapy Protective Eye Mask TNC-BEM004	Disposable Baby Phototherapy Protective Eye Mask TNC-BEM004	Paste Type"," Silicone"," L size 14.5*7.2cm	Baby Phototherapy Protective Eye Mask TNC-BEM004Paste Type"," Silicone"," L size 14.5*7.2cm	20	0				Ultrasound Foetal Transducer - comp w/ Bionet - Uterine Contractions		Ultrasound Foetal Transducer - comp w/ Bionet - UC	Bionet "
"	SA-015-30LS		SA-015-30LS	https://www.medten.com/product/9302	Replacement	Reusable	GE Healthcare	SpO2 Adapter Cables	Accessories	GE Healthcare SpO2 Adapter Cable (Masimo LNCS>Nellcor)	Reusable GE Healthcare SpO2 Adapter Cable (Masimo LNCS>Nellcor)	Replacement: 3.0m"," use with Masimo-LNCS sensor	GE Healthcare SpO2 Adapter Cable (Masimo LNCS>Nellcor)"," 3.0m"," use with Masimo-LNCS sensor	1	12				Ultrasound Foetal Transducer - comp w/ Bionet - Uterine Contractions		Ultrasound Foetal Transducer - comp w/ Bionet - UC	Bionet "
"	VA-PH01-150-01		VA-PH01-150-01	https://www.medten.com/product/9313	Replacement	Reusable	Philips	Ventilator Accessories	Accessories	Philips Remote Alarm Cable 989805611881	Reusable Philips Remote Alarm Cable 989805611881	Compatible Philips Alarm State is Open 15M	Philips Remote Alarm Cable 989805611881Compatible Philips Alarm State is Open 15M	1	0				Ultrasound Foetal Transducer - comp w/ Bionet - Uterine Contractions		Ultrasound Foetal Transducer - comp w/ Bionet - UC	Bionet "
"	VA-PH01-150-02		VA-PH01-150-02	https://www.medten.com/product/9314	Replacement	Reusable	Philips	Ventilator Accessories	Accessories	Philips Remote Alarm Cable 989805612391	Reusable Philips Remote Alarm Cable 989805612391	Compatible Philips Alarm State is Closed 15M	Philips Remote Alarm Cable 989805612391Compatible Philips Alarm State is Closed 15M	1	0				Ultrasound Foetal Transducer - comp w/ Bionet - Uterine Contractions		Ultrasound Foetal Transducer - comp w/ Bionet - UC	Bionet "
"	KLN-091-01		KLN-091-01	https://www.medten.com/product/9315	Replacement	Reusable		Monitor/Module Parts	Parts	Nellcor PM10N oximeter Keypad	Reusable Nellcor PM10N oximeter Keypad	for COVIDIEN Nellcor PM10N	Nellcor PM10N oximeter Keypad for COVIDIEN Nellcor PM10N	1	0				Ultrasound Foetal Transducer - comp w/ Bionet - Uterine Contractions		Ultrasound Foetal Transducer - comp w/ Bionet - UC	Bionet "
"	KLN-090-01		KLN-090-01	https://www.medten.com/product/9316	Replacement	Reusable	GE Healthcare	Telemetry Parts	Parts	GE PDM Battery Door	Reusable GE PDM Battery Door	for GE PDM	GE PDM Battery Door for GE PDM	Kit	6				Ultrasound Foetal Transducer - comp w/ Bionet - Uterine Contractions		Ultrasound Foetal Transducer - comp w/ Bionet - UC	Bionet "
"	BPTA-D(61)-N-54-26		BPTA-D(61)-N-54-26	https://www.medten.com/product/9317	Replacement	Reusable	Welch Allyn	Sphygmomanometer Parts	Accessories	Welch Allyn BP Port Fitting"," 2-Tube"," SM Euro 2-TPSE (10 pcs/bag)	Reusable Welch Allyn BP Port Fitting"," 2-Tube"," SM Euro 2-TPSE (10 pcs/bag)	Two-Tube (24.0 and 24.0 in/61.0 and 61.0 cm)"," Bare Tube and Tri-Purpose (#5082-168) Bagged Connector(s) to FlexiPort Port Adapter	Welch Allyn BP Port Fitting"," 2-Tube"," SM Euro 2-TPSE (10 pcs/bag)Two-Tube (24.0 and 24.0 in/61.0 and 61.0 cm)"," Bare Tube and Tri-Purpose (#5082-168) Bagged Connector(s) to FlexiPort Port Adapter	10	6				Ultrasound Foetal Transducer - comp w/ Bionet - Uterine Contractions		Ultrasound Foetal Transducer - comp w/ Bionet - UC	Bionet "
"	BPTA-D(80)-N-54-26		BPTA-D(80)-N-54-26	https://www.medten.com/product/9318	Replacement	Reusable	Welch Allyn	Sphygmomanometer Parts	Accessories	Welch Allyn BP Port Fitting"," 2-Tube"," Large Euro 2-TPLE (10 pcs/bag)	Reusable Welch Allyn BP Port Fitting"," 2-Tube"," Large Euro 2-TPLE (10 pcs/bag)	Two-Tube (31.5 and 31.5 in/80.0 and 80.0 cm)"," Bare Tube and Tri-Purpose (#5082-168) Bagged Connector(s) to FlexiPort Port Adapter	Welch Allyn BP Port Fitting"," 2-Tube"," Large Euro 2-TPLE (10 pcs/bag)Two-Tube (31.5 and 31.5 in/80.0 and 80.0 cm)"," Bare Tube and Tri-Purpose (#5082-168) Bagged Connector(s) to FlexiPort Port Adapter	10	6				Ultrasound Foetal Transducer - comp w/ Bionet - Uterine Contractions		Ultrasound Foetal Transducer - comp w/ Bionet - UC	Bionet "
"	BPTA-D-G002-54-26		BPTA-D-G002-54-26	https://www.medten.com/product/9319	Replacement	Reusable	Welch Allyn	Sphygmomanometer Parts	Accessories	Welch Allyn BP Port Fitting"," 2-Tube"," Sm Bulb 2-BVS (10 pcs/bag)	Reusable Welch Allyn BP Port Fitting"," 2-Tube"," Sm Bulb 2-BVS (10 pcs/bag)	FlexiPort Tube Set Accessory; Two-Tube (8.0 and 13.0 in/20.3 and 33.0 cm)"," Small Inflation Bulb and Premium Valve"," Tri-purpose (#5082-168) Connector(s) to FlexiPort Port Adapter;	Welch Allyn BP Port Fitting"," 2-Tube"," Sm Bulb 2-BVS (10 pcs/bag)FlexiPort Tube Set Accessory; Two-Tube (8.0 and 13.0 in/20.3 and 33.0 cm)"," Small Inflation Bulb and Premium Valve"," Tri-purpose (#5082-168) Connector(s) to FlexiPort Port Adapter;	10	6				Ultrasound Foetal Transducer - comp w/ Bionet - Uterine Contractions		Ultrasound Foetal Transducer - comp w/ Bionet - UC	Bionet "
"	BPTA-D-G003-2TP-26		BPTA-D-G003-2TP-26	https://www.medten.com/product/9320	Replacement	Reusable	Welch Allyn	Sphygmomanometer Parts	Accessories	Welch Allyn BP Port Fitting"," 2-Tube Large Bulb"," Barb 5082-195(10 pcs/bag)	Reusable Welch Allyn BP Port Fitting"," 2-Tube Large Bulb"," Barb 5082-195(10 pcs/bag)	Blood Pressure Port Fitting"," 2-Tube Large Bulb"," Barb	Welch Allyn BP Port Fitting"," 2-Tube Large Bulb"," Barb 5082-195(10 pcs/bag)Blood Pressure Port Fitting"," 2-Tube Large Bulb"," Barb	10	6				Ultrasound Foetal Transducer - comp w/ Bionet - Uterine Contractions		Ultrasound Foetal Transducer - comp w/ Bionet - UC	Bionet "
"	BPTA-D-G003-54-26		BPTA-D-G003-54-26	https://www.medten.com/product/9321	Replacement	Reusable	Welch Allyn	Sphygmomanometer Parts	Accessories	Welch Allyn BP Port Fitting"," 2-Tube"," Large Bulb 2-BVL (10 pcs/bag)	Reusable Welch Allyn BP Port Fitting"," 2-Tube"," Large Bulb 2-BVL (10 pcs/bag)	Two-Tube (8.0 and 13.0 in/20.3 and 33.0 cm)"," Large Inflation Bulb and Premium Valve"," Tri-purpose (#5082-168) Connector(s) to FlexiPort Port Adapter	Welch Allyn BP Port Fitting"," 2-Tube"," Large Bulb 2-BVL (10 pcs/bag)Two-Tube (8.0 and 13.0 in/20.3 and 33.0 cm)"," Large Inflation Bulb and Premium Valve"," Tri-purpose (#5082-168) Connector(s) to FlexiPort Port Adapter	10	6				Ultrasound Foetal Transducer - comp w/ Bionet - Uterine Contractions		Ultrasound Foetal Transducer - comp w/ Bionet - UC	Bionet "
"	BPTA-D-G005-54-26		BPTA-D-G005-54-26	https://www.medten.com/product/9322	Replacement	Reusable	Welch Allyn	Sphygmomanometer Parts	Accessories	Welch Allyn BP Port Fitting"," 2Tube"," Econ Blb 2-BVD(10 pcs/bag)	Reusable Welch Allyn BP Port Fitting"," 2Tube"," Econ Blb 2-BVD(10 pcs/bag)	Two-Tube (8.0 and 13.0 in/20.3 and 33.0 cm)"," Economy Inflation Bulb and Valve"," Tri-purpose (#5082-168) Connector(s) to FlexiPort Port Adapter;	Welch Allyn BP Port Fitting"," 2Tube"," Econ Blb 2-BVD(10 pcs/bag)Two-Tube (8.0 and 13.0 in/20.3 and 33.0 cm)"," Economy Inflation Bulb and Valve"," Tri-purpose (#5082-168) Connector(s) to FlexiPort Port Adapter;	10	6				Ultrasound Foetal Transducer - comp w/ Bionet - Uterine Contractions		Ultrasound Foetal Transducer - comp w/ Bionet - UC	Bionet "
"	BPTA-D-N(33)-54-26		BPTA-D-N(33)-54-26	https://www.medten.com/product/9323	Replacement	Reusable	Welch Allyn	Sphygmomanometer Parts	Accessories	Welch Allyn BP Port Fitting"," 2-Tube"," For Src (10 pcs/bag)	Reusable Welch Allyn BP Port Fitting"," 2-Tube"," For Src (10 pcs/bag)	Two-Tube (8.0 and 13.0 in/20.3 and 33.0 cm)"," Bare Tube and Tri-Purpose (#5082-168) Connector(s) to FlexiPort Port Adapter	Welch Allyn BP Port Fitting"," 2-Tube"," For Src (10 pcs/bag)Two-Tube (8.0 and 13.0 in/20.3 and 33.0 cm)"," Bare Tube and Tri-Purpose (#5082-168) Connector(s) to FlexiPort Port Adapter	10	6				Ultrasound Foetal Transducer - comp w/ Bionet - Uterine Contractions		Ultrasound Foetal Transducer - comp w/ Bionet - UC	Bionet "
"	BPTA-D-N-54(33)-26		BPTA-D-N-54(33)-26	https://www.medten.com/product/9324	Replacement	Reusable	Welch Allyn	Sphygmomanometer Parts	Accessories	Welch Allyn BP Port Fitting"," 2-Tube"," Tri-Purp 2-TP(10 pcs/bag)	Reusable Welch Allyn BP Port Fitting"," 2-Tube"," Tri-Purp 2-TP(10 pcs/bag)	Two-Tube (8.0 and 13.0 in/20.3 and 33.0 cm)"," Bare Tube and Tri-Purpose (#5082-168) Bagged Connector(s) to FlexiPort Port Adapter	Welch Allyn BP Port Fitting"," 2-Tube"," Tri-Purp 2-TP(10 pcs/bag)Two-Tube (8.0 and 13.0 in/20.3 and 33.0 cm)"," Bare Tube and Tri-Purpose (#5082-168) Bagged Connector(s) to FlexiPort Port Adapter	10	6				Ultrasound Foetal Transducer - comp w/ Bionet - Uterine Contractions		Ultrasound Foetal Transducer - comp w/ Bionet - UC	Bionet "
"	BPTA-S(61)-54-25		BPTA-S(61)-54-25	https://www.medten.com/product/9325	Replacement	Reusable	Welch Allyn	Sphygmomanometer Parts	Accessories	Welch Allyn BP Port Fitting"," 1Tube"," Tri-Purp 2-TPS (10 pcs/bag)	Reusable Welch Allyn BP Port Fitting"," 1Tube"," Tri-Purp 2-TPS (10 pcs/bag)	One-Tube (24 in/60.96 cm)"," Tri-Purpose (#5082-168) Connector(s) to FlexiPort Port Adapter	Welch Allyn BP Port Fitting"," 1Tube"," Tri-Purp 2-TPS (10 pcs/bag)One-Tube (24 in/60.96 cm)"," Tri-Purpose (#5082-168) Connector(s) to FlexiPort Port Adapter	10	6				Ultrasound Foetal Transducer - comp w/ Bionet - Uterine Contractions		Ultrasound Foetal Transducer - comp w/ Bionet - UC	Bionet "
"	BPTA-S(80)-54-25		BPTA-S(80)-54-25	https://www.medten.com/product/9326	Replacement	Reusable	Welch Allyn	Sphygmomanometer Parts	Accessories	Welch Allyn BP Port Fitting"," 1-Tube"," Large Euro 1-TPLE(10 pcs/bag)	Reusable Welch Allyn BP Port Fitting"," 1-Tube"," Large Euro 1-TPLE(10 pcs/bag)	One-Tube (31.5 in/80.0 cm)"," Bare Tube and Tri-Purpose (#5082-168) Bagged Connector(s) to FlexiPort Port Adapter	Welch Allyn BP Port Fitting"," 1-Tube"," Large Euro 1-TPLE(10 pcs/bag)One-Tube (31.5 in/80.0 cm)"," Bare Tube and Tri-Purpose (#5082-168) Bagged Connector(s) to FlexiPort Port Adapter	10	6				Ultrasound Foetal Transducer - comp w/ Bionet - Uterine Contractions		Ultrasound Foetal Transducer - comp w/ Bionet - UC	Bionet "
"	BPTA-D-G004-1010		BPTA-D-G004-1010	https://www.medten.com/product/9327	Replacement	Reusable	Welch Allyn	Sphygmomanometer Parts	Accessories	Welch Allyn BP Cuff Adaptor"," Nihon Kohden Connector(s) TL9235B	Reusable Welch Allyn BP Cuff Adaptor"," Nihon Kohden Connector(s) TL9235B	BP Cuff Adaptor"," Double"," Hose Barb to Double Male Subminiature Nihon Kohden Connector(s)	Welch Allyn BP Cuff Adaptor"," Nihon Kohden Connector(s) TL9235BBP Cuff Adaptor"," Double"," Hose Barb to Double Male Subminiature Nihon Kohden Connector(s)	1	6				Ultrasound Foetal Transducer - comp w/ Bionet - Uterine Contractions		Ultrasound Foetal Transducer - comp w/ Bionet - UC	Bionet "
"	BPTA-Y-G004-2TP02M		BPTA-Y-G004-2TP02M	https://www.medten.com/product/9328	Replacement	Reusable	Welch Allyn	Sphygmomanometer Parts	Accessories	Welch Allyn Single-to-Double Inflation Bulb Adaptor 9267B	Reusable Welch Allyn Single-to-Double Inflation Bulb Adaptor 9267B	Please type your own Product description.	Welch Allyn Single-to-Double Inflation Bulb Adaptor 9267BPlease type your own Product description.	1	6				Ultrasound Foetal Transducer - comp w/ Bionet - Uterine Contractions		Ultrasound Foetal Transducer - comp w/ Bionet - UC	Bionet "
"	KLN-005-11		KLN-005-11	https://www.medten.com/product/9329	Replacement	Reusable	Alaris	Infusion Pump Parts	Parts	LCD Flex Cable TC10006177	Reusable LCD Flex Cable TC10006177	7 in Screen (DIAGONAL) for Alaris 8015	LCD Flex Cable TC10006177 7 in Screen (DIAGONAL) for Alaris 8015	1	6				Ultrasound Foetal Transducer - comp w/ Bionet - Uterine Contractions		Ultrasound Foetal Transducer - comp w/ Bionet - UC	Bionet "
"	KLN-045-01		KLN-045-01	https://www.medten.com/product/9330	Replacement	Reusable	GE Healthcare	Telemetry Parts	Parts	Front Case Assembly with Touch Screen and Rear Case Assembly	Reusable Front Case Assembly with Touch Screen and Rear Case Assembly	for GE B450 Monitor	Front Case Assembly with Touch Screen and Rear Case Assembly for GE B450 Monitor	Kit	6				Ultrasound Foetal Transducer - comp w/ Bionet - Uterine Contractions		Ultrasound Foetal Transducer - comp w/ Bionet - UC	Bionet "
"	KLN-045-02		KLN-045-02	https://www.medten.com/product/9331	Replacement	Reusable	GE Healthcare	Telemetry Parts	Parts	Front Case Assembly Kit with Touch Screen 2093301-001	Reusable Front Case Assembly Kit with Touch Screen 2093301-001	for GE Carescape B450	Front Case Assembly Kit with Touch Screen 2093301-001 for GE Carescape B450	Kit	6				Ultrasound Foetal Transducer - comp w/ Bionet - Uterine Contractions		Ultrasound Foetal Transducer - comp w/ Bionet - UC	Bionet "
"	KLN-045-03		KLN-045-03	https://www.medten.com/product/9332	Replacement	Reusable	GE Healthcare	Telemetry Parts	Parts	Front Case Assembly Kit without Touch Screen	Reusable Front Case Assembly Kit without Touch Screen	for GE B450 Monitor	Front Case Assembly Kit without Touch Screen for GE B450 Monitor	Kit	0				Ultrasound Foetal Transducer - comp w/ Bionet - Uterine Contractions		Ultrasound Foetal Transducer - comp w/ Bionet - UC	Bionet "
"	KLN-045-04		KLN-045-04	https://www.medten.com/product/9333	Replacement	Reusable	GE Healthcare	Telemetry Parts	Parts	Rear Case Assembly Kit with Power Cable Buckle	Reusable Rear Case Assembly Kit with Power Cable Buckle	for GE Carescape B450 Monitor	Rear Case Assembly Kit with Power Cable Buckle for GE Carescape B450 Monitor	1	6				Ultrasound Foetal Transducer - comp w/ Bionet - Uterine Contractions		Ultrasound Foetal Transducer - comp w/ Bionet - UC	Bionet "
"	KLN-045-05		KLN-045-05	https://www.medten.com/product/9334	Replacement	Reusable	GE Healthcare	Telemetry Parts	Parts	Power Cable Buckle Kit with Screws	Reusable Power Cable Buckle Kit with Screws	for GE B450	Power Cable Buckle Kit with Screws for GE B450	1	6				Ultrasound Foetal Transducer - comp w/ Bionet - Uterine Contractions		Ultrasound Foetal Transducer - comp w/ Bionet - UC	Bionet "
"	KLN-063-08		KLN-063-08	https://www.medten.com/product/9335	Replacement	Reusable	Philips	Telemetry Parts	Parts	Flex connector(IBP+Temp)	Reusable Flex connector(IBP+Temp)	for Philips X2/MP2/MP5	Flex connector(IBP+Temp) for Philips X2/MP2/MP5	1	6				Ultrasound Foetal Transducer - comp w/ Bionet - Uterine Contractions		Ultrasound Foetal Transducer - comp w/ Bionet - UC	Bionet "
"	KLN-054-10		KLN-054-10	https://www.medten.com/product/9336	Replacement	Reusable	ICU Medical	Infusion Pump Parts	Parts	Hospira Plum 360 Keypad	Reusable Hospira Plum 360 Keypad	for Hospira Plum 360	Hospira Plum 360 Keypad for Hospira Plum 360	1	0				Ultrasound Foetal Transducer - comp w/ Bionet - Uterine Contractions		Ultrasound Foetal Transducer - comp w/ Bionet - UC	Bionet "
"	TA-FDA-2AD40		TA-FDA-2AD40	https://www.medten.com/product/9337	Replacement	Reusable	Fukuda Denshi	Temperature Adapter Cables	Accessories	Fukuda Denshi Temperature Adapter Cable CJO-P01T-DA4.0	Reusable Fukuda Denshi Temperature Adapter Cable CJO-P01T-DA4.0	'Replacement: 2 channel"," 4.0m	Ultrasound Foetal Transducer - comp w/ Bionet - Uterine Contractions		Ultrasound Foetal Transducer - comp w/ Bionet - UC	Bionet "
"	'Fukuda Denshi Temperature Adapter Cable CJO-P01T-DA4.0"," 2 channel"," 4.0m	use with 400 series'	'Fukuda Denshi Temperature Adapter Cable CJO-P01T-DA4.0"," 2 channel"," 4.0m	Ultrasound Foetal Transducer - comp w/ Bionet - Uterine Contractions		Ultrasound Foetal Transducer - comp w/ Bionet - UC	Bionet "
"	1	use with 400 series'	1	6				Ultrasound Foetal Transducer - comp w/ Bionet - Uterine Contractions		Ultrasound Foetal Transducer - comp w/ Bionet - UC	Bionet "
"	TAF-FP04-10		TAF-FP04-10	https://www.medten.com/product/9338	Replacement	Reusable		Respiratory and Anesthesia Parts	Parts	FISHER&PAYKEL"," Dual Heated Wire Adapter"," LP04-60Y"," 1.0M	Reusable FISHER&PAYKEL"," Dual Heated Wire Adapter"," LP04-60Y"," 1.0M	0	FISHER&PAYKEL"," Dual Heated Wire Adapter"," LP04-60Y"," 1.0M 0	1	0				Ultrasound Foetal Transducer - comp w/ Bionet - Uterine Contractions		Ultrasound Foetal Transducer - comp w/ Bionet - UC	Bionet "
"	KLN-089-01		KLN-089-01	https://www.medten.com/product/9339	Replacement	Reusable	Alaris	Infusion Pump Parts	Parts	Alaris 8100 Air In Line Sensor(Without PCBA)	Reusable Alaris 8100 Air In Line Sensor(Without PCBA)	for Alaris 8100"," BD Alaris 8100	Alaris 8100 Air In Line Sensor(Without PCBA) for Alaris 8100"," BD Alaris 8100	1	6				Ultrasound Foetal Transducer - comp w/ Bionet - Uterine Contractions		Ultrasound Foetal Transducer - comp w/ Bionet - UC	Bionet "
"	KLN-089-01E		KLN-089-01E	https://www.medten.com/product/9340	Replacement	Reusable	Alaris	Infusion Pump Parts	Parts	Gasket for Alaris 8100 Air In Line Sensor	Reusable Gasket for Alaris 8100 Air In Line Sensor	for Alaris 8100"," BD Alaris 8100	Gasket for Alaris 8100 Air In Line Sensor for Alaris 8100"," BD Alaris 8100	1	6				Ultrasound Foetal Transducer - comp w/ Bionet - Uterine Contractions		Ultrasound Foetal Transducer - comp w/ Bionet - UC	Bionet "
"	NS-JY -TFY3		NS-JY -TFY3	https://www.medten.com/product/9341	Replacement	Reusable		Pressure Infusion Bags	Accessories	Reusable pressure infusion bag	Reusable Reusable pressure infusion bag	Yellow cotton cloth"," 3000ml","doulbe tubes with metal pressure gauge	Reusable pressure infusion bagYellow cotton cloth"," 3000ml","doulbe tubes with metal pressure gauge	1	6				Ultrasound Foetal Transducer - comp w/ Bionet - Uterine Contractions		Ultrasound Foetal Transducer - comp w/ Bionet - UC	Bionet "
"	NS-JY -TFY1		NS-JY -TFY1	https://www.medten.com/product/9342	Replacement	Reusable		Pressure Infusion Bags	Accessories	Reusable pressure infusion bag	Reusable Reusable pressure infusion bag	Yellow cotton cloth"," 1000ml","doulbe tubes with metal pressure gauge	Reusable pressure infusion bagYellow cotton cloth"," 1000ml","doulbe tubes with metal pressure gauge	1	6				Ultrasound Foetal Transducer - comp w/ Bionet - Uterine Contractions		Ultrasound Foetal Transducer - comp w/ Bionet - UC	Bionet "
"	NS-JY -TFY5		NS-JY -TFY5	https://www.medten.com/product/9343	Replacement	Reusable		Pressure Infusion Bags	Accessories	Reusable pressure infusion bag	Reusable Reusable pressure infusion bag	Yellow cotton cloth"," 500ml","doulbe tubes with metal pressure gauge	Reusable pressure infusion bagYellow cotton cloth"," 500ml","doulbe tubes with metal pressure gauge	1	6				Ultrasound Foetal Transducer - comp w/ Bionet - Uterine Contractions		Ultrasound Foetal Transducer - comp w/ Bionet - UC	Bionet "
"	KLN-094-04		KLN-094-04	https://www.medten.com/product/9344	Replacement	Reusable	Hill-Rom	Bed Parts	Parts	Siderail cable Assembly"," Ca FD 155448	Reusable Siderail cable Assembly"," Ca FD 155448	1.2m/25P/ Black for Hill-Rom Advanta™ 2 Med Surg Bed	Siderail cable Assembly"," Ca FD 155448 1.2m/25P/ Black for Hill-Rom Advanta™ 2 Med Surg Bed	1	6				Ultrasound Foetal Transducer - comp w/ Bionet - Uterine Contractions		Ultrasound Foetal Transducer - comp w/ Bionet - UC	Bionet "
"	KLN-094-05		KLN-094-05	https://www.medten.com/product/9345	Replacement	Reusable	Hill-Rom	Bed Parts	Parts	Siderail Cable Assembly"," CA 141806RFB	Reusable Siderail Cable Assembly"," CA 141806RFB	'1.2m/25P/White	Ultrasound Foetal Transducer - comp w/ Bionet - Uterine Contractions		Ultrasound Foetal Transducer - comp w/ Bionet - UC	Bionet "
"	'Siderail Cable Assembly"," CA 141806RFB 1.2m/25P/White	for Hill-Rom CareAssist® Bed'	'Siderail Cable Assembly"," CA 141806RFB 1.2m/25P/White	Ultrasound Foetal Transducer - comp w/ Bionet - Uterine Contractions		Ultrasound Foetal Transducer - comp w/ Bionet - UC	Bionet "
"	1	for Hill-Rom CareAssist® Bed'	1	6				Ultrasound Foetal Transducer - comp w/ Bionet - Uterine Contractions		Ultrasound Foetal Transducer - comp w/ Bionet - UC	Bionet "
"	ST03035		ST03035	https://www.medten.com/product/9346	Replacement	Reusable	Aloka	Ultrasound Parts	Parts	Probe front housing	Reusable Probe front housing	For Aloka 9123	Probe front housing For Aloka 9123	1	6				Ultrasound Foetal Transducer - comp w/ Bionet - Uterine Contractions		Ultrasound Foetal Transducer - comp w/ Bionet - UC	Bionet "
"	SZ97099		SZ97099	https://www.medten.com/product/9347	Replacement	Reusable	Aloka	Ultrasound Parts	Parts	Acoustic array-convex probe head	Reusable Acoustic array-convex probe head	For Aloka 9123	Acoustic array-convex probe head For Aloka 9123	1	6				Ultrasound Foetal Transducer - comp w/ Bionet - Uterine Contractions		Ultrasound Foetal Transducer - comp w/ Bionet - UC	Bionet "
"	ST0401516		ST0401516	https://www.medten.com/product/9348	Replacement	Reusable	Aloka	Ultrasound Parts	Parts	Probe Strain Relief	Reusable Probe Strain Relief	For Aloka 9123	Probe Strain Relief For Aloka 9123	Kit	6				Ultrasound Foetal Transducer - comp w/ Bionet - Uterine Contractions		Ultrasound Foetal Transducer - comp w/ Bionet - UC	Bionet "
"	ST04059		ST04059	https://www.medten.com/product/9349	Replacement	Reusable	Philips	Ultrasound Parts	Parts	Probe cable Strain relief	Reusable Probe cable Strain relief	For Philips C5-1	Probe cable Strain relief For Philips C5-1	1	6				Ultrasound Foetal Transducer - comp w/ Bionet - Uterine Contractions		Ultrasound Foetal Transducer - comp w/ Bionet - UC	Bionet "
"	ST21962		ST21962	https://www.medten.com/product/9350	Replacement	Reusable	Philips	Ultrasound Parts	Parts	Acoustic array-Linear probe head assy	Reusable Acoustic array-Linear probe head assy	For Philips L9-3	Acoustic array-Linear probe head assy For Philips L9-3	1	6				Ultrasound Foetal Transducer - comp w/ Bionet - Uterine Contractions		Ultrasound Foetal Transducer - comp w/ Bionet - UC	Bionet "
"	ST0309899		ST0309899	https://www.medten.com/product/9351	Replacement	Reusable	Philips	Ultrasound Parts	Parts	Probe tip kit	Reusable Probe tip kit	For Philips X7-2T	Probe tip kit For Philips X7-2T	Kit	6				Ultrasound Foetal Transducer - comp w/ Bionet - Uterine Contractions		Ultrasound Foetal Transducer - comp w/ Bionet - UC	Bionet "
"	ST03619202122		ST03619202122	https://www.medten.com/product/9352	Replacement	Reusable	Toshiba	Ultrasound Parts	Parts	Acoustic array-Convex probe housing kit	Reusable Acoustic array-Convex probe housing kit	For Toshiba PVT-375BT	Acoustic array-Convex probe housing kit For Toshiba PVT-375BT	Kit	6				Ultrasound Foetal Transducer - comp w/ Bionet - Uterine Contractions		Ultrasound Foetal Transducer - comp w/ Bionet - UC	Bionet "
"	ST20037		ST20037	https://www.medten.com/product/9353	Replacement	Reusable	Toshiba	Ultrasound Parts	Parts	Acoustic array-Convex probe head assy	Reusable Acoustic array-Convex probe head assy	For Toshiba PVT-375BT	Acoustic array-Convex probe head assy For Toshiba PVT-375BT	1	6				Ultrasound Foetal Transducer - comp w/ Bionet - Uterine Contractions		Ultrasound Foetal Transducer - comp w/ Bionet - UC	Bionet "
"	ST0326667		ST0326667	https://www.medten.com/product/9354	Replacement	Reusable	GE Healthcare	Ultrasound Parts	Parts	Probe tip kit	Reusable Probe tip kit	For GE 6VT-D	Probe tip kit For GE 6VT-D	Kit	6				Ultrasound Foetal Transducer - comp w/ Bionet - Uterine Contractions		Ultrasound Foetal Transducer - comp w/ Bionet - UC	Bionet "
"	ST11187		ST11187	https://www.medten.com/product/9355	Replacement	Reusable	GE Healthcare	Ultrasound Parts	Parts	Probe Cable Assy	Reusable Probe Cable Assy	For GE C1-6-D	Probe Cable Assy For GE C1-6-D	1	6				Ultrasound Foetal Transducer - comp w/ Bionet - Uterine Contractions		Ultrasound Foetal Transducer - comp w/ Bionet - UC	Bionet "
"	SZ07473		SZ07473	https://www.medten.com/product/9356	Replacement	Reusable	GE Healthcare	Ultrasound Parts	Parts	Acoustic array-Endocavity Probe Head assy	Reusable Acoustic array-Endocavity Probe Head assy	For GE IC5-9-D	Acoustic array-Endocavity Probe Head assy For GE IC5-9-D	1	6				Ultrasound Foetal Transducer - comp w/ Bionet - Uterine Contractions		Ultrasound Foetal Transducer - comp w/ Bionet - UC	Bionet "
"	ST0347677787980		ST0347677787980	https://www.medten.com/product/9357	Replacement	Reusable	GE Healthcare	Ultrasound Parts	Parts	Probe Housing kit	Reusable Probe Housing kit	For GE IC5-9-D	Probe Housing kit For GE IC5-9-D	Kit	6				Ultrasound Foetal Transducer - comp w/ Bionet - Uterine Contractions		Ultrasound Foetal Transducer - comp w/ Bionet - UC	Bionet "
"	TS-CM01-PS30		TS-CM01-PS30	https://www.medten.com/product/9358	Replacement	Reusable	Comen	Temperature Probes	Accessories	Comen Temperature Probe 040-000387-00	Reusable Comen Temperature Probe 040-000387-00	Replacement: Pediatric/Neonate"," Skin surface"," 3.0m"," 10K Resistance	Comen Temperature Probe 040-000387-00"," Pediatric/Neonate"," Skin surface"," 3.0m"," 10K Resistance	1	12				Ultrasound Foetal Transducer - comp w/ Bionet - Uterine Contractions		Ultrasound Foetal Transducer - comp w/ Bionet - UC	Bionet "
"	TS-CM01-PG30		TS-CM01-PG30	https://www.medten.com/product/9359	Replacement	Reusable	Comen	Temperature Probes	Accessories	Comen Temperature Probe 040-000386-00	Reusable Comen Temperature Probe 040-000386-00	Replacement: Pediatric"," Skin surface"," 3.0m"," 10K Resistance	Comen Temperature Probe 040-000386-00"," Pediatric"," Skin surface"," 3.0m"," 10K Resistance	1	12				Ultrasound Foetal Transducer - comp w/ Bionet - Uterine Contractions		Ultrasound Foetal Transducer - comp w/ Bionet - UC	Bionet "
"	TS-CM02-PS30		TS-CM02-PS30	https://www.medten.com/product/9360	Replacement	Reusable	Comen	Temperature Probes	Accessories	Comen Temperature Probe 040-000846-00	Reusable Comen Temperature Probe 040-000846-00	Replacement: Pediatric/Neonate"," Skin surface"," 3.0m	Comen Temperature Probe 040-000846-00"," Pediatric/Neonate"," Skin surface"," 3.0m	1	12				Ultrasound Foetal Transducer - comp w/ Bionet - Uterine Contractions		Ultrasound Foetal Transducer - comp w/ Bionet - UC	Bionet "
"	TS-CM03-PS10		TS-CM03-PS10	https://www.medten.com/product/9361	Replacement	Reusable	Comen	Temperature Probes	Accessories	Comen Temperature Probe 040-001281-00	Reusable Comen Temperature Probe 040-001281-00	Replacement: Pediatric/Neonate"," Skin surface"," 1.0m"," 10K Resistance	Comen Temperature Probe 040-001281-00"," Pediatric/Neonate"," Skin surface"," 1.0m"," 10K Resistance	1	12				Ultrasound Foetal Transducer - comp w/ Bionet - Uterine Contractions		Ultrasound Foetal Transducer - comp w/ Bionet - UC	Bionet "
"	KLN-039-13		KLN-039-13	https://www.medten.com/product/9363	Replacement	Reusable	Philips	Telemetry Parts	Parts	Philips MP5 Cover Brand WLAN 453564107771-5	Reusable Philips MP5 Cover Brand WLAN 453564107771-5	0	Philips MP5 Cover Brand WLAN 453564107771-5 0	1	6				Ultrasound Foetal Transducer - comp w/ Bionet - Uterine Contractions		Ultrasound Foetal Transducer - comp w/ Bionet - UC	Bionet "
"	TA-FDA-2AD05		TA-FDA-2AD05	https://www.medten.com/product/9364	Replacement	Reusable	Fukuda Denshi	Temperature Adapter Cables	Accessories	Fukuda Denshi Temperature Adapter Cable CJO-P01T-DA0.5	Reusable Fukuda Denshi Temperature Adapter Cable CJO-P01T-DA0.5	'Replacement: 2 channel"," 0.5m	Ultrasound Foetal Transducer - comp w/ Bionet - Uterine Contractions		Ultrasound Foetal Transducer - comp w/ Bionet - UC	Bionet "
"	'Fukuda Denshi Temperature Adapter Cable CJO-P01T-DA0.5"," 2 channel"," 0.5m	used with 400 series'	'Fukuda Denshi Temperature Adapter Cable CJO-P01T-DA0.5"," 2 channel"," 0.5m	Ultrasound Foetal Transducer - comp w/ Bionet - Uterine Contractions		Ultrasound Foetal Transducer - comp w/ Bionet - UC	Bionet "
"	1	used with 400 series'	1	6				Ultrasound Foetal Transducer - comp w/ Bionet - Uterine Contractions		Ultrasound Foetal Transducer - comp w/ Bionet - UC	Bionet "
"	KLN-018		KLN-018	https://www.medten.com/product/9366	Replacement	Reusable	Baxter	Infusion Pump Parts	Parts	Syringe Holder without sticker	Reusable Syringe Holder without sticker	Please type your own Product description.	Syringe Holder without sticker Please type your own Product description.	1	0				Ultrasound Foetal Transducer - comp w/ Bionet - Uterine Contractions		Ultrasound Foetal Transducer - comp w/ Bionet - UC	Bionet "
"	M20-F093		M20-F093	https://www.medten.com/product/9367	Replacement	Reusable	Baxter	Infusion Pump Parts	Parts	Syringe Holder sticker	Reusable Syringe Holder sticker	Please type your own Product description.	Syringe Holder sticker Please type your own Product description.	1	6				Ultrasound Foetal Transducer - comp w/ Bionet - Uterine Contractions		Ultrasound Foetal Transducer - comp w/ Bionet - UC	Bionet "
"	SA-130M-16ML		SA-130M-16ML	https://www.medten.com/product/9370	Replacement	Reusable	Corpuls	SpO2 Adapter Cables	Accessories	Corpuls SpO2 Adapter Cable 04227.03	Reusable Corpuls SpO2 Adapter Cable 04227.03	'Replacement: 1.6m"," use with M-LNCS Masimo sensor	Ultrasound Foetal Transducer - comp w/ Bionet - Uterine Contractions		Ultrasound Foetal Transducer - comp w/ Bionet - UC	Bionet "
"	'Corpuls SpO2 Adapter Cable 04227.03"," 1.6m"," use with M-LNCS Masimo sensor	corpuls3"," corpuls1'	'Corpuls SpO2 Adapter Cable 04227.03"," 1.6m"," use with M-LNCS Masimo sensor	Ultrasound Foetal Transducer - comp w/ Bionet - Uterine Contractions		Ultrasound Foetal Transducer - comp w/ Bionet - UC	Bionet "
"	1	corpuls3"," corpuls1'	1	12				Ultrasound Foetal Transducer - comp w/ Bionet - Uterine Contractions		Ultrasound Foetal Transducer - comp w/ Bionet - UC	Bionet "
"	SA-130M-12LS		SA-130M-12LS	https://www.medten.com/product/9371	Replacement	Reusable	Corpuls	SpO2 Adapter Cables	Accessories	Corpuls SpO2 Adapter Cable 04228.0	Reusable Corpuls SpO2 Adapter Cable 04228.0	'Replacement: 1.2m"," use with Masimo-LNCS sensor	Ultrasound Foetal Transducer - comp w/ Bionet - Uterine Contractions		Ultrasound Foetal Transducer - comp w/ Bionet - UC	Bionet "
"	'Corpuls SpO2 Adapter Cable 04228.0"," 1.2m"," use with Masimo-LNCS sensor	corpuls3"," corpuls1'	'Corpuls SpO2 Adapter Cable 04228.0"," 1.2m"," use with Masimo-LNCS sensor	Ultrasound Foetal Transducer - comp w/ Bionet - Uterine Contractions		Ultrasound Foetal Transducer - comp w/ Bionet - UC	Bionet "
"	1	corpuls3"," corpuls1'	1	12				Ultrasound Foetal Transducer - comp w/ Bionet - Uterine Contractions		Ultrasound Foetal Transducer - comp w/ Bionet - UC	Bionet "
"6016545	EC-6069RG-I		EC-6069RG-I	https://www.medten.com/product/9372	Replacement	Reusable	Corpuls	One-Piece ECG Cables	Accessories	Corpuls One-Piece ECG Cable 04223	Reusable Corpuls One-Piece ECG Cable 04223	Replacement: 6 lead"," Grabber"," 2.2m+0.9m"," With Resistance"," IEC	Corpuls One-Piece ECG Cable 04223"," 6 lead"," Grabber"," 2.2m+0.9m"," With Resistance"," IEC	1	12				Ultrasound Foetal Transducer - comp w/ Bionet - Uterine Contractions		Ultrasound Foetal Transducer - comp w/ Bionet - UC	Bionet "
"	KLN-066-02		KLN-066-02	https://www.medten.com/product/9376	Replacement	Reusable		Telemetry Parts	Parts	GE Dash 3000/4000/5000 Handle W/O Alarm	Reusable GE Dash 3000/4000/5000 Handle W/O Alarm	for Dash 3000/4000/5000	GE Dash 3000/4000/5000 Handle W/O Alarm for Dash 3000/4000/5000	Kit	6				Ultrasound Foetal Transducer - comp w/ Bionet - Uterine Contractions		Ultrasound Foetal Transducer - comp w/ Bionet - UC	Bionet "
"	KLN-066-03		KLN-066-03	https://www.medten.com/product/9378	Replacement	Reusable	GE Healthcare	Telemetry Parts	Parts	GE Dash 3000/4000/5000 Handle With Alarm	Reusable GE Dash 3000/4000/5000 Handle With Alarm	for Dash 3000/4000/5000	GE Dash 3000/4000/5000 Handle With Alarm for Dash 3000/4000/5000	Kit	6				Ultrasound Foetal Transducer - comp w/ Bionet - Uterine Contractions		Ultrasound Foetal Transducer - comp w/ Bionet - UC	Bionet "
"	KLN-066-02-01		KLN-066-02-01	https://www.medten.com/product/9380	Replacement	Reusable	GE Healthcare	Telemetry Parts	Parts	GE Dash 3000/4000/5000 Front Handle	Reusable GE Dash 3000/4000/5000 Front Handle	for Dash 3000/4000/5000	GE Dash 3000/4000/5000 Front Handle for Dash 3000/4000/5000	1	6				Ultrasound Foetal Transducer - comp w/ Bionet - Uterine Contractions		Ultrasound Foetal Transducer - comp w/ Bionet - UC	Bionet "
"	KLN-066-02-02		KLN-066-02-02	https://www.medten.com/product/9381	Replacement	Reusable	GE Healthcare	Telemetry Parts	Parts	GE Dash 3000/4000/5000 Rear Handle	Reusable GE Dash 3000/4000/5000 Rear Handle	for Dash 3000/4000/5000	GE Dash 3000/4000/5000 Rear Handle for Dash 3000/4000/5000	1	6				Ultrasound Foetal Transducer - comp w/ Bionet - Uterine Contractions		Ultrasound Foetal Transducer - comp w/ Bionet - UC	Bionet "
"	KLN-066-02-03		KLN-066-02-03	https://www.medten.com/product/9383	Replacement	Reusable	GE Healthcare	Telemetry Parts	Parts	GE Dash 3000/4000/5000 Handle Top Cover(Not Clear)	Reusable GE Dash 3000/4000/5000 Handle Top Cover(Not Clear)	for Dash 3000/4000/5000	GE Dash 3000/4000/5000 Handle Top Cover(Not Clear) for Dash 3000/4000/5000	1	6				Ultrasound Foetal Transducer - comp w/ Bionet - Uterine Contractions		Ultrasound Foetal Transducer - comp w/ Bionet - UC	Bionet "
"	KLN-066-03-01		KLN-066-03-01	https://www.medten.com/product/9385	Replacement	Reusable	GE Healthcare	Telemetry Parts	Parts	GE Dash 3000/4000/5000 Handle Top Cover(Clear)	Reusable GE Dash 3000/4000/5000 Handle Top Cover(Clear)	for Dash 3000/4000/5000	GE Dash 3000/4000/5000 Handle Top Cover(Clear) for Dash 3000/4000/5000	1	6				Ultrasound Foetal Transducer - comp w/ Bionet - Uterine Contractions		Ultrasound Foetal Transducer - comp w/ Bionet - UC	Bionet "
"	BPH-NS15-059Z-60		BPH-NS15-059Z-60	https://www.medten.com/product/9398	Replacement	Reusable	Philips	NIBP Air Hoses	Accessories	Philips NIBP Air Hose 989803209741(ISO 80369-1 compliant)	Reusable Philips NIBP Air Hose 989803209741(ISO 80369-1 compliant)	'Replacement: Neonate "," Single Tube"," 1.5m	Ultrasound Foetal Transducer - comp w/ Bionet - Uterine Contractions		Ultrasound Foetal Transducer - comp w/ Bionet - UC	Bionet "
"	'Philips NIBP Air Hose 989803209741(ISO 80369-1 compliant)"," Neonate "," Single Tube"," 1.5m	Connector diameter:5mm'	'Philips NIBP Air Hose 989803209741(ISO 80369-1 compliant)"," Neonate "," Single Tube"," 1.5m	Ultrasound Foetal Transducer - comp w/ Bionet - Uterine Contractions		Ultrasound Foetal Transducer - comp w/ Bionet - UC	Bionet "
"	1	Connector diameter:5mm'	1	6				Ultrasound Foetal Transducer - comp w/ Bionet - Uterine Contractions		Ultrasound Foetal Transducer - comp w/ Bionet - UC	Bionet "
"	BPH-AS15-059Z-02M		BPH-AS15-059Z-02M	https://www.medten.com/product/9401	Replacement	Reusable	Philips	NIBP Air Hoses	Accessories	Philips NIBP Air Hose 989803209761(ISO 80369-1 compliant)	Reusable Philips NIBP Air Hose 989803209761(ISO 80369-1 compliant)	'Replacement: Adult/Pediatric"," Single Tube"," 1.5m	Ultrasound Foetal Transducer - comp w/ Bionet - Uterine Contractions		Ultrasound Foetal Transducer - comp w/ Bionet - UC	Bionet "
"	'Philips NIBP Air Hose 989803209761(ISO 80369-1 compliant)"," Adult/Pediatric"," Single Tube"," 1.5m	Connector diameter:5mm'	'Philips NIBP Air Hose 989803209761(ISO 80369-1 compliant)"," Adult/Pediatric"," Single Tube"," 1.5m	Ultrasound Foetal Transducer - comp w/ Bionet - Uterine Contractions		Ultrasound Foetal Transducer - comp w/ Bionet - UC	Bionet "
"	1	Connector diameter:5mm'	1	6				Ultrasound Foetal Transducer - comp w/ Bionet - Uterine Contractions		Ultrasound Foetal Transducer - comp w/ Bionet - UC	Bionet "
"	BPH-AS30-059Z-02M		BPH-AS30-059Z-02M	https://www.medten.com/product/9402	Replacement	Reusable	Philips	NIBP Air Hoses	Accessories	Philips NIBP Air Hose 989803209771(ISO 80369-1 compliant)	Reusable Philips NIBP Air Hose 989803209771(ISO 80369-1 compliant)	'Replacement: Adult/Pediatric"," Single Tube"," 3.0m	Ultrasound Foetal Transducer - comp w/ Bionet - Uterine Contractions		Ultrasound Foetal Transducer - comp w/ Bionet - UC	Bionet "
"	'Philips NIBP Air Hose 989803209771(ISO 80369-1 compliant)"," Adult/Pediatric"," Single Tube"," 3.0m	Connector diameter: 5mm'	'Philips NIBP Air Hose 989803209771(ISO 80369-1 compliant)"," Adult/Pediatric"," Single Tube"," 3.0m	Ultrasound Foetal Transducer - comp w/ Bionet - Uterine Contractions		Ultrasound Foetal Transducer - comp w/ Bionet - UC	Bionet "
"	1	Connector diameter: 5mm'	1	6				Ultrasound Foetal Transducer - comp w/ Bionet - Uterine Contractions		Ultrasound Foetal Transducer - comp w/ Bionet - UC	Bionet "
"	BPH-NS30-059Z-60		BPH-NS30-059Z-60	https://www.medten.com/product/9403	Replacement	Reusable	Philips	NIBP Air Hoses	Accessories	Philips NIBP Air Hose 989803209751(ISO 80369-1 compliant)	Reusable Philips NIBP Air Hose 989803209751(ISO 80369-1 compliant)	'Replacement: Neonate "," Single Tube"," 3.0m	Ultrasound Foetal Transducer - comp w/ Bionet - Uterine Contractions		Ultrasound Foetal Transducer - comp w/ Bionet - UC	Bionet "
"	'Philips NIBP Air Hose 989803209751(ISO 80369-1 compliant)"," Neonate "," Single Tube"," 3.0m	Connector diameter: 5mm'	'Philips NIBP Air Hose 989803209751(ISO 80369-1 compliant)"," Neonate "," Single Tube"," 3.0m	Ultrasound Foetal Transducer - comp w/ Bionet - Uterine Contractions		Ultrasound Foetal Transducer - comp w/ Bionet - UC	Bionet "
"	1	Connector diameter: 5mm'	1	6				Ultrasound Foetal Transducer - comp w/ Bionet - Uterine Contractions		Ultrasound Foetal Transducer - comp w/ Bionet - UC	Bionet "
"	KLN-098-01		KLN-098-01	https://www.medten.com/product/9410	Replacement	Reusable	Philips	Telemetry Parts	Parts	Front Bezel with Texture Temp/IBP/CO2/Fast SPO2/ECG Resp/NBP 453564627501	Reusable Front Bezel with Texture Temp/IBP/CO2/Fast SPO2/ECG Resp/NBP 453564627501	For Philips X3 Module	Front Bezel with Texture Temp/IBP/CO2/Fast SPO2/ECG Resp/NBP 453564627501 For Philips X3 Module	1	6				Ultrasound Foetal Transducer - comp w/ Bionet - Uterine Contractions		Ultrasound Foetal Transducer - comp w/ Bionet - UC	Bionet "
"	KLN-098-02		KLN-098-02	https://www.medten.com/product/9411	Replacement	Reusable	Philips	Telemetry Parts	Parts	Front Bezel with Texture Temp/IBP/Philips SPO2/ECG Resp/NBP	Reusable Front Bezel with Texture Temp/IBP/Philips SPO2/ECG Resp/NBP	For Philips X3 Module	Front Bezel with Texture Temp/IBP/Philips SPO2/ECG Resp/NBP For Philips X3 Module	1	6				Ultrasound Foetal Transducer - comp w/ Bionet - Uterine Contractions		Ultrasound Foetal Transducer - comp w/ Bionet - UC	Bionet "
"	KLN-098-03		KLN-098-03	https://www.medten.com/product/9412	Replacement	Reusable	Philips	Telemetry Parts	Parts	Front Bezel with Texture Temp/IBP/Oximax SPO2/ECG Resp/NBP	Reusable Front Bezel with Texture Temp/IBP/Oximax SPO2/ECG Resp/NBP	For Philips X3 Module	Front Bezel with Texture Temp/IBP/Oximax SPO2/ECG Resp/NBP For Philips X3 Module	1	6				Ultrasound Foetal Transducer - comp w/ Bionet - Uterine Contractions		Ultrasound Foetal Transducer - comp w/ Bionet - UC	Bionet "
"	KLN-098-04		KLN-098-04	https://www.medten.com/product/9413	Replacement	Reusable	Philips	Telemetry Parts	Parts	Front Bezel with Texture Temp/IBP/Maximo SPO2/ECG Resp/NBP 453564627531	Reusable Front Bezel with Texture Temp/IBP/Maximo SPO2/ECG Resp/NBP 453564627531	For Philips X3 Module	Front Bezel with Texture Temp/IBP/Maximo SPO2/ECG Resp/NBP 453564627531 For Philips X3 Module	1	6				Ultrasound Foetal Transducer - comp w/ Bionet - Uterine Contractions		Ultrasound Foetal Transducer - comp w/ Bionet - UC	Bionet "
"	KLN-099-01		KLN-099-01	https://www.medten.com/product/9414	Replacement	Reusable	Philips	Telemetry Parts	Parts	Front Bezel with Texture CO2(IN And OUT)/C.O.(PICCO","CCO)/Temp/IBP	Reusable Front Bezel with Texture CO2(IN And OUT)/C.O.(PICCO","CCO)/Temp/IBP	For Philips Microstream CO2 Extension 867041	Front Bezel with Texture CO2(IN And OUT)/C.O.(PICCO","CCO)/Temp/IBP For Philips Microstream CO2 Extension 867041	1	6				Ultrasound Foetal Transducer - comp w/ Bionet - Uterine Contractions		Ultrasound Foetal Transducer - comp w/ Bionet - UC	Bionet "
"	KLN-099-02		KLN-099-02	https://www.medten.com/product/9415	Replacement	Reusable	Philips	Telemetry Parts	Parts	Front Bezel with Texture C.O.(PICCO","CCO)/Temp/IBP	Reusable Front Bezel with Texture C.O.(PICCO","CCO)/Temp/IBP	For Philips Microstream CO2 Extension 867041	Front Bezel with Texture C.O.(PICCO","CCO)/Temp/IBP For Philips Microstream CO2 Extension 867041	1	6				Ultrasound Foetal Transducer - comp w/ Bionet - Uterine Contractions		Ultrasound Foetal Transducer - comp w/ Bionet - UC	Bionet "
"	KLN-099-03		KLN-099-03	https://www.medten.com/product/9416	Replacement	Reusable	Philips	Telemetry Parts	Parts	Front Bezel with Texture CO2/C.O./Temp/IBP	Reusable Front Bezel with Texture CO2/C.O./Temp/IBP	For Philips Microstream CO2 Extension 867041	Front Bezel with Texture CO2/C.O./Temp/IBP For Philips Microstream CO2 Extension 867041	1	6				Ultrasound Foetal Transducer - comp w/ Bionet - Uterine Contractions		Ultrasound Foetal Transducer - comp w/ Bionet - UC	Bionet "
"	KLN-099-04		KLN-099-04	https://www.medten.com/product/9417	Replacement	Reusable	Philips	Telemetry Parts	Parts	Front Bezel with Texture CO2(IN And OUT)/Temp/IBP	Reusable Front Bezel with Texture CO2(IN And OUT)/Temp/IBP	For Philips Microstream CO2 Extension 867041	Front Bezel with Texture CO2(IN And OUT)/Temp/IBP For Philips Microstream CO2 Extension 867041	1	6				Ultrasound Foetal Transducer - comp w/ Bionet - Uterine Contractions		Ultrasound Foetal Transducer - comp w/ Bionet - UC	Bionet "
"	KLN-099-05		KLN-099-05	https://www.medten.com/product/9418	Replacement	Reusable	Philips	Telemetry Parts	Parts	Front Bezel with Texture CO2(IN And OUT)	Reusable Front Bezel with Texture CO2(IN And OUT)	For Philips Microstream CO2 Extension 867041	Front Bezel with Texture CO2(IN And OUT) For Philips Microstream CO2 Extension 867041	1	6				Ultrasound Foetal Transducer - comp w/ Bionet - Uterine Contractions		Ultrasound Foetal Transducer - comp w/ Bionet - UC	Bionet "
"	KLN-100-01		KLN-100-01	https://www.medten.com/product/9419	Replacement	Reusable	Philips	Telemetry Parts	Parts	Front Bezel with Texture Temp/IBP/CO2/Philips SPO2/ECG Resp/NBP	Reusable Front Bezel with Texture Temp/IBP/CO2/Philips SPO2/ECG Resp/NBP	For Philips 867036 MMX Module	Front Bezel with Texture Temp/IBP/CO2/Philips SPO2/ECG Resp/NBP For Philips 867036 MMX Module	1	6				Ultrasound Foetal Transducer - comp w/ Bionet - Uterine Contractions		Ultrasound Foetal Transducer - comp w/ Bionet - UC	Bionet "
"	KLN-099-07		KLN-099-07	https://www.medten.com/product/9420	Replacement	Reusable	Philips	Telemetry Parts	Parts	Rear Bezel 453564558671	Reusable Rear Bezel 453564558671	For Philips Microstream CO2 Extension 867041	Rear Bezel 453564558671 For Philips Microstream CO2 Extension 867041	1	6				Ultrasound Foetal Transducer - comp w/ Bionet - Uterine Contractions		Ultrasound Foetal Transducer - comp w/ Bionet - UC	Bionet "
"	KLN-100-02		KLN-100-02	https://www.medten.com/product/9421	Replacement	Reusable	Philips	Telemetry Parts	Parts	Front Bezel with Texture Temp/IBP/Oximax SPO2/ECG Resp/NBP 4535646227601	Reusable Front Bezel with Texture Temp/IBP/Oximax SPO2/ECG Resp/NBP 4535646227601	For Philips 867036 MMX Module	Front Bezel with Texture Temp/IBP/Oximax SPO2/ECG Resp/NBP 4535646227601 For Philips 867036 MMX Module	0	0				Ultrasound Foetal Transducer - comp w/ Bionet - Uterine Contractions		Ultrasound Foetal Transducer - comp w/ Bionet - UC	Bionet "
"	KLN-100-03		KLN-100-03	https://www.medten.com/product/9422	Replacement	Reusable	Philips	Telemetry Parts	Parts	Front Bezel with Texture Temp/IBP/Philips SPO2/ECG Resp/NBP	Reusable Front Bezel with Texture Temp/IBP/Philips SPO2/ECG Resp/NBP	For Philips 867036 MMX Module	Front Bezel with Texture Temp/IBP/Philips SPO2/ECG Resp/NBP For Philips 867036 MMX Module	1	6				Ultrasound Foetal Transducer - comp w/ Bionet - Uterine Contractions		Ultrasound Foetal Transducer - comp w/ Bionet - UC	Bionet "
"	KLN-100-04		KLN-100-04	https://www.medten.com/product/9423	Replacement	Reusable	Philips	Telemetry Parts	Parts	Front Bezel with Texture Temp/IBP/Masimo Rainbow SET SpO2/ECG Resp/NBP	Reusable Front Bezel with Texture Temp/IBP/Masimo Rainbow SET SpO2/ECG Resp/NBP	For Philips 867036 MMX Module	Front Bezel with Texture Temp/IBP/Masimo Rainbow SET SpO2/ECG Resp/NBP For Philips 867036 MMX Module	1	6				Ultrasound Foetal Transducer - comp w/ Bionet - Uterine Contractions		Ultrasound Foetal Transducer - comp w/ Bionet - UC	Bionet "
"	KLN-100-05		KLN-100-05	https://www.medten.com/product/9424	Replacement	Reusable	Philips	Telemetry Parts	Parts	Front Bezel with Texture Temp/IBP/Masimo SET SpO2/ECG Resp/NBP 453564627641	Reusable Front Bezel with Texture Temp/IBP/Masimo SET SpO2/ECG Resp/NBP 453564627641	For Philips 867036 MMX Module	Front Bezel with Texture Temp/IBP/Masimo SET SpO2/ECG Resp/NBP 453564627641 For Philips 867036 MMX Module	1	6				Ultrasound Foetal Transducer - comp w/ Bionet - Uterine Contractions		Ultrasound Foetal Transducer - comp w/ Bionet - UC	Bionet "
"	BPTA-D-G004-09M		BPTA-D-G004-09M	https://www.medten.com/product/9427	Replacement	Reusable	Philips	Sphygmomanometer Parts	Accessories	Bulb and valve kit	Reusable Bulb and valve kit	Gray"," 0.1m	Bulb and valve kitGray"," 0.1m	1	6				Ultrasound Foetal Transducer - comp w/ Bionet - Uterine Contractions		Ultrasound Foetal Transducer - comp w/ Bionet - UC	Bionet "
"	BPTA-TS30-09M-N		BPTA-TS30-09M-N	https://www.medten.com/product/9428	Replacement	Reusable	Philips	Sphygmomanometer Parts	Accessories	Coiled tubing"," length: 8?	Reusable Coiled tubing"," length: 8?	Black"," 3.0m	Coiled tubing"," length: 8?Black"," 3.0m	1	6				Ultrasound Foetal Transducer - comp w/ Bionet - Uterine Contractions		Ultrasound Foetal Transducer - comp w/ Bionet - UC	Bionet "
"	KTC-225-50		KTC-225-50	https://www.medten.com/product/9429	Replacement	Reusable	Nihon Kohden	Parts	Parts	Nihon Kohden SpO2 Adaptor Cable Sensor End Reception (5mm exit)	Reusable Nihon Kohden SpO2 Adaptor Cable Sensor End Reception (5mm exit)	0	Nihon Kohden SpO2 Adaptor Cable Sensor End Reception (5mm exit) 0	Kit	6				Ultrasound Foetal Transducer - comp w/ Bionet - Uterine Contractions		Ultrasound Foetal Transducer - comp w/ Bionet - UC	Bionet "
"	TNC-MFS001		TNC-MFS001	https://www.medten.com/product/9431	Replacement	Reusable	Valleylab	Valleylab/Coviden	Accessories	Compatible Valleylab footswitch E6008B	Reusable Compatible Valleylab footswitch E6008B	Compatible Valleylab Monopolar FootSwitch	Compatible Valleylab footswitch E6008BCompatible Valleylab Monopolar FootSwitch	1	12				Ultrasound Foetal Transducer - comp w/ Bionet - Uterine Contractions		Ultrasound Foetal Transducer - comp w/ Bionet - UC	Bionet "
"	TNC-MFS002		TNC-MFS002	https://www.medten.com/product/9432	Replacement	Reusable	ERBE	ERBE	Accessories	Compatible ERBE Footswitch 20189-009	Reusable Compatible ERBE Footswitch 20189-009	Compatible ERBE Monopolar Footswitch for ICC	Compatible ERBE Footswitch 20189-009Compatible ERBE Monopolar Footswitch for ICC	1	12				Ultrasound Foetal Transducer - comp w/ Bionet - Uterine Contractions		Ultrasound Foetal Transducer - comp w/ Bionet - UC	Bionet "
"	TNC-MFS003		TNC-MFS003	https://www.medten.com/product/9433	Replacement	Reusable	ERBE	ERBE	Accessories	Compatible ERBE foot switch 20189-300	Reusable Compatible ERBE foot switch 20189-300	Compatible ERBE Standard Bipolar Footswitch for VIO"," AP	Compatible ERBE foot switch 20189-300Compatible ERBE Standard Bipolar Footswitch for VIO"," AP	1	12				Ultrasound Foetal Transducer - comp w/ Bionet - Uterine Contractions		Ultrasound Foetal Transducer - comp w/ Bionet - UC	Bionet "
"	TNC-MFS004		TNC-MFS004	https://www.medten.com/product/9434	Replacement	Reusable	ERBE	ERBE	Accessories	Compatible ERBE footswitch20189-302	Reusable Compatible ERBE footswitch20189-302	Compatible ERBE Monopolar FootSwitch for VIOS"," D	Compatible ERBE footswitch20189-302Compatible ERBE Monopolar FootSwitch for VIOS"," D	1	12				Ultrasound Foetal Transducer - comp w/ Bionet - Uterine Contractions		Ultrasound Foetal Transducer - comp w/ Bionet - UC	Bionet "
"	TNC-MFS005		TNC-MFS005	https://www.medten.com/product/9435	Replacement	Reusable	ERBE	ERBE	Accessories	Compatible ERBE footswitch20189-303	Reusable Compatible ERBE footswitch20189-303	Compatible ERBE DOUBLE PEDAL for VIO200D/VIO300D	Compatible ERBE footswitch20189-303Compatible ERBE DOUBLE PEDAL for VIO200D/VIO300D	1	12				Ultrasound Foetal Transducer - comp w/ Bionet - Uterine Contractions		Ultrasound Foetal Transducer - comp w/ Bionet - UC	Bionet "
"	TNC-MFS006		TNC-MFS006	https://www.medten.com/product/9436	Replacement	Reusable	Conmed	Conmed	Accessories	Compatible CONMED footswitch 60-5103-001	Reusable Compatible CONMED footswitch 60-5103-001	Compatible CONMED Standard Bipolar Footswitch for System 2450 4.5m	Compatible CONMED footswitch 60-5103-001Compatible CONMED Standard Bipolar Footswitch for System 2450 4.5m	1	12				Ultrasound Foetal Transducer - comp w/ Bionet - Uterine Contractions		Ultrasound Foetal Transducer - comp w/ Bionet - UC	Bionet "
"	TNC-MFS007		TNC-MFS007	https://www.medten.com/product/9437	Replacement	Reusable	Valleylab	Valleylab/Coviden	Accessories	Compatible Valleylab footswitch E6009	Reusable Compatible Valleylab footswitch E6009	Compatible Valleylab Standard Bipolar Footswitch	Compatible Valleylab footswitch E6009Compatible Valleylab Standard Bipolar Footswitch	1	12				Ultrasound Foetal Transducer - comp w/ Bionet - Uterine Contractions		Ultrasound Foetal Transducer - comp w/ Bionet - UC	Bionet "
"	TNC-MFS008		TNC-MFS008	https://www.medten.com/product/9438	Replacement	Reusable	ERBE	ERBE	Accessories	Compatible ERBE foot switch 20188-007	Reusable Compatible ERBE foot switch 20188-007	Compatible ERBE Standard Bipolar Footswitch for ICC	Compatible ERBE foot switch 20188-007Compatible ERBE Standard Bipolar Footswitch for ICC	1	12				Ultrasound Foetal Transducer - comp w/ Bionet - Uterine Contractions		Ultrasound Foetal Transducer - comp w/ Bionet - UC	Bionet "
"	TNC-MFS009		TNC-MFS009	https://www.medten.com/product/9439	Replacement	Reusable	Conmed	Conmed	Accessories	Compatible CONMED footswitch 60-6700-001	Reusable Compatible CONMED footswitch 60-6700-001	Compatible CONMED DOUBLE PEDAL for System 2450 4.5m	Compatible CONMED footswitch 60-6700-001Compatible CONMED DOUBLE PEDAL for System 2450 4.5m	1	12				Ultrasound Foetal Transducer - comp w/ Bionet - Uterine Contractions		Ultrasound Foetal Transducer - comp w/ Bionet - UC	Bionet "
"	EL-MQSV5-90G-I		EL-MQSV5-90G-I	https://www.medten.com/product/9440	Replacement	Reusable	GE Healthcare	ECG Leadwires	Accessories	GE Healthcare ECG Leadwire 2106393-004	Reusable GE Healthcare ECG Leadwire 2106393-004	Replacement: 5 lead"," Multi-Link"," Grabber"," 0.9m "," IEC	GE Healthcare ECG Leadwire 2106393-004"," 5 lead"," Multi-Link"," Grabber"," 0.9m "," IEC	1	6				Ultrasound Foetal Transducer - comp w/ Bionet - Uterine Contractions		Ultrasound Foetal Transducer - comp w/ Bionet - UC	Bionet "
"	KLN-023-09		KLN-023-09	https://www.medten.com/product/9453	Replacement	Reusable	Philips	Telemetry Parts	Parts	M3001A top case without Spo2/ECG printing version	Reusable M3001A top case without Spo2/ECG printing version	Used for M3001A	M3001A top case without Spo2/ECG printing version Used for M3001A	1	6				Ultrasound Foetal Transducer - comp w/ Bionet - Uterine Contractions		Ultrasound Foetal Transducer - comp w/ Bionet - UC	Bionet "
"	TNC-BA050		TNC-BA050	https://www.medten.com/product/9458	Replacement	Reusable	B. Braun	Batteries	Accessories	Replacement Battery for B BRAUN OUTLOOK 100ES 200ES 300ES 400ES	Reusable Replacement Battery for B BRAUN OUTLOOK 100ES 200ES 300ES 400ES	Ni-MH battery ",rechagable,"12V 3600mAh	Replacement Battery for B BRAUN OUTLOOK 100ES 200ES 300ES 400ESNi-MH battery ",rechagable,"12V 3600mAh	1	12				Ultrasound Foetal Transducer - comp w/ Bionet - Uterine Contractions		Ultrasound Foetal Transducer - comp w/ Bionet - UC	Bionet "
"	TNC-BA051		TNC-BA051	https://www.medten.com/product/9459	Replacement	Reusable	Hill-Rom	Batteries	Accessories	Replacement battery for Hill-Rom Electric Bed-ICU Progressa P500	Reusable Replacement battery for Hill-Rom Electric Bed-ICU Progressa P500	Rechargable battey"," Sealed Lead Acid"," 12V 4.5Ah	Replacement battery for Hill-Rom Electric Bed-ICU Progressa P500Rechargable battey"," Sealed Lead Acid"," 12V 4.5Ah	1	12				Ultrasound Foetal Transducer - comp w/ Bionet - Uterine Contractions		Ultrasound Foetal Transducer - comp w/ Bionet - UC	Bionet "
"	TNC-DS001		TNC-DS001	https://www.medten.com/product/9460	Replacement	Disposable	Covidien	Disposable DVT Sleeves	Accessories	Covidien Disposable DVT Sleeve 9529-	Disposable Covidien Disposable DVT Sleeve 9529-	Non-woven",Triple-bladder,Calf,"12-18"" calf circumference"," Size M	Covidien Disposable DVT Sleeve 9529-Non-woven",Triple-bladder,Calf,"12-18"" calf circumference"," Size M	2	0				Ultrasound Foetal Transducer - comp w/ Bionet - Uterine Contractions		Ultrasound Foetal Transducer - comp w/ Bionet - UC	Bionet "
"	TNC-DS002		TNC-DS002	https://www.medten.com/product/9461	Replacement	Disposable	Covidien	Disposable DVT Sleeves	Accessories	Covidien Disposable DVT Sleeve 9789-	Disposable Covidien Disposable DVT Sleeve 9789-	Non-woven",Triple-bladder,Calf,"18-22"" calf circumference"," Size L	Covidien Disposable DVT Sleeve 9789-Non-woven",Triple-bladder,Calf,"18-22"" calf circumference"," Size L	2	0				Ultrasound Foetal Transducer - comp w/ Bionet - Uterine Contractions		Ultrasound Foetal Transducer - comp w/ Bionet - UC	Bionet "
"	TNC-DS003		TNC-DS003	https://www.medten.com/product/9462	Replacement	Disposable	Covidien	Disposable DVT Sleeves	Accessories	Covidien Disposable DVT Sleeve 9790	Disposable Covidien Disposable DVT Sleeve 9790	Non-woven",Triple-bladder,Calf,"22-32"" calf circumference"," Size XL	Covidien Disposable DVT Sleeve 9790Non-woven",Triple-bladder,Calf,"22-32"" calf circumference"," Size XL	2	0				Ultrasound Foetal Transducer - comp w/ Bionet - Uterine Contractions		Ultrasound Foetal Transducer - comp w/ Bionet - UC	Bionet "
"	TNC-DS004		TNC-DS004	https://www.medten.com/product/9463	Replacement	Disposable	Covidien	Disposable DVT Sleeves	Accessories	Covidien Disposable DVT Sleeve 9545-	Disposable Covidien Disposable DVT Sleeve 9545-	Non-woven"," Triple-bladder"," Thigh"," up to 22"" thigh circumference"," Size S	Covidien Disposable DVT Sleeve 9545-Non-woven"," Triple-bladder"," Thigh"," up to 22"" thigh circumference"," Size S	2	0				Ultrasound Foetal Transducer - comp w/ Bionet - Uterine Contractions		Ultrasound Foetal Transducer - comp w/ Bionet - UC	Bionet "
"	TNC-DS005		TNC-DS005	https://www.medten.com/product/9464	Replacement	Disposable	Covidien	Disposable DVT Sleeves	Accessories	Covidien Disposable DVT Sleeve 9530	Disposable Covidien Disposable DVT Sleeve 9530	Non-woven",Triple-bladder,Thigh,"22-29"" thigh circumference"," Size M	Covidien Disposable DVT Sleeve 9530Non-woven",Triple-bladder,Thigh,"22-29"" thigh circumference"," Size M	2	0				Ultrasound Foetal Transducer - comp w/ Bionet - Uterine Contractions		Ultrasound Foetal Transducer - comp w/ Bionet - UC	Bionet "
"	TNC-DS006		TNC-DS006	https://www.medten.com/product/9466	Replacement	Disposable	Covidien	Disposable DVT Sleeves	Accessories	Covidien Disposable DVT Sleeve 9780-	Disposable Covidien Disposable DVT Sleeve 9780-	Non-woven",Triple-bladder,Thigh,"29-36"" thigh circumference"," Size L	Covidien Disposable DVT Sleeve 9780-Non-woven",Triple-bladder,Thigh,"29-36"" thigh circumference"," Size L	2	0				Ultrasound Foetal Transducer - comp w/ Bionet - Uterine Contractions		Ultrasound Foetal Transducer - comp w/ Bionet - UC	Bionet "
"	TNC-DS007		TNC-DS007	https://www.medten.com/product/9467	Replacement	Reusable	Medline	Reusable DVT Sleeves	Accessories	Medline Reusable DVT Sleeve MDS601PD	Reusable Medline Reusable DVT Sleeve MDS601PD	Woolen fabric composite with spong"," Single-bladder"," Calf"," up to 12"" calf circumference"," Size S	Medline Reusable DVT Sleeve MDS601PDWoolen fabric composite with spong"," Single-bladder"," Calf"," up to 12"" calf circumference"," Size S	2	0				Ultrasound Foetal Transducer - comp w/ Bionet - Uterine Contractions		Ultrasound Foetal Transducer - comp w/ Bionet - UC	Bionet "
"	TNC-DS008		TNC-DS008	https://www.medten.com/product/9468	Replacement	Reusable	Medline	Reusable DVT Sleeves	Accessories	Medline Reusable DVT Sleeve MDS601MD	Reusable Medline Reusable DVT Sleeve MDS601MD	Woolen fabric composite with spong",Single-bladder,Calf,"12-18"" calf circumference"," Size M	Medline Reusable DVT Sleeve MDS601MDWoolen fabric composite with spong",Single-bladder,Calf,"12-18"" calf circumference"," Size M	2	0				Ultrasound Foetal Transducer - comp w/ Bionet - Uterine Contractions		Ultrasound Foetal Transducer - comp w/ Bionet - UC	Bionet "
"	TNC-DS009		TNC-DS009	https://www.medten.com/product/9469	Replacement	Reusable	Medline	Reusable DVT Sleeves	Accessories	Medline Reusable DVT Sleeve MDS601LD	Reusable Medline Reusable DVT Sleeve MDS601LD	Woolen fabric composite with spong",Single-bladder,Calf,"18-22"" calf circumference"," Size L	Medline Reusable DVT Sleeve MDS601LDWoolen fabric composite with spong",Single-bladder,Calf,"18-22"" calf circumference"," Size L	2	0				Ultrasound Foetal Transducer - comp w/ Bionet - Uterine Contractions		Ultrasound Foetal Transducer - comp w/ Bionet - UC	Bionet "
"	TNC-DS010		TNC-DS010	https://www.medten.com/product/9470	Replacement	Reusable	Medline	Reusable DVT Sleeves	Accessories	Medline Reusable DVT Sleeve MDS601BD	Reusable Medline Reusable DVT Sleeve MDS601BD	Woolen fabric composite with spong",Single-bladder,Calf,"22-32"" calf circumference"," Size XL	Medline Reusable DVT Sleeve MDS601BDWoolen fabric composite with spong",Single-bladder,Calf,"22-32"" calf circumference"," Size XL	2	0				Ultrasound Foetal Transducer - comp w/ Bionet - Uterine Contractions		Ultrasound Foetal Transducer - comp w/ Bionet - UC	Bionet "
"	TNC-DS011		TNC-DS011	https://www.medten.com/product/9471	Replacement	Reusable	Medline	Reusable DVT Sleeves	Accessories	Medline Reusable DVT Sleeve MDS630SD	Reusable Medline Reusable DVT Sleeve MDS630SD	Woolen fabric composite with spong"," Single-bladder"," Thigh"," up to 22"" thigh circumference"," Size S	Medline Reusable DVT Sleeve MDS630SDWoolen fabric composite with spong"," Single-bladder"," Thigh"," up to 22"" thigh circumference"," Size S	2	0				Ultrasound Foetal Transducer - comp w/ Bionet - Uterine Contractions		Ultrasound Foetal Transducer - comp w/ Bionet - UC	Bionet "
"	TNC-DS012		TNC-DS012	https://www.medten.com/product/9472	Replacement	Reusable	Medline	Reusable DVT Sleeves	Accessories	Medline Reusable DVT Sleeve MDS630MD	Reusable Medline Reusable DVT Sleeve MDS630MD	Woolen fabric composite with spong",Single-bladder,,Thigh,"22-29"" thigh circumference"," Size M	Medline Reusable DVT Sleeve MDS630MDWoolen fabric composite with spong",Single-bladder,,Thigh,"22-29"" thigh circumference"," Size M	2	0				Ultrasound Foetal Transducer - comp w/ Bionet - Uterine Contractions		Ultrasound Foetal Transducer - comp w/ Bionet - UC	Bionet "
"	TNC-DS013		TNC-DS013	https://www.medten.com/product/9473	Replacement	Reusable	Medline	Reusable DVT Sleeves	Accessories	Medline Reusable DVT Sleeve MDS630LD	Reusable Medline Reusable DVT Sleeve MDS630LD	Woolen fabric composite with spong",Single-bladder,Thigh,"29-36"" thigh circumference"," Size L	Medline Reusable DVT Sleeve MDS630LDWoolen fabric composite with spong",Single-bladder,Thigh,"29-36"" thigh circumference"," Size L	2	0				Ultrasound Foetal Transducer - comp w/ Bionet - Uterine Contractions		Ultrasound Foetal Transducer - comp w/ Bionet - UC	Bionet "
"	TNC-DS014		TNC-DS014	https://www.medten.com/product/9474	Replacement	Reusable	Medline	Reusable DVT Sleeves	Accessories	Medline Reusable DVT Sleeve MDS630BD	Reusable Medline Reusable DVT Sleeve MDS630BD	Woolen fabric composite with spong",Single-bladder,,Thigh,"36-42"" thigh circumference"," Size XL	Medline Reusable DVT Sleeve MDS630BDWoolen fabric composite with spong",Single-bladder,,Thigh,"36-42"" thigh circumference"," Size XL	2	0				Ultrasound Foetal Transducer - comp w/ Bionet - Uterine Contractions		Ultrasound Foetal Transducer - comp w/ Bionet - UC	Bionet "
"	TNC-DS015		TNC-DS015	https://www.medten.com/product/9475	Replacement	Reusable	Medline	Reusable DVT Sleeves	Accessories	Medline Reusable DVT Sleeve MDS620	Reusable Medline Reusable DVT Sleeve MDS620	Woolen fabric composite with spong"," Single-bladder"," Foot"," up to 13"" foot circumference"," Size M	Medline Reusable DVT Sleeve MDS620Woolen fabric composite with spong"," Single-bladder"," Foot"," up to 13"" foot circumference"," Size M	2	0				Ultrasound Foetal Transducer - comp w/ Bionet - Uterine Contractions		Ultrasound Foetal Transducer - comp w/ Bionet - UC	Bionet "
"	TNC-DS016		TNC-DS016	https://www.medten.com/product/9476	Replacement	Reusable	Medline	Reusable DVT Sleeves	Accessories	Medline Reusable DVT Sleeve MDS620L	Reusable Medline Reusable DVT Sleeve MDS620L	Woolen fabric composite with spong",Single-bladder,Foot,"13-16"" foot circumference"," Size L	Medline Reusable DVT Sleeve MDS620LWoolen fabric composite with spong",Single-bladder,Foot,"13-16"" foot circumference"," Size L	2	0				Ultrasound Foetal Transducer - comp w/ Bionet - Uterine Contractions		Ultrasound Foetal Transducer - comp w/ Bionet - UC	Bionet "
"	TNC-DS017		TNC-DS017	https://www.medten.com/product/9477	Replacement	Reusable	Medline	Reusable DVT Sleeves	Accessories	Medline Reusable DVT Sleeve MDS601P2	Reusable Medline Reusable DVT Sleeve MDS601P2	Woolen fabric composite with spong"," Single-bladder"," Calf"," up to 12"" calf circumference"," Size S	Medline Reusable DVT Sleeve MDS601P2Woolen fabric composite with spong"," Single-bladder"," Calf"," up to 12"" calf circumference"," Size S	2	0				Ultrasound Foetal Transducer - comp w/ Bionet - Uterine Contractions		Ultrasound Foetal Transducer - comp w/ Bionet - UC	Bionet "
"	TNC-DS018		TNC-DS018	https://www.medten.com/product/9478	Replacement	Reusable	Medline	Reusable DVT Sleeves	Accessories	Medline Reusable DVT Sleeve MDS601M2	Reusable Medline Reusable DVT Sleeve MDS601M2	Woolen fabric composite with spong",Single-bladder,Calf,"12-18"" calf circumference"," Size M	Medline Reusable DVT Sleeve MDS601M2Woolen fabric composite with spong",Single-bladder,Calf,"12-18"" calf circumference"," Size M	2	0				Ultrasound Foetal Transducer - comp w/ Bionet - Uterine Contractions		Ultrasound Foetal Transducer - comp w/ Bionet - UC	Bionet "
"	TNC-DS019		TNC-DS019	https://www.medten.com/product/9479	Replacement	Reusable	Medline	Reusable DVT Sleeves	Accessories	Medline Reusable DVT Sleeve MDS601L2	Reusable Medline Reusable DVT Sleeve MDS601L2	Woolen fabric composite with spong",Single-bladder,Calf,"18-22"" calf circumference"," Size L	Medline Reusable DVT Sleeve MDS601L2Woolen fabric composite with spong",Single-bladder,Calf,"18-22"" calf circumference"," Size L	2	0				Ultrasound Foetal Transducer - comp w/ Bionet - Uterine Contractions		Ultrasound Foetal Transducer - comp w/ Bionet - UC	Bionet "
"	TNC-DS020		TNC-DS020	https://www.medten.com/product/9480	Replacement	Reusable	Medline	Reusable DVT Sleeves	Accessories	Medline Reusable DVT Sleeve MDS601B2	Reusable Medline Reusable DVT Sleeve MDS601B2	Woolen fabric composite with spong",Single-bladder,Calf,"22-32"" calf circumference"," Size XL	Medline Reusable DVT Sleeve MDS601B2Woolen fabric composite with spong",Single-bladder,Calf,"22-32"" calf circumference"," Size XL	2	0				Ultrasound Foetal Transducer - comp w/ Bionet - Uterine Contractions		Ultrasound Foetal Transducer - comp w/ Bionet - UC	Bionet "
"	TNC-DS021		TNC-DS021	https://www.medten.com/product/9481	Replacement	Reusable	Medline	Reusable DVT Sleeves	Accessories	Medline Reusable DVT Sleeve MDS630S2	Reusable Medline Reusable DVT Sleeve MDS630S2	Woolen fabric composite with spong"," Single-bladder"," Thigh"," up to 22"" thigh circumference"," Size S	Medline Reusable DVT Sleeve MDS630S2Woolen fabric composite with spong"," Single-bladder"," Thigh"," up to 22"" thigh circumference"," Size S	2	0				Ultrasound Foetal Transducer - comp w/ Bionet - Uterine Contractions		Ultrasound Foetal Transducer - comp w/ Bionet - UC	Bionet "
"	TNC-DS022		TNC-DS022	https://www.medten.com/product/9482	Replacement	Reusable	Medline	Reusable DVT Sleeves	Accessories	Medline Reusable DVT Sleeve MDS630M2	Reusable Medline Reusable DVT Sleeve MDS630M2	Woolen fabric composite with spong",Single-bladder,Thigh,"22-29"" thigh circumference"," Size M	Medline Reusable DVT Sleeve MDS630M2Woolen fabric composite with spong",Single-bladder,Thigh,"22-29"" thigh circumference"," Size M	2	0				Ultrasound Foetal Transducer - comp w/ Bionet - Uterine Contractions		Ultrasound Foetal Transducer - comp w/ Bionet - UC	Bionet "
"	TNC-DS023		TNC-DS023	https://www.medten.com/product/9483	Replacement	Reusable	Medline	Reusable DVT Sleeves	Accessories	Medline Reusable DVT Sleeve MDS630L2	Reusable Medline Reusable DVT Sleeve MDS630L2	Woolen fabric composite with spong",Single-bladder,Thigh,"29-36"" thigh circumference"," Size L	Medline Reusable DVT Sleeve MDS630L2Woolen fabric composite with spong",Single-bladder,Thigh,"29-36"" thigh circumference"," Size L	2	0				Ultrasound Foetal Transducer - comp w/ Bionet - Uterine Contractions		Ultrasound Foetal Transducer - comp w/ Bionet - UC	Bionet "
"	TNC-DS024		TNC-DS024	https://www.medten.com/product/9484	Replacement	Reusable	Medline	Reusable DVT Sleeves	Accessories	Medline Reusable DVT Sleeve MDS630B2	Reusable Medline Reusable DVT Sleeve MDS630B2	Woolen fabric composite with spong",Single-bladder,Thigh,"36-42"" thigh circumference"," Size XL	Medline Reusable DVT Sleeve MDS630B2Woolen fabric composite with spong",Single-bladder,Thigh,"36-42"" thigh circumference"," Size XL	2	0				Ultrasound Foetal Transducer - comp w/ Bionet - Uterine Contractions		Ultrasound Foetal Transducer - comp w/ Bionet - UC	Bionet "
"	TNC-DS025		TNC-DS025	https://www.medten.com/product/9485	Replacement	Reusable	Medline	Reusable DVT Sleeves	Accessories	Medline Reusable DVT Sleeve MDS6202	Reusable Medline Reusable DVT Sleeve MDS6202	Woolen fabric composite with spong"," Single-bladder"," Foot"," up to 13"" foot circumference"," Size M	Medline Reusable DVT Sleeve MDS6202Woolen fabric composite with spong"," Single-bladder"," Foot"," up to 13"" foot circumference"," Size M	2	0				Ultrasound Foetal Transducer - comp w/ Bionet - Uterine Contractions		Ultrasound Foetal Transducer - comp w/ Bionet - UC	Bionet "
"	TNC-DS026		TNC-DS026	https://www.medten.com/product/9486	Replacement	Reusable	Medline	Reusable DVT Sleeves	Accessories	Medline Reusable DVT Sleeve MDS620L2	Reusable Medline Reusable DVT Sleeve MDS620L2	Woolen fabric composite with spong",Single-bladder,Foot,"13-16"" foot circumference"," Size L	Medline Reusable DVT Sleeve MDS620L2Woolen fabric composite with spong",Single-bladder,Foot,"13-16"" foot circumference"," Size L	2	0				Ultrasound Foetal Transducer - comp w/ Bionet - Uterine Contractions		Ultrasound Foetal Transducer - comp w/ Bionet - UC	Bionet "
"	TNC-DS027		TNC-DS027	https://www.medten.com/product/9487	Replacement	Reusable	Medline	Reusable DVT Sleeves	Accessories	Medline Reusable DVT Sleeve MDS601PSQ	Reusable Medline Reusable DVT Sleeve MDS601PSQ	Woolen fabric composite with spong"," Triple-bladder"," Calf"," up to 12"" calf circumference"," Size S	Medline Reusable DVT Sleeve MDS601PSQWoolen fabric composite with spong"," Triple-bladder"," Calf"," up to 12"" calf circumference"," Size S	2	0				Ultrasound Foetal Transducer - comp w/ Bionet - Uterine Contractions		Ultrasound Foetal Transducer - comp w/ Bionet - UC	Bionet "
"	TNC-DS029		TNC-DS029	https://www.medten.com/product/9489	Replacement	Reusable	Medline	Reusable DVT Sleeves	Accessories	Medline Reusable DVT Sleeve MDS601LSQ	Reusable Medline Reusable DVT Sleeve MDS601LSQ	Woolen fabric composite with spong",Triple-bladder,Calf,"18-22"" calf circumference"," Size L	Medline Reusable DVT Sleeve MDS601LSQWoolen fabric composite with spong",Triple-bladder,Calf,"18-22"" calf circumference"," Size L	2	0				Ultrasound Foetal Transducer - comp w/ Bionet - Uterine Contractions		Ultrasound Foetal Transducer - comp w/ Bionet - UC	Bionet "
"	TNC-DS030		TNC-DS030	https://www.medten.com/product/9490	Replacement	Reusable	Medline	Reusable DVT Sleeves	Accessories	Medline Reusable DVT Sleeve MDS601BSQ	Reusable Medline Reusable DVT Sleeve MDS601BSQ	Woolen fabric composite with spong",Triple-bladder,Calf,"22-32"" calf circumference"," Size XL	Medline Reusable DVT Sleeve MDS601BSQWoolen fabric composite with spong",Triple-bladder,Calf,"22-32"" calf circumference"," Size XL	2	0				Ultrasound Foetal Transducer - comp w/ Bionet - Uterine Contractions		Ultrasound Foetal Transducer - comp w/ Bionet - UC	Bionet "
"	TNC-DS031		TNC-DS031	https://www.medten.com/product/9491	Replacement	Reusable	Medline	Reusable DVT Sleeves	Accessories	Medline Reusable DVT Sleeve MDS630SSQ	Reusable Medline Reusable DVT Sleeve MDS630SSQ	Woolen fabric composite with spong"," Triple-bladder"," Thigh"," up to 22"" thigh circumference"," Size S	Medline Reusable DVT Sleeve MDS630SSQWoolen fabric composite with spong"," Triple-bladder"," Thigh"," up to 22"" thigh circumference"," Size S	2	0				Ultrasound Foetal Transducer - comp w/ Bionet - Uterine Contractions		Ultrasound Foetal Transducer - comp w/ Bionet - UC	Bionet "
"	TNC-DS032		TNC-DS032	https://www.medten.com/product/9493	Replacement	Reusable	Medline	Reusable DVT Sleeves	Accessories	Medline Reusable DVT Sleeve MDS630MSQ	Reusable Medline Reusable DVT Sleeve MDS630MSQ	Woolen fabric composite with spong",Triple-bladder,Thigh,"22-29"" thigh circumference"," Size M	Medline Reusable DVT Sleeve MDS630MSQWoolen fabric composite with spong",Triple-bladder,Thigh,"22-29"" thigh circumference"," Size M	2	0				Ultrasound Foetal Transducer - comp w/ Bionet - Uterine Contractions		Ultrasound Foetal Transducer - comp w/ Bionet - UC	Bionet "
"	TNC-DS033		TNC-DS033	https://www.medten.com/product/9494	Replacement	Reusable	Medline	Reusable DVT Sleeves	Accessories	Medline Reusable DVT Sleeve MDS630LSQ	Reusable Medline Reusable DVT Sleeve MDS630LSQ	Woolen fabric composite with spong",Triple-bladder,Thigh,"29-36"" thigh circumference"," Size L	Medline Reusable DVT Sleeve MDS630LSQWoolen fabric composite with spong",Triple-bladder,Thigh,"29-36"" thigh circumference"," Size L	2	0				Ultrasound Foetal Transducer - comp w/ Bionet - Uterine Contractions		Ultrasound Foetal Transducer - comp w/ Bionet - UC	Bionet "
"	TNC-DS034		TNC-DS034	https://www.medten.com/product/9495	Replacement	Reusable	Medline	Reusable DVT Sleeves	Accessories	Medline Reusable DVT Sleeve MDS630BSQ	Reusable Medline Reusable DVT Sleeve MDS630BSQ	Woolen fabric composite with spong",Triple-bladder,Thigh,"36-42"" thigh circumference"," Size XL	Medline Reusable DVT Sleeve MDS630BSQWoolen fabric composite with spong",Triple-bladder,Thigh,"36-42"" thigh circumference"," Size XL	2	0				Ultrasound Foetal Transducer - comp w/ Bionet - Uterine Contractions		Ultrasound Foetal Transducer - comp w/ Bionet - UC	Bionet "
"	TNC-DS035		TNC-DS035	https://www.medten.com/product/9496	Replacement	Reusable	Medline	Reusable DVT Sleeves	Accessories	Medline Reusable DVT Sleeve MDS620SQ	Reusable Medline Reusable DVT Sleeve MDS620SQ	Woolen fabric composite with spong"," Triple-bladder"," Foot"," up to 13"" foot circumference"," Size M	Medline Reusable DVT Sleeve MDS620SQWoolen fabric composite with spong"," Triple-bladder"," Foot"," up to 13"" foot circumference"," Size M	2	0				Ultrasound Foetal Transducer - comp w/ Bionet - Uterine Contractions		Ultrasound Foetal Transducer - comp w/ Bionet - UC	Bionet "
"	TNC-DS036		TNC-DS036	https://www.medten.com/product/9497	Replacement	Reusable	Medline	Reusable DVT Sleeves	Accessories	Medline Reusable DVT Sleeve MDS620LSQ	Reusable Medline Reusable DVT Sleeve MDS620LSQ	Woolen fabric composite with spong",Triple-bladder,Foot,"13-16"" foot circumference"," Size L	Medline Reusable DVT Sleeve MDS620LSQWoolen fabric composite with spong",Triple-bladder,Foot,"13-16"" foot circumference"," Size L	2	0				Ultrasound Foetal Transducer - comp w/ Bionet - Uterine Contractions		Ultrasound Foetal Transducer - comp w/ Bionet - UC	Bionet "
"	TNC-DS037		TNC-DS037	https://www.medten.com/product/9498	Replacement	Disposable	Medline	Disposable DVT Sleeves	Accessories	Medline Disposable DVT Sleeve MDS601PSQHFE	Disposable Medline Disposable DVT Sleeve MDS601PSQHFE	Non-woven"," Triple-bladder"," Calf"," up to 12"" calf circumference"," Size S	Medline Disposable DVT Sleeve MDS601PSQHFENon-woven"," Triple-bladder"," Calf"," up to 12"" calf circumference"," Size S	2	0				Ultrasound Foetal Transducer - comp w/ Bionet - Uterine Contractions		Ultrasound Foetal Transducer - comp w/ Bionet - UC	Bionet "
"	TNC-DS038		TNC-DS038	https://www.medten.com/product/9499	Replacement	Disposable	Medline	Disposable DVT Sleeves	Accessories	Medline Disposable DVT Sleeve MDS601MSQHFE	Disposable Medline Disposable DVT Sleeve MDS601MSQHFE	Non-woven",Triple-bladder,Calf,"12-18"" calf circumference"," Size M	Medline Disposable DVT Sleeve MDS601MSQHFENon-woven",Triple-bladder,Calf,"12-18"" calf circumference"," Size M	2	0				Ultrasound Foetal Transducer - comp w/ Bionet - Uterine Contractions		Ultrasound Foetal Transducer - comp w/ Bionet - UC	Bionet "
"	TNC-DS039		TNC-DS039	https://www.medten.com/product/9500	Replacement	Disposable	Medline	Disposable DVT Sleeves	Accessories	Medline Disposable DVT Sleeve MDS601LSQHFE	Disposable Medline Disposable DVT Sleeve MDS601LSQHFE	Non-woven",Triple-bladder,Calf,"18-22"" calf circumference"," Size L	Medline Disposable DVT Sleeve MDS601LSQHFENon-woven",Triple-bladder,Calf,"18-22"" calf circumference"," Size L	2	0				Ultrasound Foetal Transducer - comp w/ Bionet - Uterine Contractions		Ultrasound Foetal Transducer - comp w/ Bionet - UC	Bionet "
"	TNC-DS040		TNC-DS040	https://www.medten.com/product/9501	Replacement	Disposable	Medline	Disposable DVT Sleeves	Accessories	Medline Disposable DVT Sleeve MDS601BSQHFE	Disposable Medline Disposable DVT Sleeve MDS601BSQHFE	Non-woven",Triple-bladder,Calf,"22-32"" calf circumference"," Size XL	Medline Disposable DVT Sleeve MDS601BSQHFENon-woven",Triple-bladder,Calf,"22-32"" calf circumference"," Size XL	2	0				Ultrasound Foetal Transducer - comp w/ Bionet - Uterine Contractions		Ultrasound Foetal Transducer - comp w/ Bionet - UC	Bionet "
"	TNC-DT001		TNC-DT001	https://www.medten.com/product/9502	Replacement	Reusable	Covidien	DVT Tubing	Accessories	Covidien DVT Tubing 9528	Reusable Covidien DVT Tubing 9528	Reusable",PVC,Triple-bladder,"2 meters	Covidien DVT Tubing 9528Reusable",PVC,Triple-bladder,"2 meters	1	0				Ultrasound Foetal Transducer - comp w/ Bionet - Uterine Contractions		Ultrasound Foetal Transducer - comp w/ Bionet - UC	Bionet "
"	TNC-DT002		TNC-DT002	https://www.medten.com/product/9503	Replacement	Reusable	Medline	Reusable DVT Sleeves	Accessories	Medline DVT Tubing MDS610SD	Reusable Medline DVT Tubing MDS610SD	Reusable",PVC,Single-bladder,"1.5 meters	Medline DVT Tubing MDS610SDReusable",PVC,Single-bladder,"1.5 meters	1	0				Ultrasound Foetal Transducer - comp w/ Bionet - Uterine Contractions		Ultrasound Foetal Transducer - comp w/ Bionet - UC	Bionet "
"	KLN-034-06B		KLN-034-06B	https://www.medten.com/product/9504	Replacement	Reusable	Alaris	Infusion Pump Parts	Parts	LVP door latch Pivot screw TC10005634	Reusable LVP door latch Pivot screw TC10005634	For Alaris 8100	LVP door latch Pivot screw TC10005634 For Alaris 8100	1	6				Ultrasound Foetal Transducer - comp w/ Bionet - Uterine Contractions		Ultrasound Foetal Transducer - comp w/ Bionet - UC	Bionet "
"	EL-MRS5-90(150)S-I		EL-MRS5-90(150)S-I	https://www.medten.com/product/9508	Replacement	Reusable	Mindray	ECG Leadwires	Accessories	Mindray ECG Leadwire 009-004730-00	Reusable Mindray ECG Leadwire 009-004730-00	Replacement: Mindray"," 1.5m"," IEC	Mindray ECG Leadwire 009-004730-00"," Mindray"," 1.5m"," IEC	1	6				Ultrasound Foetal Transducer - comp w/ Bionet - Uterine Contractions		Ultrasound Foetal Transducer - comp w/ Bionet - UC	Bionet "
"	KLN-039-14		KLN-039-14	https://www.medten.com/product/9509	Replacement	Reusable	Philips	Telemetry Parts	Parts	Philips MP5 Front Bezel Assembly With 4 wire Touch Glass 451261018981	Reusable Philips MP5 Front Bezel Assembly With 4 wire Touch Glass 451261018981	for Philips MP5	Philips MP5 Front Bezel Assembly With 4 wire Touch Glass 451261018981 for Philips MP5	1	6				Ultrasound Foetal Transducer - comp w/ Bionet - Uterine Contractions		Ultrasound Foetal Transducer - comp w/ Bionet - UC	Bionet "
"	KLN-039-15		KLN-039-15	https://www.medten.com/product/9510	Replacement	Reusable	Philips	Telemetry Parts	Parts	Philips MP5 Front Bezel Assembly With 5 wire Touch Glass 453564315151	Reusable Philips MP5 Front Bezel Assembly With 5 wire Touch Glass 453564315151	for Philips MP5	Philips MP5 Front Bezel Assembly With 5 wire Touch Glass 453564315151 for Philips MP5	1	6				Ultrasound Foetal Transducer - comp w/ Bionet - Uterine Contractions		Ultrasound Foetal Transducer - comp w/ Bionet - UC	Bionet "
"	KLN-039-16		KLN-039-16	https://www.medten.com/product/9511	Replacement	Reusable		Telemetry Parts	Parts	Philips MP5 Front Bezel	Reusable Philips MP5 Front Bezel	for Philips MP5	Philips MP5 Front Bezel for Philips MP5	1	6				Ultrasound Foetal Transducer - comp w/ Bionet - Uterine Contractions		Ultrasound Foetal Transducer - comp w/ Bionet - UC	Bionet "
"	EL-TM3-60S-I		EL-TM3-60S-I	https://www.medten.com/product/9515	Replacement	Reusable	Mindray	ECG Leadwires	Accessories	Mindray ECG Leadwire 009-004768-00	Reusable Mindray ECG Leadwire 009-004768-00	Replacement: 3 lead"," Mindray"," Snap"," 0.6m"," IEC	Mindray ECG Leadwire 009-004768-00"," 3 lead"," Mindray"," Snap"," 0.6m"," IEC	1	6				Ultrasound Foetal Transducer - comp w/ Bionet - Uterine Contractions		Ultrasound Foetal Transducer - comp w/ Bionet - UC	Bionet "
"	EL-TM3-60G-I		EL-TM3-60G-I	https://www.medten.com/product/9516	Replacement	Reusable	Mindray	ECG Leadwires	Accessories	Mindray ECG Leadwire 009-004774-00	Reusable Mindray ECG Leadwire 009-004774-00	Replacement: 3 lead"," Mindray"," Grabber"," 0.6m"," IEC	Mindray ECG Leadwire 009-004774-00"," 3 lead"," Mindray"," Grabber"," 0.6m"," IEC	1	6				Ultrasound Foetal Transducer - comp w/ Bionet - Uterine Contractions		Ultrasound Foetal Transducer - comp w/ Bionet - UC	Bionet "
"	ELD-TM3-60S-I		ELD-TM3-60S-I	https://www.medten.com/product/9518	Replacement	Disposable	Mindray	ECG Leadwires	Accessories	Mindray ECG Leadwire 009-004780-00	Disposable Mindray ECG Leadwire 009-004780-00	Replacement: 3 lead"," Mindray"," Snap"," 0.6m"," IEC	Mindray ECG Leadwire 009-004780-00"," 3 lead"," Mindray"," Snap"," 0.6m"," IEC	1	6				Ultrasound Foetal Transducer - comp w/ Bionet - Uterine Contractions		Ultrasound Foetal Transducer - comp w/ Bionet - UC	Bionet "
"	EL-TM5-60S-I		EL-TM5-60S-I	https://www.medten.com/product/9521	Replacement	Reusable	Mindray	ECG Leadwires	Accessories	Mindray ECG Leadwire 009-004784-00	Reusable Mindray ECG Leadwire 009-004784-00	Replacement: 5 lead"," Mindray"," Snap"," 0.6m"," IEC	Mindray ECG Leadwire 009-004784-00"," 5 lead"," Mindray"," Snap"," 0.6m"," IEC	1	6				Ultrasound Foetal Transducer - comp w/ Bionet - Uterine Contractions		Ultrasound Foetal Transducer - comp w/ Bionet - UC	Bionet "
"	EL-TM5-60G-I		EL-TM5-60G-I	https://www.medten.com/product/9522	Replacement	Reusable	Mindray	ECG Leadwires	Accessories	Mindray ECG Leadwire 009-004788-00	Reusable Mindray ECG Leadwire 009-004788-00	Replacement: 5 lead"," Mindray"," Grabber"," 0.6m"," IEC	Mindray ECG Leadwire 009-004788-00"," 5 lead"," Mindray"," Grabber"," 0.6m"," IEC	1	6				Ultrasound Foetal Transducer - comp w/ Bionet - Uterine Contractions		Ultrasound Foetal Transducer - comp w/ Bionet - UC	Bionet "
"	EL-TM6-60G-I		EL-TM6-60G-I	https://www.medten.com/product/9527	Replacement	Reusable	Mindray	ECG Leadwires	Accessories	Mindray ECG Leadwire 009-004800-00	Reusable Mindray ECG Leadwire 009-004800-00	Replacement: 6 lead"," Mindray"," Grabber"," 0.6m"," IEC	Mindray ECG Leadwire 009-004800-00"," 6 lead"," Mindray"," Grabber"," 0.6m"," IEC	1	6				Ultrasound Foetal Transducer - comp w/ Bionet - Uterine Contractions		Ultrasound Foetal Transducer - comp w/ Bionet - UC	Bionet "
"	EL-TM6-60S-I		EL-TM6-60S-I	https://www.medten.com/product/9528	Replacement	Reusable	Mindray	ECG Leadwires	Accessories	Mindray ECG Leadwire 009-004796-00	Reusable Mindray ECG Leadwire 009-004796-00	Replacement: 6 lead"," Mindray"," Snap"," 0.6m"," IEC	Mindray ECG Leadwire 009-004796-00"," 6 lead"," Mindray"," Snap"," 0.6m"," IEC	1	6				Ultrasound Foetal Transducer - comp w/ Bionet - Uterine Contractions		Ultrasound Foetal Transducer - comp w/ Bionet - UC	Bionet "
"	TNC-PU018		TNC-PU018	https://www.medten.com/product/9533	Replacement	Reusable	Mindray	Monitor/Module Parts	Parts	Mindray NIBP PUMP SEVICE KIT	Reusable Mindray NIBP PUMP SEVICE KIT	12VDC with 120mm wire and connector	Mindray NIBP PUMP SEVICE KIT 12VDC with 120mm wire and connector	1	1				Ultrasound Foetal Transducer - comp w/ Bionet - Uterine Contractions		Ultrasound Foetal Transducer - comp w/ Bionet - UC	Bionet "
"	TNC-PU017		TNC-PU017	https://www.medten.com/product/9534	Replacement	Reusable	OKEN SEIKO	Monitor/Module Parts	Parts	NIBP Air Pump for Welch Allyn Connex Spot Monitor	Reusable NIBP Air Pump for Welch Allyn Connex Spot Monitor	6VDC	NIBP Air Pump for Welch Allyn Connex Spot Monitor 6VDC	1	1				Ultrasound Foetal Transducer - comp w/ Bionet - Uterine Contractions		Ultrasound Foetal Transducer - comp w/ Bionet - UC	Bionet "
"	EKL-PWB4-B-A		EKL-PWB4-B-A	https://www.medten.com/product/9536	Replacement	Reusable	Philips	ECG Leadwires	Accessories	Limb Lead Set-Diagnostic ECG 989803151711	Reusable Limb Lead Set-Diagnostic ECG 989803151711	4-lead set for PageWriter TC series Cardiographs	Limb Lead Set-Diagnostic ECG 9898031517114-lead set for PageWriter TC series Cardiographs	Set	6				Ultrasound Foetal Transducer - comp w/ Bionet - Uterine Contractions		Ultrasound Foetal Transducer - comp w/ Bionet - UC	Bionet "
"	OBS-DE/P(303A5031)		OBS-DE/P(303A5031)	https://www.medten.com/product/9537	Replacement	Disposable	Philips	Defibrillator Electrodes	Accessories	Defibrillation Electrode"," Philips M3716A	Disposable Defibrillation Electrode"," Philips M3716A	ELECTRODES EORDEFIBRILLATION PACINGMONITORING CARDIOVERSION	Defibrillation Electrode"," Philips M3716AELECTRODES EORDEFIBRILLATION PACINGMONITORING CARDIOVERSION	1	12				Ultrasound Foetal Transducer - comp w/ Bionet - Uterine Contractions		Ultrasound Foetal Transducer - comp w/ Bionet - UC	Bionet "
"	OBS-DE/P(303A5030)		OBS-DE/P(303A5030)	https://www.medten.com/product/9538	Replacement	Disposable	Philips	Defibrillator Electrodes	Accessories	Defibrillation Electrode"," Philips 989803149981",989803158211,"989803139261	Disposable Defibrillation Electrode"," Philips 989803149981",989803158211,"989803139261	ELECTRODES EORDEFIBRILLATION PACINGMONITORING CARDIOVERSION	Defibrillation Electrode"," Philips 989803149981",989803158211,"989803139261ELECTRODES EORDEFIBRILLATION PACINGMONITORING CARDIOVERSION	1	12				Ultrasound Foetal Transducer - comp w/ Bionet - Uterine Contractions		Ultrasound Foetal Transducer - comp w/ Bionet - UC	Bionet "
"	OBS-DE/P(303A5035)		OBS-DE/P(303A5035)	https://www.medten.com/product/9539	Replacement	Disposable	Mindray	Defibrillator Electrodes	Accessories	Defibrillation Electrode"," Mindray MR60/61	Disposable Defibrillation Electrode"," Mindray MR60/61	ELECTRODES EORDEFIBRILLATION PACINGMONITORING CARDIOVERSION	Defibrillation Electrode"," Mindray MR60/61ELECTRODES EORDEFIBRILLATION PACINGMONITORING CARDIOVERSION	1	12				Ultrasound Foetal Transducer - comp w/ Bionet - Uterine Contractions		Ultrasound Foetal Transducer - comp w/ Bionet - UC	Bionet "
"	OBS-DE/P(303A3025)		OBS-DE/P(303A3025)	https://www.medten.com/product/9540	Replacement	Disposable	Nihon Kohden	Defibrillator Electrodes	Accessories	Defibrillation Electrode Nihon Kohden P-740K	Disposable Defibrillation Electrode Nihon Kohden P-740K	ELECTRODES EORDEFIBRILLATION PACINGMONITORING CARDIOVERSION	Defibrillation Electrode Nihon Kohden P-740KELECTRODES EORDEFIBRILLATION PACINGMONITORING CARDIOVERSION	1	12				Ultrasound Foetal Transducer - comp w/ Bionet - Uterine Contractions		Ultrasound Foetal Transducer - comp w/ Bionet - UC	Bionet "
"	OBS-DE/P(303A4530)		OBS-DE/P(303A4530)	https://www.medten.com/product/9541	Replacement	Disposable	Nihon Kohden	Defibrillator Electrodes	Accessories	Defibrillation Electrode"," Nihon Kohden	Disposable Defibrillation Electrode"," Nihon Kohden	ELECTRODES EORDEFIBRILLATION PACINGMONITORING CARDIOVERSION	Defibrillation Electrode"," Nihon KohdenELECTRODES EORDEFIBRILLATION PACINGMONITORING CARDIOVERSION	1	12				Ultrasound Foetal Transducer - comp w/ Bionet - Uterine Contractions		Ultrasound Foetal Transducer - comp w/ Bionet - UC	Bionet "
"	OBS-DE/P(303A2545)		OBS-DE/P(303A2545)	https://www.medten.com/product/9542	Replacement	Disposable	M&B	Defibrillator Electrodes	Accessories	Defibrillation Electrode"," M&B MB-AED7000-ELA	Disposable Defibrillation Electrode"," M&B MB-AED7000-ELA	ELECTRODES EORDEFIBRILLATION PACINGMONITORING CARDIOVERSION	Defibrillation Electrode"," M&B MB-AED7000-ELAELECTRODES EORDEFIBRILLATION PACINGMONITORING CARDIOVERSION	1	12				Ultrasound Foetal Transducer - comp w/ Bionet - Uterine Contractions		Ultrasound Foetal Transducer - comp w/ Bionet - UC	Bionet "
"	OBS-DE/P(303A6030)		OBS-DE/P(303A6030)	https://www.medten.com/product/9543	Replacement	Disposable	Zoll	Defibrillator Electrodes	Accessories	Defibrillation Electrode"," ZOLL8900-0802-01	Disposable Defibrillation Electrode"," ZOLL8900-0802-01	ELECTRODES EORDEFIBRILLATION PACINGMONITORING CARDIOVERSION	Defibrillation Electrode"," ZOLL8900-0802-01ELECTRODES EORDEFIBRILLATION PACINGMONITORING CARDIOVERSION	1	12				Ultrasound Foetal Transducer - comp w/ Bionet - Uterine Contractions		Ultrasound Foetal Transducer - comp w/ Bionet - UC	Bionet "
"	OBS-DE/P(303A1525)		OBS-DE/P(303A1525)	https://www.medten.com/product/9544	Replacement	Disposable	Powerheart	Defibrillator Electrodes	Accessories	Defibrillation Electrode"," Powerheart9131	Disposable Defibrillation Electrode"," Powerheart9131	ELECTRODES EORDEFIBRILLATION PACINGMONITORING CARDIOVERSION	Defibrillation Electrode"," Powerheart9131ELECTRODES EORDEFIBRILLATION PACINGMONITORING CARDIOVERSION	1	12				Ultrasound Foetal Transducer - comp w/ Bionet - Uterine Contractions		Ultrasound Foetal Transducer - comp w/ Bionet - UC	Bionet "
"	OBS-DE/P(303A2060)		OBS-DE/P(303A2060)	https://www.medten.com/product/9545	Replacement	Disposable	Metrax Primedic	Defibrillator Electrodes	Accessories	Defibrillation Electrode"," Metrax Primedic97796	Disposable Defibrillation Electrode"," Metrax Primedic97796	ELECTRODES EORDEFIBRILLATION PACINGMONITORING CARDIOVERSION	Defibrillation Electrode"," Metrax Primedic97796ELECTRODES EORDEFIBRILLATION PACINGMONITORING CARDIOVERSION	1	12				Ultrasound Foetal Transducer - comp w/ Bionet - Uterine Contractions		Ultrasound Foetal Transducer - comp w/ Bionet - UC	Bionet "
"	OBS-DE/P(303A4531)		OBS-DE/P(303A4531)	https://www.medten.com/product/9546	Replacement	Disposable	Nihon Kohden	Defibrillator Electrodes	Accessories	Defibrillation Electrode"," Nihon Kohden P-711	Disposable Defibrillation Electrode"," Nihon Kohden P-711	ELECTRODES EORDEFIBRILLATION PACINGMONITORING CARDIOVERSION	Defibrillation Electrode"," Nihon Kohden P-711ELECTRODES EORDEFIBRILLATION PACINGMONITORING CARDIOVERSION	1	12				Ultrasound Foetal Transducer - comp w/ Bionet - Uterine Contractions		Ultrasound Foetal Transducer - comp w/ Bionet - UC	Bionet "
"	OBS-DE/P(303A7035)		OBS-DE/P(303A7035)	https://www.medten.com/product/9547	Replacement	Disposable	CU Medical	Defibrillator Electrodes	Accessories	Defibrillation Electrode"," CU Medical Systems "," inc	Disposable Defibrillation Electrode"," CU Medical Systems "," inc	ELECTRODES EORDEFIBRILLATION PACINGMONITORING CARDIOVERSION	Defibrillation Electrode"," CU Medical Systems "," incELECTRODES EORDEFIBRILLATION PACINGMONITORING CARDIOVERSION	1	12				Ultrasound Foetal Transducer - comp w/ Bionet - Uterine Contractions		Ultrasound Foetal Transducer - comp w/ Bionet - UC	Bionet "
"	OBS-DE/P(303A4525)		OBS-DE/P(303A4525)	https://www.medten.com/product/9548	Replacement	Disposable	Schiller	Defibrillator Electrodes	Accessories	Defibrillation Electrode"," SCHILLER 0-21-0020	Disposable Defibrillation Electrode"," SCHILLER 0-21-0020	ELECTRODES EORDEFIBRILLATION PACINGMONITORING CARDIOVERSION	Defibrillation Electrode"," SCHILLER 0-21-0020ELECTRODES EORDEFIBRILLATION PACINGMONITORING CARDIOVERSION	1	12				Ultrasound Foetal Transducer - comp w/ Bionet - Uterine Contractions		Ultrasound Foetal Transducer - comp w/ Bionet - UC	Bionet "
"	OBS-DE/P(303A4526)		OBS-DE/P(303A4526)	https://www.medten.com/product/9549	Replacement	Disposable	Schiller	Defibrillator Electrodes	Accessories	Defibrillation Electrode"," SCHILLER 0-21-0040	Disposable Defibrillation Electrode"," SCHILLER 0-21-0040	ELECTRODES EORDEFIBRILLATION PACINGMONITORING CARDIOVERSION	Defibrillation Electrode"," SCHILLER 0-21-0040ELECTRODES EORDEFIBRILLATION PACINGMONITORING CARDIOVERSION	1	12				Ultrasound Foetal Transducer - comp w/ Bionet - Uterine Contractions		Ultrasound Foetal Transducer - comp w/ Bionet - UC	Bionet "
"	OBS-DE/P(303A4035)		OBS-DE/P(303A4035)	https://www.medten.com/product/9550	Replacement	Disposable	Mediana	Defibrillator Electrodes	Accessories	Defibrillation Electrode"," Mediana A0256"," A0257	Disposable Defibrillation Electrode"," Mediana A0256"," A0257	ELECTRODES EORDEFIBRILLATION PACINGMONITORING CARDIOVERSION	Defibrillation Electrode"," Mediana A0256"," A0257ELECTRODES EORDEFIBRILLATION PACINGMONITORING CARDIOVERSION	1	12				Ultrasound Foetal Transducer - comp w/ Bionet - Uterine Contractions		Ultrasound Foetal Transducer - comp w/ Bionet - UC	Bionet "
"	BPTA-S-G004-09M		BPTA-S-G004-09M	https://www.medten.com/product/9553	Replacement	Reusable	Philips	Sphygmomanometer Parts	Accessories	Bulb and valve kit	Reusable Bulb and valve kit	Grey	Bulb and valve kitGrey	1	6				Ultrasound Foetal Transducer - comp w/ Bionet - Uterine Contractions		Ultrasound Foetal Transducer - comp w/ Bionet - UC	Bionet "
"	KLN-103-01		KLN-103-01	https://www.medten.com/product/9555	Replacement	Reusable	Bio-Med Devices	Blenders/Regulators Parts	Parts	Bio-Med Devices small blender preventative maintance kit	Reusable Bio-Med Devices small blender preventative maintance kit	For overhaul purpose	Bio-Med Devices small blender preventative maintance kit For overhaul purpose	Kit	6				Ultrasound Foetal Transducer - comp w/ Bionet - Uterine Contractions		Ultrasound Foetal Transducer - comp w/ Bionet - UC	Bionet "
"	EKL-PWB4-B-I		EKL-PWB4-B-I	https://www.medten.com/product/9556	Replacement	Reusable	Philips	ECG Leadwires	Accessories	Philips 4-lead limb EKG Leadwire 989803151711	Reusable Philips 4-lead limb EKG Leadwire 989803151711	4-lead set for PageWriter TC series Cardiographs	Philips 4-lead limb EKG Leadwire 9898031517114-lead set for PageWriter TC series Cardiographs	Set	6				Ultrasound Foetal Transducer - comp w/ Bionet - Uterine Contractions		Ultrasound Foetal Transducer - comp w/ Bionet - UC	Bionet "
"6018076	EKC10-KZA-B-I		EKC10-KZA-B-I	https://www.medten.com/product/9563	Replacement	Reusable	Kenz	One-Piece ECG Cables	Accessories	Kenz One-Piece ECG Cable Kenz/ PC-104	Reusable Kenz One-Piece ECG Cable Kenz/ PC-104	Replacement: 10 lead"," 4mm banana"," 2.2m+mixed 0.9m/1.3m"," IEC	Kenz One-Piece ECG Cable Kenz/ PC-104"," 10 lead"," 4mm banana"," 2.2m+mixed 0.9m/1.3m"," IEC	1	12				Ultrasound Foetal Transducer - comp w/ Bionet - Uterine Contractions		Ultrasound Foetal Transducer - comp w/ Bionet - UC	Bionet "
"	7200-458		7200-458	https://www.medten.com/product/9565	Replacement	Reusable	Datrend	Datrend	Accessories	Please type your own Product Title	Reusable Please type your own Product Title	Please type your own Product description.	Please type your own Product TitlePlease type your own Product description.	1	12				Ultrasound Foetal Transducer - comp w/ Bionet - Uterine Contractions		Ultrasound Foetal Transducer - comp w/ Bionet - UC	Bionet "
"	BPH-AD15-57-10		BPH-AD15-57-10	https://www.medten.com/product/9571	Replacement	Reusable	Zoll	NIBP Air Hoses	Accessories	Zoll NIBP Air Hose 8300-0002-02	Reusable Zoll NIBP Air Hose 8300-0002-02	'replacement: Adult/Pediatric"," Double Tube"," 1.5m"," Male submine	Ultrasound Foetal Transducer - comp w/ Bionet - Uterine Contractions		Ultrasound Foetal Transducer - comp w/ Bionet - UC	Bionet "
"		For the models of Zoll Defibrillators/Monitors	Ultrasound Foetal Transducer - comp w/ Bionet - Uterine Contractions		Ultrasound Foetal Transducer - comp w/ Bionet - UC	Bionet "
"		Propaq	Ultrasound Foetal Transducer - comp w/ Bionet - Uterine Contractions		Ultrasound Foetal Transducer - comp w/ Bionet - UC	Bionet "
"		X series	Ultrasound Foetal Transducer - comp w/ Bionet - Uterine Contractions		Ultrasound Foetal Transducer - comp w/ Bionet - UC	Bionet "
"	'Zoll NIBP Air Hose 8300-0002-02replacement: Adult/Pediatric"," Double Tube"," 1.5m"," Male submine	X series Advanced'	'Zoll NIBP Air Hose 8300-0002-02replacement: Adult/Pediatric"," Double Tube"," 1.5m"," Male submine	Ultrasound Foetal Transducer - comp w/ Bionet - Uterine Contractions		Ultrasound Foetal Transducer - comp w/ Bionet - UC	Bionet "
"		For the models of Zoll Defibrillators/Monitors	Ultrasound Foetal Transducer - comp w/ Bionet - Uterine Contractions		Ultrasound Foetal Transducer - comp w/ Bionet - UC	Bionet "
"		Propaq	Ultrasound Foetal Transducer - comp w/ Bionet - Uterine Contractions		Ultrasound Foetal Transducer - comp w/ Bionet - UC	Bionet "
"		X series	Ultrasound Foetal Transducer - comp w/ Bionet - Uterine Contractions		Ultrasound Foetal Transducer - comp w/ Bionet - UC	Bionet "
"	1	X series Advanced'	1	6				Ultrasound Foetal Transducer - comp w/ Bionet - Uterine Contractions		Ultrasound Foetal Transducer - comp w/ Bionet - UC	Bionet "
"	TNC-BA052		TNC-BA052	https://www.medten.com/product/9586	Replacement	Reusable	Cardiac Science	Batteries	Accessories	Replacement battery for Powerheart AED G3	Reusable Replacement battery for Powerheart AED G3	Non-rechargeable"," LiMnO2 battery"," 12V 7.5Ah	Replacement battery for Powerheart AED G3Non-rechargeable"," LiMnO2 battery"," 12V 7.5Ah	1	12				Ultrasound Foetal Transducer - comp w/ Bionet - Uterine Contractions		Ultrasound Foetal Transducer - comp w/ Bionet - UC	Bionet "
"	TNC-BA053		TNC-BA053	https://www.medten.com/product/9587	Replacement	Reusable	Medtronic	Batteries	Accessories	Replacement battery for Medtronic Physio-Control LIFEPAK 20E	Reusable Replacement battery for Medtronic Physio-Control LIFEPAK 20E	Rechargable Li-ion battery"," 11.1V 6.6Ah	Replacement battery for Medtronic Physio-Control LIFEPAK 20ERechargable Li-ion battery"," 11.1V 6.6Ah	1	12				Ultrasound Foetal Transducer - comp w/ Bionet - Uterine Contractions		Ultrasound Foetal Transducer - comp w/ Bionet - UC	Bionet "
"	TNC-BA054		TNC-BA054	https://www.medten.com/product/9588	Replacement	Reusable	Hill-Rom	Batteries	Accessories	Replacement battery for Hill-Rom Bed Affinity 3 4	Reusable Replacement battery for Hill-Rom Bed Affinity 3 4	Rechargeable Sealed Lead Acid battery"," 12V 8Ah	Replacement battery for Hill-Rom Bed Affinity 3 4Rechargeable Sealed Lead Acid battery"," 12V 8Ah	1	12				Ultrasound Foetal Transducer - comp w/ Bionet - Uterine Contractions		Ultrasound Foetal Transducer - comp w/ Bionet - UC	Bionet "
"	TNC-BA055		TNC-BA055	https://www.medten.com/product/9589	Replacement	Reusable	Stryker	Batteries	Accessories	Replacement battery for Stryker Zoom Intouch Critical Care Bed 2141	Reusable Replacement battery for Stryker Zoom Intouch Critical Care Bed 2141	Rechargeable Sealed Lead Acid battery"," 12V 18Ah	Replacement battery for Stryker Zoom Intouch Critical Care Bed 2141Rechargeable Sealed Lead Acid battery"," 12V 18Ah	1	12				Ultrasound Foetal Transducer - comp w/ Bionet - Uterine Contractions		Ultrasound Foetal Transducer - comp w/ Bionet - UC	Bionet "
"	TNC-BA056		TNC-BA056	https://www.medten.com/product/9590	Replacement	Reusable	Hill-Rom	Batteries	Accessories	Replacement battery for Hill-Rom Progressa Bed	Reusable Replacement battery for Hill-Rom Progressa Bed	Rechargeable"," Sealed Lead Acid battery"," 12V 5Ah	Replacement battery for Hill-Rom Progressa BedRechargeable"," Sealed Lead Acid battery"," 12V 5Ah	1	12				Ultrasound Foetal Transducer - comp w/ Bionet - Uterine Contractions		Ultrasound Foetal Transducer - comp w/ Bionet - UC	Bionet "
"	TNC-BA057		TNC-BA057	https://www.medten.com/product/9591	Replacement	Reusable	Stryker	Batteries	Accessories	Replacement battery for Stryker Zoom Bed SM3004	Reusable Replacement battery for Stryker Zoom Bed SM3004	Rechargeable Sealed Lead Acid battery"," 12V 35Ah	Replacement battery for Stryker Zoom Bed SM3004 Rechargeable Sealed Lead Acid battery"," 12V 35Ah	1	12				Ultrasound Foetal Transducer - comp w/ Bionet - Uterine Contractions		Ultrasound Foetal Transducer - comp w/ Bionet - UC	Bionet "
"	TNC-BA058		TNC-BA058	https://www.medten.com/product/9592	Replacement	Reusable	Spacelabs	Batteries	Accessories	Replacement battery for Spacelabs Scout Monitor	Reusable Replacement battery for Spacelabs Scout Monitor	Rechargeable Ni-MH battery"," 12V 2.45Ah	Replacement battery for Spacelabs Scout MonitorRechargeable Ni-MH battery"," 12V 2.45Ah	1	12				Ultrasound Foetal Transducer - comp w/ Bionet - Uterine Contractions		Ultrasound Foetal Transducer - comp w/ Bionet - UC	Bionet "
"	TNC-BA059		TNC-BA059	https://www.medten.com/product/9593	Replacement	Reusable	Hospira	Batteries	Accessories	Replacement battery for Hospira Plum A"," Plum A+","Plum 360	Reusable Replacement battery for Hospira Plum A"," Plum A+","Plum 360	Rechargeable Sealed Lead Acid battery"," 6V 4.5Ah	Replacement battery for Hospira Plum A"," Plum A+","Plum 360Rechargeable Sealed Lead Acid battery"," 6V 4.5Ah	1	12				Ultrasound Foetal Transducer - comp w/ Bionet - Uterine Contractions		Ultrasound Foetal Transducer - comp w/ Bionet - UC	Bionet "
"	TNC-BA060		TNC-BA060	https://www.medten.com/product/9594	Replacement	Reusable	VIASYS	Batteries	Accessories	Replacement battery for Viasys Avea 68339A	Reusable Replacement battery for Viasys Avea 68339A	Rechargeable Ni-MH battery"," 24V 4Ah	Replacement battery for Viasys Avea 68339ARechargeable Ni-MH battery"," 24V 4Ah	1	12				Ultrasound Foetal Transducer - comp w/ Bionet - Uterine Contractions		Ultrasound Foetal Transducer - comp w/ Bionet - UC	Bionet "
"	TNC-BA061		TNC-BA061	https://www.medten.com/product/9595	Replacement	Reusable	GE Healthcare	Batteries	Accessories	Replacement battery for GE B450	Reusable Replacement battery for GE B450	Rechargable Li-ion battery"," 10.8V 3.8Ah	Replacement battery for GE B450Rechargable Li-ion battery"," 10.8V 3.8Ah	1	12				Ultrasound Foetal Transducer - comp w/ Bionet - Uterine Contractions		Ultrasound Foetal Transducer - comp w/ Bionet - UC	Bionet "
"	TNC-BA062		TNC-BA062	https://www.medten.com/product/9596	Replacement	Reusable	GE Healthcare	Batteries	Accessories	Replacement battery for GE CARESCAPE B650 B105 B125	Reusable Replacement battery for GE CARESCAPE B650 B105 B125	Rechargable Li-ion battery"," 11.1V 6.6Ah	Replacement battery for GE CARESCAPE B650 B105 B125Rechargable Li-ion battery"," 11.1V 6.6Ah	1	12				Ultrasound Foetal Transducer - comp w/ Bionet - Uterine Contractions		Ultrasound Foetal Transducer - comp w/ Bionet - UC	Bionet "
"	TNC-BA063		TNC-BA063	https://www.medten.com/product/9597	Replacement	Reusable	Welch Allyn	Batteries	Accessories	Replacement battery for Welch Allyn 72300	Reusable Replacement battery for Welch Allyn 72300	Rechargable Ni-CD battery"," 3.6V 0.75Ah	Replacement battery for Welch Allyn 72300Rechargable Ni-CD battery"," 3.6V 0.75Ah	1	12				Ultrasound Foetal Transducer - comp w/ Bionet - Uterine Contractions		Ultrasound Foetal Transducer - comp w/ Bionet - UC	Bionet "
"	TNC-BA064		TNC-BA064	https://www.medten.com/product/9598	Replacement	Reusable	Baxter	Batteries	Accessories	Replacement battery for Baxter Sigma Spectrum 35724	Reusable Replacement battery for Baxter Sigma Spectrum 35724	Rechargable Li-ion battery"," 7.4V 1.8Ah	Replacement battery for Baxter Sigma Spectrum 35724Rechargable Li-ion battery"," 7.4V 1.8Ah	1	12				Ultrasound Foetal Transducer - comp w/ Bionet - Uterine Contractions		Ultrasound Foetal Transducer - comp w/ Bionet - UC	Bionet "
"	TNC-BA065		TNC-BA065	https://www.medten.com/product/9599	Replacement	Reusable	Philips	Batteries	Accessories	Replacement battery for Philips Intellivue X3"," MX100	Reusable Replacement battery for Philips Intellivue X3"," MX100	Rechargable Li-ion battery"," 10.8V 2.6Ah	Replacement battery for Philips Intellivue X3"," MX100Rechargable Li-ion battery"," 10.8V 2.6Ah	1	12				Ultrasound Foetal Transducer - comp w/ Bionet - Uterine Contractions		Ultrasound Foetal Transducer - comp w/ Bionet - UC	Bionet "
"	TNC-BA066		TNC-BA066	https://www.medten.com/product/9600	Replacement	Reusable	Welch Allyn	Batteries	Accessories	Replacement battery for Welch Allyn Connex 6000 SERIES	Reusable Replacement battery for Welch Allyn Connex 6000 SERIES	Rechargable Li-ion battery"," 11.1V 7.8Ah	Replacement battery for Welch Allyn Connex 6000 SERIESRechargable Li-ion battery"," 11.1V 7.8Ah	1	12				Ultrasound Foetal Transducer - comp w/ Bionet - Uterine Contractions		Ultrasound Foetal Transducer - comp w/ Bionet - UC	Bionet "
"	SA-045RB-30ML		SA-045RB-30ML	https://www.medten.com/product/9601	Replacement	Reusable	Nihon Kohden	SpO2 Adapter Cables	Accessories	Nihon Kohden SpO2 Adapter Cable JL-632P	Reusable Nihon Kohden SpO2 Adapter Cable JL-632P	Replacement: 3.0m"," use with Masimo M LNCS sensor	Nihon Kohden SpO2 Adapter Cable JL-632P"," 3.0m"," use with Masimo M LNCS sensor	1	12				Ultrasound Foetal Transducer - comp w/ Bionet - Uterine Contractions		Ultrasound Foetal Transducer - comp w/ Bionet - UC	Bionet "
"	TNC-BA067		TNC-BA067	https://www.medten.com/product/9602	Replacement	Reusable	Welch Allyn	Batteries	Accessories	Replacement battery for Welch Allyn Connex Spot monitor	Reusable Replacement battery for Welch Allyn Connex Spot monitor	Rechargable Li-ion battery"," 7.4V 3.4Ah	Replacement battery for Welch Allyn Connex Spot monitorRechargable Li-ion battery"," 7.4V 3.4Ah	1	12				Ultrasound Foetal Transducer - comp w/ Bionet - Uterine Contractions		Ultrasound Foetal Transducer - comp w/ Bionet - UC	Bionet "
"	TNC-BA068		TNC-BA068	https://www.medten.com/product/9603	Replacement	Reusable	Cardiette	Batteries	Accessories	Replacement battery for Cardinal Health Kangaroo Joey Feeding Pump	Reusable Replacement battery for Cardinal Health Kangaroo Joey Feeding Pump	Rechargable Li-ion battery"," 3.7V 5.2Ah	Replacement battery for Cardinal Health Kangaroo Joey Feeding PumpRechargable Li-ion battery"," 3.7V 5.2Ah	1	12				Ultrasound Foetal Transducer - comp w/ Bionet - Uterine Contractions		Ultrasound Foetal Transducer - comp w/ Bionet - UC	Bionet "
"	TNC-BA069		TNC-BA069	https://www.medten.com/product/9604	Replacement	Reusable	Covidien	Batteries	Accessories	Replacement battery for ASPECT BIS VISTA MONITORING SYSTEM	Reusable Replacement battery for ASPECT BIS VISTA MONITORING SYSTEM	Rechargable Li-ion battery"," 7.4V 2.6Ah	Replacement battery for ASPECT BIS VISTA MONITORING SYSTEMRechargable Li-ion battery"," 7.4V 2.6Ah	1	12				Ultrasound Foetal Transducer - comp w/ Bionet - Uterine Contractions		Ultrasound Foetal Transducer - comp w/ Bionet - UC	Bionet "
"	TNC-BA070		TNC-BA070	https://www.medten.com/product/9605	Replacement	Reusable	Masimo	Batteries	Accessories	Replacement battery for Masimo Puls oximeter 23794	Reusable Replacement battery for Masimo Puls oximeter 23794	Rechargable Li-ion battery"," 3.7V 3.75Ah	Replacement battery for Masimo Puls oximeter 23794Rechargable Li-ion battery"," 3.7V 3.75Ah	1	12				Ultrasound Foetal Transducer - comp w/ Bionet - Uterine Contractions		Ultrasound Foetal Transducer - comp w/ Bionet - UC	Bionet "
"	TNC-BA071		TNC-BA071	https://www.medten.com/product/9607	Replacement	Reusable	Covidien	Batteries	Accessories	Replacement battery for Covidien N550"," N560	Reusable Replacement battery for Covidien N550"," N560	Rechargeable Ni-MH battery"," 9.6V 3.8Ah	Replacement battery for Covidien N550"," N560Rechargeable Ni-MH battery"," 9.6V 3.8Ah	1	12				Ultrasound Foetal Transducer - comp w/ Bionet - Uterine Contractions		Ultrasound Foetal Transducer - comp w/ Bionet - UC	Bionet "
"	TNC-BA073		TNC-BA073	https://www.medten.com/product/9608	Replacement	Reusable	Biolight	Batteries	Accessories	Replacement battery for Biolight M66"," M8000"," M9000"," M9500	Reusable Replacement battery for Biolight M66"," M8000"," M9000"," M9500	Rechargable Li-ion battery"," 11.1V 2.6Ah	Replacement battery for Biolight M66"," M8000"," M9000"," M9500Rechargable Li-ion battery"," 11.1V 2.6Ah	1	12				Ultrasound Foetal Transducer - comp w/ Bionet - Uterine Contractions		Ultrasound Foetal Transducer - comp w/ Bionet - UC	Bionet "
"	TNC-BA074		TNC-BA074	https://www.medten.com/product/9609	Replacement	Reusable	Biolight	Batteries	Accessories	Replacement battery for Biolight monitor Q5","A6	Reusable Replacement battery for Biolight monitor Q5","A6	Rechargable Li-ion battery"," 11.1V 5.2Ah	Replacement battery for Biolight monitor Q5","A6Rechargable Li-ion battery"," 11.1V 5.2Ah	1	12				Ultrasound Foetal Transducer - comp w/ Bionet - Uterine Contractions		Ultrasound Foetal Transducer - comp w/ Bionet - UC	Bionet "
"	TNC-BA075		TNC-BA075	https://www.medten.com/product/9610	Replacement	Reusable	Biolight	Batteries	Accessories	Biolight Transfer Monitor Battery 12-100-0001	Reusable Biolight Transfer Monitor Battery 12-100-0001	Replacement battery for Biolight A2 A3 A4 A5 A6 A8 Q5 Transfer Monito"," This Rechargable Li-ion battery has a nominal voltage of 3.7V and a rated capacity of 1.8Ah.	Biolight Transfer Monitor Battery 12-100-0001Replacement battery for Biolight A2 A3 A4 A5 A6 A8 Q5 Transfer Monito"," This Rechargable Li-ion battery has a nominal voltage of 3.7V and a rated capacity of 1.8Ah.	1	12				Ultrasound Foetal Transducer - comp w/ Bionet - Uterine Contractions		Ultrasound Foetal Transducer - comp w/ Bionet - UC	Bionet "
"	BPH-AS30-059Z-31		BPH-AS30-059Z-31	https://www.medten.com/product/9612	Replacement	Reusable	Philips	NIBP Air Hoses	Accessories	Philips NIBP Air Hose used with Dinaclick GE cuffs	Reusable Philips NIBP Air Hose used with Dinaclick GE cuffs	Replacement: Adult/Pediatric"," Single Tube"," 3.0m	Philips NIBP Air Hose used with Dinaclick GE cuffs"," Adult/Pediatric"," Single Tube"," 3.0m	1	6				Ultrasound Foetal Transducer - comp w/ Bionet - Uterine Contractions		Ultrasound Foetal Transducer - comp w/ Bionet - UC	Bionet "
"	BPH-AS30-059Z-25		BPH-AS30-059Z-25	https://www.medten.com/product/9613	Replacement	Reusable	Philips	NIBP Air Hoses	Accessories	Philips NIBP Air Hose used with Welch Allyn Cuffs	Reusable Philips NIBP Air Hose used with Welch Allyn Cuffs	Replacement: Adult/Pediatric"," Single Tube"," 3.0m	Philips NIBP Air Hose used with Welch Allyn Cuffs"," Adult/Pediatric"," Single Tube"," 3.0m	1	6				Ultrasound Foetal Transducer - comp w/ Bionet - Uterine Contractions		Ultrasound Foetal Transducer - comp w/ Bionet - UC	Bionet "
"	KLN-096-04		KLN-096-04	https://www.medten.com/product/9614	Replacement	Reusable	GE Healthcare	Telemetry Parts	Parts	Slide Rail with Screws	Reusable Slide Rail with Screws	for GE PDM Module	Slide Rail with Screws for GE PDM Module	Kit	6				Ultrasound Foetal Transducer - comp w/ Bionet - Uterine Contractions		Ultrasound Foetal Transducer - comp w/ Bionet - UC	Bionet "
"	KLN-096-03		KLN-096-03	https://www.medten.com/product/9615	Replacement	Reusable	GE Healthcare	Telemetry Parts	Parts	Holder with Screws	Reusable Holder with Screws	for GE PDM Module	Holder with Screws for GE PDM Module	Kit	6				Ultrasound Foetal Transducer - comp w/ Bionet - Uterine Contractions		Ultrasound Foetal Transducer - comp w/ Bionet - UC	Bionet "
"	KLN-096-02		KLN-096-02	https://www.medten.com/product/9616	Replacement	Reusable	GE Healthcare	Telemetry Parts	Parts	Slide Rail and Holder with Screws	Reusable Slide Rail and Holder with Screws	for GE PDM Module	Slide Rail and Holder with Screws for GE PDM Module	Kit	6				Ultrasound Foetal Transducer - comp w/ Bionet - Uterine Contractions		Ultrasound Foetal Transducer - comp w/ Bionet - UC	Bionet "
"	KLN-096-05		KLN-096-05	https://www.medten.com/product/9617	Replacement	Reusable	GE Healthcare	Telemetry Parts	Parts	Pull Rod Assembly for GE PDM Module	Reusable Pull Rod Assembly for GE PDM Module	for GE PDM Module	Pull Rod Assembly for GE PDM Module for GE PDM Module	Kit	6				Ultrasound Foetal Transducer - comp w/ Bionet - Uterine Contractions		Ultrasound Foetal Transducer - comp w/ Bionet - UC	Bionet "
"	KLN-096-01		KLN-096-01	https://www.medten.com/product/9618	Replacement	Reusable	GE Healthcare	Telemetry Parts	Parts	Slide Rail and Pull tab Assembly Kit with Screws 2031069-004	Reusable Slide Rail and Pull tab Assembly Kit with Screws 2031069-004	for GE PDM Module	Slide Rail and Pull tab Assembly Kit with Screws 2031069-004 for GE PDM Module	Kit	6				Ultrasound Foetal Transducer - comp w/ Bionet - Uterine Contractions		Ultrasound Foetal Transducer - comp w/ Bionet - UC	Bionet "
"	KLN-097-01		KLN-097-01	https://www.medten.com/product/9619	Replacement	Reusable	Philips	Telemetry Parts	Parts	Self-Locking Block	Reusable Self-Locking Block	for Philips 867041 Module	Self-Locking Block for Philips 867041 Module	1	6				Ultrasound Foetal Transducer - comp w/ Bionet - Uterine Contractions		Ultrasound Foetal Transducer - comp w/ Bionet - UC	Bionet "
"	SA-015RB-15RD		SA-015RB-15RD	https://www.medten.com/product/9620	Replacement	Reusable	GE Healthcare	SpO2 Adapter Cables	Accessories	GE Healthcare SpO2 Adapter Cable RD SET GE5	Reusable GE Healthcare SpO2 Adapter Cable RD SET GE5	Replacement: 1.5m"," used with Masimo SET RD sensor	GE Healthcare SpO2 Adapter Cable RD SET GE5"," 1.5m"," used with Masimo SET RD sensor	1	12				Ultrasound Foetal Transducer - comp w/ Bionet - Uterine Contractions		Ultrasound Foetal Transducer - comp w/ Bionet - UC	Bionet "
"	IBP-AM02-MXT40		IBP-AM02-MXT40	https://www.medten.com/product/9621	Replacement	Reusable	Zoll	IBP Adapter Cables	Accessories	Zoll IBP Adapter Cable 8300-0788-01	Reusable Zoll IBP Adapter Cable 8300-0788-01	'Replacement: 4.0m"," use with Abbott/Medex disposable transducer	Ultrasound Foetal Transducer - comp w/ Bionet - Uterine Contractions		Ultrasound Foetal Transducer - comp w/ Bionet - UC	Bionet "
"	'Zoll IBP Adapter Cable 8300-0788-01"," 4.0m"," use with Abbott/Medex disposable transducer	For Zoll/Propag"," X series'	'Zoll IBP Adapter Cable 8300-0788-01"," 4.0m"," use with Abbott/Medex disposable transducer	Ultrasound Foetal Transducer - comp w/ Bionet - Uterine Contractions		Ultrasound Foetal Transducer - comp w/ Bionet - UC	Bionet "
"	1	For Zoll/Propag"," X series'	1	12				Ultrasound Foetal Transducer - comp w/ Bionet - Uterine Contractions		Ultrasound Foetal Transducer - comp w/ Bionet - UC	Bionet "
"	IBP-AM02-EW40		IBP-AM02-EW40	https://www.medten.com/product/9625	Replacement	Reusable	Zoll	IBP Adapter Cables	Accessories	Zoll IBP Adapter Cable 8300-0787-01	Reusable Zoll IBP Adapter Cable 8300-0787-01	'Replacement: 4.0m"," use with Edwards disposable transducer	Ultrasound Foetal Transducer - comp w/ Bionet - Uterine Contractions		Ultrasound Foetal Transducer - comp w/ Bionet - UC	Bionet "
"	'Zoll IBP Adapter Cable 8300-0787-01"," 4.0m"," use with Edwards disposable transducer	For Zoll/Propag"," X series'	'Zoll IBP Adapter Cable 8300-0787-01"," 4.0m"," use with Edwards disposable transducer	Ultrasound Foetal Transducer - comp w/ Bionet - Uterine Contractions		Ultrasound Foetal Transducer - comp w/ Bionet - UC	Bionet "
"	1	For Zoll/Propag"," X series'	1	12				Ultrasound Foetal Transducer - comp w/ Bionet - Uterine Contractions		Ultrasound Foetal Transducer - comp w/ Bionet - UC	Bionet "
"	KLN-019-03		KLN-019-03	https://www.medten.com/product/9634	Replacement	Reusable	Philips	Telemetry Parts	Parts	Side Connector Trim Bezel/Text 453564336581	Reusable Side Connector Trim Bezel/Text 453564336581	'For IntelliVue X2/MP2	Ultrasound Foetal Transducer - comp w/ Bionet - Uterine Contractions		Ultrasound Foetal Transducer - comp w/ Bionet - UC	Bionet "
"	'Side Connector Trim Bezel/Text 453564336581 For IntelliVue X2/MP2	Press+Temp+NBP+Masimo Spo2+ECG'	'Side Connector Trim Bezel/Text 453564336581 For IntelliVue X2/MP2	Ultrasound Foetal Transducer - comp w/ Bionet - Uterine Contractions		Ultrasound Foetal Transducer - comp w/ Bionet - UC	Bionet "
"	1	Press+Temp+NBP+Masimo Spo2+ECG'	1	6				Ultrasound Foetal Transducer - comp w/ Bionet - Uterine Contractions		Ultrasound Foetal Transducer - comp w/ Bionet - UC	Bionet "
"	KLN-019-04		KLN-019-04	https://www.medten.com/product/9635	Replacement	Reusable	Philips	Telemetry Parts	Parts	Side Connector Trim Bezel/Text 453564336591	Reusable Side Connector Trim Bezel/Text 453564336591	'For IntelliVue X2/MP2	Ultrasound Foetal Transducer - comp w/ Bionet - Uterine Contractions		Ultrasound Foetal Transducer - comp w/ Bionet - UC	Bionet "
"	'Side Connector Trim Bezel/Text 453564336591 For IntelliVue X2/MP2	NBP+Masimo Spo2+ECG'	'Side Connector Trim Bezel/Text 453564336591 For IntelliVue X2/MP2	Ultrasound Foetal Transducer - comp w/ Bionet - Uterine Contractions		Ultrasound Foetal Transducer - comp w/ Bionet - UC	Bionet "
"	1	NBP+Masimo Spo2+ECG'	1	6				Ultrasound Foetal Transducer - comp w/ Bionet - Uterine Contractions		Ultrasound Foetal Transducer - comp w/ Bionet - UC	Bionet "
"	KLN-096-06		KLN-096-06	https://www.medten.com/product/9637	Replacement	Reusable	GE Healthcare	Telemetry Parts	Parts	GE PDM battery tray 2016786-002	Reusable GE PDM battery tray 2016786-002	for GE PDM	GE PDM battery tray 2016786-002 for GE PDM	1	6				Ultrasound Foetal Transducer - comp w/ Bionet - Uterine Contractions		Ultrasound Foetal Transducer - comp w/ Bionet - UC	Bionet "
"	M20-F178		M20-F178	https://www.medten.com/product/9638	Replacement	Reusable	GE Healthcare	Telemetry Parts	Parts	Overlay Label (English version)/M1002328	Reusable Overlay Label (English version)/M1002328	for GE F-FM-00 monitor	Overlay Label (English version)/M1002328 for GE F-FM-00 monitor	1	6				Ultrasound Foetal Transducer - comp w/ Bionet - Uterine Contractions		Ultrasound Foetal Transducer - comp w/ Bionet - UC	Bionet "
"	M20-F202		M20-F202	https://www.medten.com/product/9639	Replacement	Reusable	GE Healthcare	Telemetry Parts	Parts	Overlay Label/NIBD (German version) 2042632-0031A1	Reusable Overlay Label/NIBD (German version) 2042632-0031A1	'for GE E-PSMP monitor	Ultrasound Foetal Transducer - comp w/ Bionet - Uterine Contractions		Ultrasound Foetal Transducer - comp w/ Bionet - UC	Bionet "
"	'Overlay Label/NIBD (German version) 2042632-0031A1 for GE E-PSMP monitor	44*31mm'	'Overlay Label/NIBD (German version) 2042632-0031A1 for GE E-PSMP monitor	Ultrasound Foetal Transducer - comp w/ Bionet - Uterine Contractions		Ultrasound Foetal Transducer - comp w/ Bionet - UC	Bionet "
"	1	44*31mm'	1	6				Ultrasound Foetal Transducer - comp w/ Bionet - Uterine Contractions		Ultrasound Foetal Transducer - comp w/ Bionet - UC	Bionet "
"	M20-F194		M20-F194	https://www.medten.com/product/9640	Replacement	Reusable	GE Healthcare	Telemetry Parts	Parts	Horizontal Keyboard Label (German version) 239786-003A1	Reusable Horizontal Keyboard Label (German version) 239786-003A1	'for GE B30 monitor	Ultrasound Foetal Transducer - comp w/ Bionet - Uterine Contractions		Ultrasound Foetal Transducer - comp w/ Bionet - UC	Bionet "
"	'Horizontal Keyboard Label (German version) 239786-003A1 for GE B30 monitor	225*37mm'	'Horizontal Keyboard Label (German version) 239786-003A1 for GE B30 monitor	Ultrasound Foetal Transducer - comp w/ Bionet - Uterine Contractions		Ultrasound Foetal Transducer - comp w/ Bionet - UC	Bionet "
"	1	225*37mm'	1	6				Ultrasound Foetal Transducer - comp w/ Bionet - Uterine Contractions		Ultrasound Foetal Transducer - comp w/ Bionet - UC	Bionet "
"	M20-F196		M20-F196	https://www.medten.com/product/9641	Replacement	Reusable	GE Healthcare	Telemetry Parts	Parts	Horizontal Keyboard Label(English version) 2039786-002A1	Reusable Horizontal Keyboard Label(English version) 2039786-002A1	'for GE B30	Ultrasound Foetal Transducer - comp w/ Bionet - Uterine Contractions		Ultrasound Foetal Transducer - comp w/ Bionet - UC	Bionet "
"	'Horizontal Keyboard Label(English version) 2039786-002A1 for GE B30	225*37mm monitor'	'Horizontal Keyboard Label(English version) 2039786-002A1 for GE B30	Ultrasound Foetal Transducer - comp w/ Bionet - Uterine Contractions		Ultrasound Foetal Transducer - comp w/ Bionet - UC	Bionet "
"	1	225*37mm monitor'	1	6				Ultrasound Foetal Transducer - comp w/ Bionet - Uterine Contractions		Ultrasound Foetal Transducer - comp w/ Bionet - UC	Bionet "
"	KLN-104-01		KLN-104-01	https://www.medten.com/product/9642	Replacement	Reusable	Hill-Rom	Bed Parts	Parts	Caregiver Controls"," LH"," Base FD 155460	Reusable Caregiver Controls"," LH"," Base FD 155460	for Hill-Rom Advant 2 Med Surg Bed	Caregiver Controls"," LH"," Base FD 155460 for Hill-Rom Advant 2 Med Surg Bed	1	6				Ultrasound Foetal Transducer - comp w/ Bionet - Uterine Contractions		Ultrasound Foetal Transducer - comp w/ Bionet - UC	Bionet "
"	KLN-104-02		KLN-104-02	https://www.medten.com/product/9643	Replacement	Reusable	Hill-Rom	Bed Parts	Parts	Caregiver Controls"," Base"," FD"," RH 155461	Reusable Caregiver Controls"," Base"," FD"," RH 155461	For Hill-Rom Advant 2 Med Surg Bed	Caregiver Controls"," Base"," FD"," RH 155461 For Hill-Rom Advant 2 Med Surg Bed	1	6				Ultrasound Foetal Transducer - comp w/ Bionet - Uterine Contractions		Ultrasound Foetal Transducer - comp w/ Bionet - UC	Bionet "
"	SA-053-12		SA-053-12	https://www.medten.com/product/9644	Replacement	Reusable	Mindray	SpO2 Adapter Cables	Accessories	Mindray SpO2 Adapter Cable 512G-30-45709	Reusable Mindray SpO2 Adapter Cable 512G-30-45709	Replacement: 1.2m"," use with Nellcor-Oxismart sensor	Mindray SpO2 Adapter Cable 512G-30-45709"," 1.2m"," use with Nellcor-Oxismart sensor	1	12				Ultrasound Foetal Transducer - comp w/ Bionet - Uterine Contractions		Ultrasound Foetal Transducer - comp w/ Bionet - UC	Bionet "
"	SA-052-12		SA-052-12	https://www.medten.com/product/9645	Replacement	Reusable	Mindray	SpO2 Adapter Cables	Accessories	Mindray SpO2 Adapter Cable 561A	Reusable Mindray SpO2 Adapter Cable 561A	Replacement: 1.2m"," use with Nellcor-Oxismart sensor	Mindray SpO2 Adapter Cable 561A"," 1.2m"," use with Nellcor-Oxismart sensor	1	12				Ultrasound Foetal Transducer - comp w/ Bionet - Uterine Contractions		Ultrasound Foetal Transducer - comp w/ Bionet - UC	Bionet "
"	BPH-AS12-01M-02M		BPH-AS12-01M-02M	https://www.medten.com/product/9646	Replacement	Reusable	Mindray	NIBP Air Hoses	Accessories	Mindray NIBP Air Hose 040-002379-00	Reusable Mindray NIBP Air Hose 040-002379-00	Replacement: Adult/Pediatric"," Single Tube"," 1.2m	Mindray NIBP Air Hose 040-002379-00"," Adult/Pediatric"," Single Tube"," 1.2m	1	12				Ultrasound Foetal Transducer - comp w/ Bionet - Uterine Contractions		Ultrasound Foetal Transducer - comp w/ Bionet - UC	Bionet "
"	BPR-50BS-W01M		BPR-50BS-W01M	https://www.medten.com/product/9647	Replacement	Reusable	Mindray	NIBP Cuffs	Accessories	Mindray NIBP Cuff 115-052297-00	Reusable Mindray NIBP Cuff 115-052297-00	Replacement: Adult (23-33cm)"," Single Tube"," With Bladder	Mindray NIBP Cuff 115-052297-00"," Adult (23-33cm)"," Single Tube"," With Bladder	1	6				Ultrasound Foetal Transducer - comp w/ Bionet - Uterine Contractions		Ultrasound Foetal Transducer - comp w/ Bionet - UC	Bionet "
"	KLN-096-07		KLN-096-07	https://www.medten.com/product/9655	Replacement	Reusable	GE Healthcare	Telemetry Parts	Parts	GE PDM Battery Door and Tray 2031069-002	Reusable GE PDM Battery Door and Tray 2031069-002	for GE PDM	GE PDM Battery Door and Tray 2031069-002 for GE PDM	1	6				Ultrasound Foetal Transducer - comp w/ Bionet - Uterine Contractions		Ultrasound Foetal Transducer - comp w/ Bionet - UC	Bionet "
"	SA-162RB-12LS		SA-162RB-12LS	https://www.medten.com/product/9658	Replacement	Reusable	Masimo	SpO2 Adapter Cables	Accessories	Masimo 25-pin SpO2 Adapter Cable Red 25 LNC-4	Reusable Masimo 25-pin SpO2 Adapter Cable Red 25 LNC-4	Replacement: 1.2m"," use with Masimo-LNCS sensor	Masimo 25-pin SpO2 Adapter Cable Red 25 LNC-4"," 1.2m"," use with Masimo-LNCS sensor	1	12				Ultrasound Foetal Transducer - comp w/ Bionet - Uterine Contractions		Ultrasound Foetal Transducer - comp w/ Bionet - UC	Bionet "
"	SA-167RB-12LS		SA-167RB-12LS	https://www.medten.com/product/9659	Replacement	Reusable	Masimo	SpO2 Adapter Cables	Accessories	Masimo SpO2 Adapter Cable LNC M20-4	Reusable Masimo SpO2 Adapter Cable LNC M20-4	Replacement: 1.2m"," use with Masimo-LNCS sensor	Masimo SpO2 Adapter Cable LNC M20-4"," 1.2m"," use with Masimo-LNCS sensor	1	12				Ultrasound Foetal Transducer - comp w/ Bionet - Uterine Contractions		Ultrasound Foetal Transducer - comp w/ Bionet - UC	Bionet "
"	KLN-096-08		KLN-096-08	https://www.medten.com/product/9660	Replacement	Reusable	GE Healthcare	Telemetry Parts	Parts	GE PDM Top Housing And Bottom Housing	Reusable GE PDM Top Housing And Bottom Housing	for GE PDM Module	GE PDM Top Housing And Bottom Housing for GE PDM Module	Kit	0				Ultrasound Foetal Transducer - comp w/ Bionet - Uterine Contractions		Ultrasound Foetal Transducer - comp w/ Bionet - UC	Bionet "
"	TNC-WT002		TNC-WT002	https://www.medten.com/product/9661	Replacement	Reusable	Philips	EtCO2 Accessories and Supplies	Accessories	Philips G5 tubing Watertrap M1657B	Reusable Philips G5 tubing Watertrap M1657B	Replacement"," multiple use"," Non-Sterile"," sold by each	Philips G5 tubing Watertrap M1657BReplacement"," multiple use"," Non-Sterile"," sold by each	1	6				Ultrasound Foetal Transducer - comp w/ Bionet - Uterine Contractions		Ultrasound Foetal Transducer - comp w/ Bionet - UC	Bionet "
"	SA-001-30LS		SA-001-30LS	https://www.medten.com/product/9663	Replacement	Reusable	Masimo	SpO2 Adapter Cables	Accessories	Masimo-Nellcor SpO2 Adapter Cable LNC MAC-180 (Nellcor>Masimo LNCS)	Reusable Masimo-Nellcor SpO2 Adapter Cable LNC MAC-180 (Nellcor>Masimo LNCS)	Replacement: 3.0m"," use with Masimo-LNCS sensor	Masimo-Nellcor SpO2 Adapter Cable LNC MAC-180 (Nellcor>Masimo LNCS)"," 3.0m"," use with Masimo-LNCS sensor	1	6				Ultrasound Foetal Transducer - comp w/ Bionet - Uterine Contractions		Ultrasound Foetal Transducer - comp w/ Bionet - UC	Bionet "
"	SA-001X-30LS		SA-001X-30LS	https://www.medten.com/product/9664	Replacement	Reusable	Masimo	SpO2 Adapter Cables	Accessories	Masimo-Oximax SpO2 Adapter Cable LNC MAC-180(Oximax>Masimo LNCS)	Reusable Masimo-Oximax SpO2 Adapter Cable LNC MAC-180(Oximax>Masimo LNCS)	Replacement: 3.0m"," use with Masimo-LNCS sensor	Masimo-Oximax SpO2 Adapter Cable LNC MAC-180(Oximax>Masimo LNCS)"," 3.0m"," use with Masimo-LNCS sensor	1	6				Ultrasound Foetal Transducer - comp w/ Bionet - Uterine Contractions		Ultrasound Foetal Transducer - comp w/ Bionet - UC	Bionet "
"	KLN-105-01A		KLN-105-01A	https://www.medten.com/product/9665	Replacement	Reusable	Ohio medical	Blenders/Regulators Parts	Parts	Ohio Medical Rubber Diaphragm	Reusable Ohio Medical Rubber Diaphragm	For Ohio Suction Model 1251(Rubber piece ONLY)	Ohio Medical Rubber Diaphragm For Ohio Suction Model 1251(Rubber piece ONLY)	1	6				Ultrasound Foetal Transducer - comp w/ Bionet - Uterine Contractions		Ultrasound Foetal Transducer - comp w/ Bionet - UC	Bionet "
"	KLN-096-08-01		KLN-096-08-01	https://www.medten.com/product/9666	Replacement	Reusable	GE Healthcare	Telemetry Parts	Parts	GE PDM Top Housing 2016779-002	Reusable GE PDM Top Housing 2016779-002	for GE PDM Module	GE PDM Top Housing 2016779-002 for GE PDM Module	Kit	6				Ultrasound Foetal Transducer - comp w/ Bionet - Uterine Contractions		Ultrasound Foetal Transducer - comp w/ Bionet - UC	Bionet "
"	KLN-096-08-02		KLN-096-08-02	https://www.medten.com/product/9667	Replacement	Reusable	GE Healthcare	Telemetry Parts	Parts	GE PDM Bottom Housing 2016780-001	Reusable GE PDM Bottom Housing 2016780-001	for GE PDM Module	GE PDM Bottom Housing 2016780-001 for GE PDM Module	Kit	6				Ultrasound Foetal Transducer - comp w/ Bionet - Uterine Contractions		Ultrasound Foetal Transducer - comp w/ Bionet - UC	Bionet "
"	TNC-HPC002		TNC-HPC002	https://www.medten.com/product/9668	Replacement	Reusable		Hospital Grade Power Cords	Accessories	US Standard 8ft 18AWG Hospital Grade Power Cord	Reusable US Standard 8ft 18AWG Hospital Grade Power Cord	US Standard"," Grey"," 18 AWG"," 8ft"," IEC320-C13 Straight"," Transparent Connector"," 1pcs/bag	US Standard 8ft 18AWG Hospital Grade Power CordUS Standard"," Grey"," 18 AWG"," 8ft"," IEC320-C13 Straight"," Transparent Connector"," 1pcs/bag	1	12				Ultrasound Foetal Transducer - comp w/ Bionet - Uterine Contractions		Ultrasound Foetal Transducer - comp w/ Bionet - UC	Bionet "
"	TNC-HPC003		TNC-HPC003	https://www.medten.com/product/9669	Replacement	Reusable		Hospital Grade Power Cords	Accessories	US Standard 10ft 16AWG Hospital Grade Power Cord	Reusable US Standard 10ft 16AWG Hospital Grade Power Cord	US Standard"," Grey"," 16 AWG"," 10ft"," IEC320-C13 Straight"," Transparent Connector"," 1pcs/bag	US Standard 10ft 16AWG Hospital Grade Power CordUS Standard"," Grey"," 16 AWG"," 10ft"," IEC320-C13 Straight"," Transparent Connector"," 1pcs/bag	1	12				Ultrasound Foetal Transducer - comp w/ Bionet - Uterine Contractions		Ultrasound Foetal Transducer - comp w/ Bionet - UC	Bionet "
"	TNC-HPC004		TNC-HPC004	https://www.medten.com/product/9670	Replacement	Reusable		Hospital Grade Power Cords	Accessories	US Standard 8ft 18AWG Hospital Grade Power Cord	Reusable US Standard 8ft 18AWG Hospital Grade Power Cord	US Standard"," Grey"," 18 AWG"," 8ft"," IEC320-C13 Straight"," Transparent Connector"," 1pcs/bag	US Standard 8ft 18AWG Hospital Grade Power CordUS Standard"," Grey"," 18 AWG"," 8ft"," IEC320-C13 Straight"," Transparent Connector"," 1pcs/bag	1	12				Ultrasound Foetal Transducer - comp w/ Bionet - Uterine Contractions		Ultrasound Foetal Transducer - comp w/ Bionet - UC	Bionet "
"	TNC-HPC005		TNC-HPC005	https://www.medten.com/product/9671	Replacement	Reusable		Hospital Grade Power Cords	Accessories	US Standard 8ft 18AWG Hospital Grade Power Cord	Reusable US Standard 8ft 18AWG Hospital Grade Power Cord	US Standard"," Grey"," 18 AWG"," 8ft"," IEC320-C13 Right Angle"," Transparent Connector"," 1pcs/bag	US Standard 8ft 18AWG Hospital Grade Power CordUS Standard"," Grey"," 18 AWG"," 8ft"," IEC320-C13 Right Angle"," Transparent Connector"," 1pcs/bag	1	12				Ultrasound Foetal Transducer - comp w/ Bionet - Uterine Contractions		Ultrasound Foetal Transducer - comp w/ Bionet - UC	Bionet "
"	TNC-HPC006		TNC-HPC006	https://www.medten.com/product/9672	Replacement	Reusable		Hospital Grade Power Cords	Accessories	US Standard 8ft 18AWG Hospital Grade Power Cord	Reusable US Standard 8ft 18AWG Hospital Grade Power Cord	US Standard"," Grey"," 18 AWG"," 8ft"," IEC320-C13 Right Angle"," Transparent Connector"," 1pcs/bag	US Standard 8ft 18AWG Hospital Grade Power CordUS Standard"," Grey"," 18 AWG"," 8ft"," IEC320-C13 Right Angle"," Transparent Connector"," 1pcs/bag	1	12				Ultrasound Foetal Transducer - comp w/ Bionet - Uterine Contractions		Ultrasound Foetal Transducer - comp w/ Bionet - UC	Bionet "
"	TNC-HPC008		TNC-HPC008	https://www.medten.com/product/9673	Replacement	Reusable		Hospital Grade Power Cords	Accessories	US Standard 10ft 18AWG Hospital Grade Power Cord	Reusable US Standard 10ft 18AWG Hospital Grade Power Cord	US Standard"," Grey"," 18 AWG"," 10ft"," IEC320-C13 Straight"," Transparent Connector"," 1pcs/bag	US Standard 10ft 18AWG Hospital Grade Power CordUS Standard"," Grey"," 18 AWG"," 10ft"," IEC320-C13 Straight"," Transparent Connector"," 1pcs/bag	1	12				Ultrasound Foetal Transducer - comp w/ Bionet - Uterine Contractions		Ultrasound Foetal Transducer - comp w/ Bionet - UC	Bionet "
"	TNC-HPC007		TNC-HPC007	https://www.medten.com/product/9674	Replacement	Reusable		Hospital Grade Power Cords	Accessories	US Standard 8ft 18AWG Hospital Grade Power Cord	Reusable US Standard 8ft 18AWG Hospital Grade Power Cord	US Standard"," Grey"," 18 AWG"," 8ft"," IEC320-C13 Down Angle"," Transparent Connector"," 1pcs/bag	US Standard 8ft 18AWG Hospital Grade Power CordUS Standard"," Grey"," 18 AWG"," 8ft"," IEC320-C13 Down Angle"," Transparent Connector"," 1pcs/bag	1	12				Ultrasound Foetal Transducer - comp w/ Bionet - Uterine Contractions		Ultrasound Foetal Transducer - comp w/ Bionet - UC	Bionet "
"	TNC-HPC009		TNC-HPC009	https://www.medten.com/product/9675	Replacement	Reusable		Hospital Grade Power Cords	Accessories	US Standard 15ft 18AWG Hospital Grade Power Cord	Reusable US Standard 15ft 18AWG Hospital Grade Power Cord	US Standard"," Grey"," 18 AWG"," 15ft"," IEC320-C13 Straight"," Transparent Connector"," 1pcs/bag	US Standard 15ft 18AWG Hospital Grade Power CordUS Standard"," Grey"," 18 AWG"," 15ft"," IEC320-C13 Straight"," Transparent Connector"," 1pcs/bag	1	12				Ultrasound Foetal Transducer - comp w/ Bionet - Uterine Contractions		Ultrasound Foetal Transducer - comp w/ Bionet - UC	Bionet "
"	TNC-HPC010		TNC-HPC010	https://www.medten.com/product/9676	Replacement	Reusable		Hospital Grade Power Cords	Accessories	US Standard 15ft 16AWG Hospital Grade Power Cord	Reusable US Standard 15ft 16AWG Hospital Grade Power Cord	US Standard"," Grey"," 1pcs/bag	US Standard 15ft 16AWG Hospital Grade Power CordUS Standard"," Grey"," 1pcs/bag	1	12				Ultrasound Foetal Transducer - comp w/ Bionet - Uterine Contractions		Ultrasound Foetal Transducer - comp w/ Bionet - UC	Bionet "
"	TNC-HPC011		TNC-HPC011	https://www.medten.com/product/9677	Replacement	Reusable		Hospital Grade Power Cords	Accessories	US Standard 20ft 16AWG Hospital Grade Power Cord	Reusable US Standard 20ft 16AWG Hospital Grade Power Cord	US Standard"," Grey"," 16 AWG"," 20ft"," IEC320-C13 Straight"," Transparent Connector"," 1pcs/bag	US Standard 20ft 16AWG Hospital Grade Power CordUS Standard"," Grey"," 16 AWG"," 20ft"," IEC320-C13 Straight"," Transparent Connector"," 1pcs/bag	1	12				Ultrasound Foetal Transducer - comp w/ Bionet - Uterine Contractions		Ultrasound Foetal Transducer - comp w/ Bionet - UC	Bionet "
"	TNC-HPC012		TNC-HPC012	https://www.medten.com/product/9678	Replacement	Reusable		Hospital Grade Power Cords	Accessories	US Standard 15ft 16AWG Hospital Grade Power Cord	Reusable US Standard 15ft 16AWG Hospital Grade Power Cord	US Standard"," Grey"," 16 AWG"," 15ft"," IEC320-C13 Left Angle"," Transparent Connector"," 1pcs/bag	US Standard 15ft 16AWG Hospital Grade Power CordUS Standard"," Grey"," 16 AWG"," 15ft"," IEC320-C13 Left Angle"," Transparent Connector"," 1pcs/bag	1	12				Ultrasound Foetal Transducer - comp w/ Bionet - Uterine Contractions		Ultrasound Foetal Transducer - comp w/ Bionet - UC	Bionet "
"	TNC-HPC013		TNC-HPC013	https://www.medten.com/product/9679	Replacement	Reusable		Hospital Grade Power Cords	Accessories	US Standard 15ft 16AWG Hospital Grade Power Cord	Reusable US Standard 15ft 16AWG Hospital Grade Power Cord	US Standard"," Grey"," 16 AWG"," 15ft"," IEC320-C13 Right Angle"," Transparent Connector"," 1pcs/bag	US Standard 15ft 16AWG Hospital Grade Power CordUS Standard"," Grey"," 16 AWG"," 15ft"," IEC320-C13 Right Angle"," Transparent Connector"," 1pcs/bag	1	12				Ultrasound Foetal Transducer - comp w/ Bionet - Uterine Contractions		Ultrasound Foetal Transducer - comp w/ Bionet - UC	Bionet "
"	TNC-HPC014		TNC-HPC014	https://www.medten.com/product/9680	Replacement	Reusable		Hospital Grade Power Cords	Accessories	US Standard 8ft 16AWG Hospital Grade Power Cord	Reusable US Standard 8ft 16AWG Hospital Grade Power Cord	US Standard"," Grey"," 16 AWG"," 8ft"," IEC320-C13 Up Angle"," Transparent Connector"," 1pcs/bag	US Standard 8ft 16AWG Hospital Grade Power CordUS Standard"," Grey"," 16 AWG"," 8ft"," IEC320-C13 Up Angle"," Transparent Connector"," 1pcs/bag	1	12				Ultrasound Foetal Transducer - comp w/ Bionet - Uterine Contractions		Ultrasound Foetal Transducer - comp w/ Bionet - UC	Bionet "
"	TNC-HPC015		TNC-HPC015	https://www.medten.com/product/9681	Replacement	Reusable		Hospital Grade Power Cords	Accessories	US Standard 15ft 16AWG Hospital Grade Power Cord	Reusable US Standard 15ft 16AWG Hospital Grade Power Cord	US Standard"," Grey"," 16 AWG"," 15ft"," IEC320-C13 Down Angle"," Transparent Connector"," 1pcs/bag	US Standard 15ft 16AWG Hospital Grade Power CordUS Standard"," Grey"," 16 AWG"," 15ft"," IEC320-C13 Down Angle"," Transparent Connector"," 1pcs/bag	1	12				Ultrasound Foetal Transducer - comp w/ Bionet - Uterine Contractions		Ultrasound Foetal Transducer - comp w/ Bionet - UC	Bionet "
"	TNC-HPC016		TNC-HPC016	https://www.medten.com/product/9682	Replacement	Reusable		Hospital Grade Power Cords	Accessories	European Standard Coiled Hospital Grade Power Cord	Reusable European Standard Coiled Hospital Grade Power Cord	EU Standard"," Orange"," H05BQ-F"," IEC320-C13 Straight"," Orange Connector"," 1pcs/bag	European Standard Coiled Hospital Grade Power CordEU Standard"," Orange"," H05BQ-F"," IEC320-C13 Straight"," Orange Connector"," 1pcs/bag	1	12				Ultrasound Foetal Transducer - comp w/ Bionet - Uterine Contractions		Ultrasound Foetal Transducer - comp w/ Bionet - UC	Bionet "
"	TNC-HPC017		TNC-HPC017	https://www.medten.com/product/9683	Replacement	Reusable		Hospital Grade Power Cords	Accessories	US Standard 8ft 18AWG Coiled Hospital Grade Power Cord	Reusable US Standard 8ft 18AWG Coiled Hospital Grade Power Cord	US Standard"," Black"," 18 AWG"," 1pcs/bag	US Standard 8ft 18AWG Coiled Hospital Grade Power CordUS Standard"," Black"," 18 AWG"," 1pcs/bag	1	12				Ultrasound Foetal Transducer - comp w/ Bionet - Uterine Contractions		Ultrasound Foetal Transducer - comp w/ Bionet - UC	Bionet "
"	TNC-HPC018		TNC-HPC018	https://www.medten.com/product/9684	Replacement	Reusable		Hospital Grade Power Cords	Accessories	US Standard 10ft 16AWG Hospital Grade Power Cord	Reusable US Standard 10ft 16AWG Hospital Grade Power Cord	US Standard"," Black"," 16 AWG"," 10ft"," IEC320-C13 Straight"," Black Connector"," 1pcs/bag	US Standard 10ft 16AWG Hospital Grade Power CordUS Standard"," Black"," 16 AWG"," 10ft"," IEC320-C13 Straight"," Black Connector"," 1pcs/bag	1	12				Ultrasound Foetal Transducer - comp w/ Bionet - Uterine Contractions		Ultrasound Foetal Transducer - comp w/ Bionet - UC	Bionet "
"	TNC-HPC019		TNC-HPC019	https://www.medten.com/product/9685	Replacement	Reusable		Hospital Grade Power Cords	Accessories	US Standard 8ft 16AWG Hospital Grade Power Cord	Reusable US Standard 8ft 16AWG Hospital Grade Power Cord	US Standard"," Black"," 16 AWG"," 8ft"," IEC320-C13 Straight"," Black Connector"," 1pcs/bag	US Standard 8ft 16AWG Hospital Grade Power CordUS Standard"," Black"," 16 AWG"," 8ft"," IEC320-C13 Straight"," Black Connector"," 1pcs/bag	1	12				Ultrasound Foetal Transducer - comp w/ Bionet - Uterine Contractions		Ultrasound Foetal Transducer - comp w/ Bionet - UC	Bionet "
"	TNC-HPC020		TNC-HPC020	https://www.medten.com/product/9686	Replacement	Reusable		Hospital Grade Power Cords	Accessories	US Standard 15ft 16AWG Hospital Grade Power Cord	Reusable US Standard 15ft 16AWG Hospital Grade Power Cord	US Standard"," Black"," 16 AWG"," 15ft"," IEC320-C13 Straight"," Black Connector"," 1pcs/bag	US Standard 15ft 16AWG Hospital Grade Power CordUS Standard"," Black"," 16 AWG"," 15ft"," IEC320-C13 Straight"," Black Connector"," 1pcs/bag	1	12				Ultrasound Foetal Transducer - comp w/ Bionet - Uterine Contractions		Ultrasound Foetal Transducer - comp w/ Bionet - UC	Bionet "
"	TNC-HPC021		TNC-HPC021	https://www.medten.com/product/9687	Replacement	Reusable		Hospital Grade Power Cords	Accessories	US Standard 12ft 16AWG Hospital Grade Power Cord	Reusable US Standard 12ft 16AWG Hospital Grade Power Cord	US Standard"," Black"," 16 AWG"," 12ft"," IEC320-C13 Straight"," Black Connector"," 1pcs/bag	US Standard 12ft 16AWG Hospital Grade Power CordUS Standard"," Black"," 16 AWG"," 12ft"," IEC320-C13 Straight"," Black Connector"," 1pcs/bag	0	12				Ultrasound Foetal Transducer - comp w/ Bionet - Uterine Contractions		Ultrasound Foetal Transducer - comp w/ Bionet - UC	Bionet "
"	TNC-HPC022		TNC-HPC022	https://www.medten.com/product/9688	Replacement	Reusable		Hospital Grade Power Cords	Accessories	US Standard 10ft 18AWG Hospital Grade Power Cord	Reusable US Standard 10ft 18AWG Hospital Grade Power Cord	US Standard"," Black"," 18 AWG"," 10ft"," IEC320-C13 Straight"," Black Connector"," 1pcs/bag	US Standard 10ft 18AWG Hospital Grade Power CordUS Standard"," Black"," 18 AWG"," 10ft"," IEC320-C13 Straight"," Black Connector"," 1pcs/bag	1	12				Ultrasound Foetal Transducer - comp w/ Bionet - Uterine Contractions		Ultrasound Foetal Transducer - comp w/ Bionet - UC	Bionet "
"	TNC-HPC023		TNC-HPC023	https://www.medten.com/product/9689	Replacement	Reusable		Hospital Grade Power Cords	Accessories	US Standard 8ft 18AWG Hospital Grade Power Cord	Reusable US Standard 8ft 18AWG Hospital Grade Power Cord	US Standard"," Black"," 18 AWG"," 8ft"," IEC320-C13 Straight"," Black Connector"," 1pcs/bag	US Standard 8ft 18AWG Hospital Grade Power CordUS Standard"," Black"," 18 AWG"," 8ft"," IEC320-C13 Straight"," Black Connector"," 1pcs/bag	1	12				Ultrasound Foetal Transducer - comp w/ Bionet - Uterine Contractions		Ultrasound Foetal Transducer - comp w/ Bionet - UC	Bionet "
"	GBS-Db4030		GBS-Db4030	https://www.medten.com/product/9690	Replacement	Disposable	Valleylab	Electrodes and Supplies	Accessories	Dispersive Electrode	Disposable Dispersive Electrode	Foam backing Adult"," Split"," Horizon	Dispersive ElectrodeFoam backing Adult"," Split"," Horizon	1	6				Ultrasound Foetal Transducer - comp w/ Bionet - Uterine Contractions		Ultrasound Foetal Transducer - comp w/ Bionet - UC	Bionet "
"	GBS-Db4030C		GBS-Db4030C	https://www.medten.com/product/9691	Replacement	Disposable	Valleylab	Electrodes and Supplies	Accessories	Dispersive Electrode	Disposable Dispersive Electrode	Foam backing"," Adult"," Split"," Horizon With cable	Dispersive ElectrodeFoam backing"," Adult"," Split"," Horizon With cable	1	6				Ultrasound Foetal Transducer - comp w/ Bionet - Uterine Contractions		Ultrasound Foetal Transducer - comp w/ Bionet - UC	Bionet "
"	GBS-Db4020		GBS-Db4020	https://www.medten.com/product/9692	Replacement	Disposable	Valleylab	Electrodes and Supplies	Accessories	Dispersive Electrode	Disposable Dispersive Electrode	Foam backing Adult"," Solid"," Horizon	Dispersive ElectrodeFoam backing Adult"," Solid"," Horizon	1	6				Ultrasound Foetal Transducer - comp w/ Bionet - Uterine Contractions		Ultrasound Foetal Transducer - comp w/ Bionet - UC	Bionet "
"	GBS-Db4020C		GBS-Db4020C	https://www.medten.com/product/9693	Replacement	Disposable	Valleylab	Electrodes and Supplies	Accessories	Dispersive Electrode	Disposable Dispersive Electrode	Foam backing"," adult"," solid"," horizon With cable	Dispersive ElectrodeFoam backing"," adult"," solid"," horizon With cable	1	6				Ultrasound Foetal Transducer - comp w/ Bionet - Uterine Contractions		Ultrasound Foetal Transducer - comp w/ Bionet - UC	Bionet "
"	GBS-Db4030bc		GBS-Db4030bc	https://www.medten.com/product/9694	Replacement	Disposable	Valleylab	Electrodes and Supplies	Accessories	Dispersive Electrode	Disposable Dispersive Electrode	Foam backing"," Pediatric"," Split"," Horizon With cable	Dispersive ElectrodeFoam backing"," Pediatric"," Split"," Horizon With cable	1	6				Ultrasound Foetal Transducer - comp w/ Bionet - Uterine Contractions		Ultrasound Foetal Transducer - comp w/ Bionet - UC	Bionet "
"	GBS-Db4030nc		GBS-Db4030nc	https://www.medten.com/product/9695	Replacement	Disposable	Valleylab	Electrodes and Supplies	Accessories	Dispersive Electrode	Disposable Dispersive Electrode	Foam backing"," Neonatal"," Split"," Horizon With cable	Dispersive ElectrodeFoam backing"," Neonatal"," Split"," Horizon With cable	1	6				Ultrasound Foetal Transducer - comp w/ Bionet - Uterine Contractions		Ultrasound Foetal Transducer - comp w/ Bionet - UC	Bionet "
"	E7507		E7507	https://www.medten.com/product/9696	Replacement	Disposable	Valleylab	Electrodes and Supplies	Accessories	REM Polyhesive AdultPatient Return Electrode	Disposable REM Polyhesive AdultPatient Return Electrode	Electrode de retour patient Polyhesive REM"," adult	REM Polyhesive AdultPatient Return ElectrodeElectrode de retour patient Polyhesive REM"," adult	1	6				Ultrasound Foetal Transducer - comp w/ Bionet - Uterine Contractions		Ultrasound Foetal Transducer - comp w/ Bionet - UC	Bionet "
"	TNC-PCC01		TNC-PCC01	https://www.medten.com/product/9697	Replacement	Reusable	Bovie	EUS Adapter Cables	Accessories	Pad Connecting Cable	Reusable Pad Connecting Cable	3 meter length	Pad Connecting Cable3 meter length	1	6				Ultrasound Foetal Transducer - comp w/ Bionet - Uterine Contractions		Ultrasound Foetal Transducer - comp w/ Bionet - UC	Bionet "
"	TNC-PCC02		TNC-PCC02	https://www.medten.com/product/9698	Replacement	Reusable	Conmed	EUS Adapter Cables	Accessories	Pad Connecting Cable	Reusable Pad Connecting Cable	3 meter length	Pad Connecting Cable3 meter length	1	6				Ultrasound Foetal Transducer - comp w/ Bionet - Uterine Contractions		Ultrasound Foetal Transducer - comp w/ Bionet - UC	Bionet "
"	TNC-PCC03		TNC-PCC03	https://www.medten.com/product/9699	Replacement	Reusable	Valleylab	EUS Adapter Cables	Accessories	Pad Connecting Cable	Reusable Pad Connecting Cable	3 meter length	Pad Connecting Cable3 meter length	1	6				Ultrasound Foetal Transducer - comp w/ Bionet - Uterine Contractions		Ultrasound Foetal Transducer - comp w/ Bionet - UC	Bionet "
"	TNC-PCC04		TNC-PCC04	https://www.medten.com/product/9700	Replacement	Reusable	Bovie	EUS Adapter Cables	Accessories	Pad Connecting Cable	Reusable Pad Connecting Cable	3 meter length"," 6.3mm	Pad Connecting Cable3 meter length"," 6.3mm	1	6				Ultrasound Foetal Transducer - comp w/ Bionet - Uterine Contractions		Ultrasound Foetal Transducer - comp w/ Bionet - UC	Bionet "
"	M20-F121		M20-F121	https://www.medten.com/product/9702	Replacement	Reusable	GE Healthcare	Telemetry Parts	Parts	Screw cover Overlay	Reusable Screw cover Overlay	For GE ApexPro FH	Screw cover Overlay For GE ApexPro FH	1	6				Ultrasound Foetal Transducer - comp w/ Bionet - Uterine Contractions		Ultrasound Foetal Transducer - comp w/ Bionet - UC	Bionet "
"	KLN-082-02		KLN-082-02	https://www.medten.com/product/9703	Replacement	Reusable	GE Healthcare	Telemetry Parts	Parts	Fascia Label With English Texture TEMP+SpO2+BP	Reusable Fascia Label With English Texture TEMP+SpO2+BP	For Carescape V100	Fascia Label With English Texture TEMP+SpO2+BP For Carescape V100	1	6				Ultrasound Foetal Transducer - comp w/ Bionet - Uterine Contractions		Ultrasound Foetal Transducer - comp w/ Bionet - UC	Bionet "
"	KLN-082-03		KLN-082-03	https://www.medten.com/product/9704	Replacement	Reusable	GE Healthcare	Telemetry Parts	Parts	Fascia Label With English Texture SpO2+BP	Reusable Fascia Label With English Texture SpO2+BP	For Carescape V100	Fascia Label With English Texture SpO2+BP For Carescape V100	1	6				Ultrasound Foetal Transducer - comp w/ Bionet - Uterine Contractions		Ultrasound Foetal Transducer - comp w/ Bionet - UC	Bionet "
"	KLN-082-04		KLN-082-04	https://www.medten.com/product/9705	Replacement	Reusable	GE Healthcare	Telemetry Parts	Parts	Fascia Label With English Texture TEMP+BP	Reusable Fascia Label With English Texture TEMP+BP	Carescape V100	Fascia Label With English Texture TEMP+BP Carescape V100	1	6				Ultrasound Foetal Transducer - comp w/ Bionet - Uterine Contractions		Ultrasound Foetal Transducer - comp w/ Bionet - UC	Bionet "
"	KLN-082-05		KLN-082-05	https://www.medten.com/product/9706	Replacement	Reusable	GE Healthcare	Telemetry Parts	Parts	Fascia Label With English Texture BP	Reusable Fascia Label With English Texture BP	Carescape V100	Fascia Label With English Texture BP Carescape V100	1	6				Ultrasound Foetal Transducer - comp w/ Bionet - Uterine Contractions		Ultrasound Foetal Transducer - comp w/ Bionet - UC	Bionet "
"	KTF-006-01		KTF-006-01	https://www.medten.com/product/9707	Replacement	Reusable	Corometrics	Fetal Transducer Parts	Parts	Toco top and bottom case with cable tail assemble	Reusable Toco top and bottom case with cable tail assemble	For Corometrics Toco 2264LAX	Toco top and bottom case with cable tail assemble For Corometrics Toco 2264LAX	Kit	6				Ultrasound Foetal Transducer - comp w/ Bionet - Uterine Contractions		Ultrasound Foetal Transducer - comp w/ Bionet - UC	Bionet "
"	KLN-006-38		KLN-006-38	https://www.medten.com/product/9708	Replacement	Reusable	Philips	Telemetry Parts	Parts	Telemetry Kit Assembly 453564007321	Reusable Telemetry Kit Assembly 453564007321	M2601B/M4841A TRx+ S02 S03	Telemetry Kit Assembly 453564007321 M2601B/M4841A TRx+ S02 S03	Kit	6				Ultrasound Foetal Transducer - comp w/ Bionet - Uterine Contractions		Ultrasound Foetal Transducer - comp w/ Bionet - UC	Bionet "
"	M20-F148		M20-F148	https://www.medten.com/product/9709	Replacement	Reusable	Baxter	Infusion Pump Parts	Parts	Black Stickers for Knobs (5 pcs/bag)	Reusable Black Stickers for Knobs (5 pcs/bag)	for InfusO.R.	Black Stickers for Knobs (5 pcs/bag) for InfusO.R.	5	6				Ultrasound Foetal Transducer - comp w/ Bionet - Uterine Contractions		Ultrasound Foetal Transducer - comp w/ Bionet - UC	Bionet "
"	KLN-005-14		KLN-005-14	https://www.medten.com/product/9710	Replacement	Reusable	Alaris	Infusion Pump Parts	Parts	Screw For Alaris 8015 Pole Clamp	Reusable Screw For Alaris 8015 Pole Clamp	Please type your own Product description.	Screw For Alaris 8015 Pole Clamp Please type your own Product description.	8	6				Ultrasound Foetal Transducer - comp w/ Bionet - Uterine Contractions		Ultrasound Foetal Transducer - comp w/ Bionet - UC	Bionet "
"	KLF-003-06A		KLF-003-06A	https://www.medten.com/product/9712	Replacement	Reusable	Corometrics	Fetal Transducer Parts	Parts	Case screw	Reusable Case screw	for 2264HAX/LAX"," 5700HAX/LAX	Case screw for 2264HAX/LAX"," 5700HAX/LAX	1	6				Ultrasound Foetal Transducer - comp w/ Bionet - Uterine Contractions		Ultrasound Foetal Transducer - comp w/ Bionet - UC	Bionet "
"	KLF-003-06B		KLF-003-06B	https://www.medten.com/product/9713	Replacement	Reusable	Corometrics	Fetal Transducer Parts	Parts	Case screw	Reusable Case screw	for 2264HAX/LAX"," 5700HAX/LAX	Case screw for 2264HAX/LAX"," 5700HAX/LAX	1	6				Ultrasound Foetal Transducer - comp w/ Bionet - Uterine Contractions		Ultrasound Foetal Transducer - comp w/ Bionet - UC	Bionet "
"	M01-R002		M01-R002	https://www.medten.com/product/9714	Replacement	Reusable	Corometrics	Fetal Transducer Parts	Parts	Case screw O ring	Reusable Case screw O ring	for 2264HAX/LAX"," 5700HAX/LAX	Case screw O ring for 2264HAX/LAX"," 5700HAX/LAX	0	6				Ultrasound Foetal Transducer - comp w/ Bionet - Uterine Contractions		Ultrasound Foetal Transducer - comp w/ Bionet - UC	Bionet "
"	KLN-006-10		KLN-006-10	https://www.medten.com/product/9715	Replacement	Reusable	Philips	Telemetry Parts	Parts	Spo2 Side silicone cover	Reusable Spo2 Side silicone cover	for M2601B/M4841A TRx+S01S02S03	Spo2 Side silicone cover for M2601B/M4841A TRx+S01S02S03	1	0				Ultrasound Foetal Transducer - comp w/ Bionet - Uterine Contractions		Ultrasound Foetal Transducer - comp w/ Bionet - UC	Bionet "
"	KLN-006-12		KLN-006-12	https://www.medten.com/product/9716	Replacement	Reusable	Philips	Telemetry Parts	Parts	Side silicone cap holding needle	Reusable Side silicone cap holding needle	for M2601B/M4841A TRx+S01S02S03	Side silicone cap holding needle for M2601B/M4841A TRx+S01S02S03	1	0				Ultrasound Foetal Transducer - comp w/ Bionet - Uterine Contractions		Ultrasound Foetal Transducer - comp w/ Bionet - UC	Bionet "
"	KLN-006-18C		KLN-006-18C	https://www.medten.com/product/9717	Replacement	Reusable	Philips	Telemetry Parts	Parts	Ultrasonic cap	Reusable Ultrasonic cap	for M2601B/M4841A TRx+ S02 S03	Ultrasonic cap for M2601B/M4841A TRx+ S02 S03	1	0				Ultrasound Foetal Transducer - comp w/ Bionet - Uterine Contractions		Ultrasound Foetal Transducer - comp w/ Bionet - UC	Bionet "
"	KLN-006-19B		KLN-006-19B	https://www.medten.com/product/9718	Replacement	Reusable	Philips	Telemetry Parts	Parts	Gasket inside battery box	Reusable Gasket inside battery box	for M2601B/M4841A TRx+ S02 S03	Gasket inside battery box for M2601B/M4841A TRx+ S02 S03	1	0				Ultrasound Foetal Transducer - comp w/ Bionet - Uterine Contractions		Ultrasound Foetal Transducer - comp w/ Bionet - UC	Bionet "
"	KLN-006-19C		KLN-006-19C	https://www.medten.com/product/9719	Replacement	Reusable	Philips	Telemetry Parts	Parts	Battery column	Reusable Battery column	for M2601B/M4841A TRx+ S02 S03	Battery column for M2601B/M4841A TRx+ S02 S03	1	6				Ultrasound Foetal Transducer - comp w/ Bionet - Uterine Contractions		Ultrasound Foetal Transducer - comp w/ Bionet - UC	Bionet "
"	KLN-006-19D		KLN-006-19D	https://www.medten.com/product/9720	Replacement	Reusable	Philips	Telemetry Parts	Parts	Case screw	Reusable Case screw	for M2601B/M4841A TRx+ S02 S03	Case screw for M2601B/M4841A TRx+ S02 S03	0	0				Ultrasound Foetal Transducer - comp w/ Bionet - Uterine Contractions		Ultrasound Foetal Transducer - comp w/ Bionet - UC	Bionet "
"	KLN-006-19E		KLN-006-19E	https://www.medten.com/product/9721	Replacement	Reusable	Philips	Telemetry Parts	Parts	Battery box spring	Reusable Battery box spring	for M2601B/M4841A TRx+ S02 S03	Battery box spring for M2601B/M4841A TRx+ S02 S03	1	0				Ultrasound Foetal Transducer - comp w/ Bionet - Uterine Contractions		Ultrasound Foetal Transducer - comp w/ Bionet - UC	Bionet "
"	KLN-006-19F		KLN-006-19F	https://www.medten.com/product/9722	Replacement	Reusable	Philips	Telemetry Parts	Parts	Battery box spring	Reusable Battery box spring	for M2601B/M4841A TRx+ S02 S03	Battery box spring for M2601B/M4841A TRx+ S02 S03	4	0				Ultrasound Foetal Transducer - comp w/ Bionet - Uterine Contractions		Ultrasound Foetal Transducer - comp w/ Bionet - UC	Bionet "
"	KLN-006-19G		KLN-006-19G	https://www.medten.com/product/9723	Replacement	Reusable	Philips	Telemetry Parts	Parts	Battery box spring	Reusable Battery box spring	Please type your own Product description.	Battery box spring Please type your own Product description.	1	0				Ultrasound Foetal Transducer - comp w/ Bionet - Uterine Contractions		Ultrasound Foetal Transducer - comp w/ Bionet - UC	Bionet "
"	KLN-006-16		KLN-006-16	https://www.medten.com/product/9724	Replacement	Reusable	Philips	Telemetry Parts	Parts	Case screw	Reusable Case screw	for M2601B/M4841A TRx+S01S02S03	Case screw for M2601B/M4841A TRx+S01S02S03	1	0				Ultrasound Foetal Transducer - comp w/ Bionet - Uterine Contractions		Ultrasound Foetal Transducer - comp w/ Bionet - UC	Bionet "
"	KLN-006-03		KLN-006-03	https://www.medten.com/product/9725	Replacement	Reusable	Philips	Telemetry Parts	Parts	With side needle	Reusable With side needle	for M2601B/M4841A TRx+S01S02S03	With side needle for M2601B/M4841A TRx+S01S02S03	1	0				Ultrasound Foetal Transducer - comp w/ Bionet - Uterine Contractions		Ultrasound Foetal Transducer - comp w/ Bionet - UC	Bionet "
"	M20-F014		M20-F014	https://www.medten.com/product/9726	Replacement	Reusable	Corometrics	Fetal Transducer Parts	Parts	Shell label	Reusable Shell label	for 2264HAX/LAX"," 5700HAX/LAX	Shell label for 2264HAX/LAX"," 5700HAX/LAX	1	6				Ultrasound Foetal Transducer - comp w/ Bionet - Uterine Contractions		Ultrasound Foetal Transducer - comp w/ Bionet - UC	Bionet "
"	SA-167RB-36RD		SA-167RB-36RD	https://www.medten.com/product/9727	Replacement	Reusable	Masimo	SpO2 Adapter Cables	Accessories	Masimo SpO2 Adapter Cable 4257	Reusable Masimo SpO2 Adapter Cable 4257	'RD rainbow SET M20	Ultrasound Foetal Transducer - comp w/ Bionet - Uterine Contractions		Ultrasound Foetal Transducer - comp w/ Bionet - UC	Bionet "
"		rainbow20-pin Patient Cable	Ultrasound Foetal Transducer - comp w/ Bionet - Uterine Contractions		Ultrasound Foetal Transducer - comp w/ Bionet - UC	Bionet "
"	'Masimo SpO2 Adapter Cable 4257RD rainbow SET M20	3.6m(12 ft)"," used with Masimo SET RD sensor'	'Masimo SpO2 Adapter Cable 4257RD rainbow SET M20	Ultrasound Foetal Transducer - comp w/ Bionet - Uterine Contractions		Ultrasound Foetal Transducer - comp w/ Bionet - UC	Bionet "
"		rainbow20-pin Patient Cable	Ultrasound Foetal Transducer - comp w/ Bionet - Uterine Contractions		Ultrasound Foetal Transducer - comp w/ Bionet - UC	Bionet "
"	1	3.6m(12 ft)"," used with Masimo SET RD sensor'	1	12				Ultrasound Foetal Transducer - comp w/ Bionet - Uterine Contractions		Ultrasound Foetal Transducer - comp w/ Bionet - UC	Bionet "
"	SA-167RB-15RD		SA-167RB-15RD	https://www.medten.com/product/9728	Replacement	Reusable	Masimo	SpO2 Adapter Cables	Accessories	Masimo SpO2 Adapter Cable 4256	Reusable Masimo SpO2 Adapter Cable 4256	'RD rainbow SET M20	Ultrasound Foetal Transducer - comp w/ Bionet - Uterine Contractions		Ultrasound Foetal Transducer - comp w/ Bionet - UC	Bionet "
"		rainbow 20-pin Patient Cable	Ultrasound Foetal Transducer - comp w/ Bionet - Uterine Contractions		Ultrasound Foetal Transducer - comp w/ Bionet - UC	Bionet "
"	'Masimo SpO2 Adapter Cable 4256RD rainbow SET M20	: 1.5m(5 ft)"," used with Masimo SET RD sensor'	'Masimo SpO2 Adapter Cable 4256RD rainbow SET M20	Ultrasound Foetal Transducer - comp w/ Bionet - Uterine Contractions		Ultrasound Foetal Transducer - comp w/ Bionet - UC	Bionet "
"		rainbow 20-pin Patient Cable	Ultrasound Foetal Transducer - comp w/ Bionet - Uterine Contractions		Ultrasound Foetal Transducer - comp w/ Bionet - UC	Bionet "
"	1	: 1.5m(5 ft)"," used with Masimo SET RD sensor'	1	0				Ultrasound Foetal Transducer - comp w/ Bionet - Uterine Contractions		Ultrasound Foetal Transducer - comp w/ Bionet - UC	Bionet "
"	KLN-005-12		KLN-005-12	https://www.medten.com/product/9729	Replacement	Reusable	Alaris	Infusion Pump Parts	Parts	New BD Alaris 8015 Rear Case 49000491"," 49000500	Reusable New BD Alaris 8015 Rear Case 49000491"," 49000500	for BD Alaris PCU Model 8015"," Unplated	New BD Alaris 8015 Rear Case 49000491"," 49000500 for BD Alaris PCU Model 8015"," Unplated	Kit	6				Ultrasound Foetal Transducer - comp w/ Bionet - Uterine Contractions		Ultrasound Foetal Transducer - comp w/ Bionet - UC	Bionet "
"	BPC59Z		BPC59Z	https://www.medten.com/product/9730	Replacement	Reusable	Philips	NIBP Connectors and Adapters	Accessories	Philips 5.0mm air hose connector (ISO 80369-1 compliant)	Reusable Philips 5.0mm air hose connector (ISO 80369-1 compliant)	ID:4.50mm exit"," 1pc/bag	Philips 5.0mm air hose connector (ISO 80369-1 compliant)ID:4.50mm exit"," 1pc/bag	1	6				Ultrasound Foetal Transducer - comp w/ Bionet - Uterine Contractions		Ultrasound Foetal Transducer - comp w/ Bionet - UC	Bionet "
"	BPC02M-32		BPC02M-32	https://www.medten.com/product/9731	Replacement	Reusable	Philips	NIBP Connectors and Adapters	Accessories	Bayonet BP hose end connector	Reusable Bayonet BP hose end connector	Hose bar ID 3.2mm exit"," 10pcs/bag	Bayonet BP hose end connectorHose bar ID 3.2mm exit"," 10pcs/bag	10	6				Ultrasound Foetal Transducer - comp w/ Bionet - Uterine Contractions		Ultrasound Foetal Transducer - comp w/ Bionet - UC	Bionet "
"	KLN-005-12A		KLN-005-12A	https://www.medten.com/product/9735	Replacement	Reusable	Alaris	Infusion Pump Parts	Parts	BD Alaris PCU 8015 rear case ONLY	Reusable BD Alaris PCU 8015 rear case ONLY	Not for sell along"," part of KLN-005-12	BD Alaris PCU 8015 rear case ONLY Not for sell along"," part of KLN-005-12	1	6				Ultrasound Foetal Transducer - comp w/ Bionet - Uterine Contractions		Ultrasound Foetal Transducer - comp w/ Bionet - UC	Bionet "
"	FM-007		FM-007	https://www.medten.com/product/9740	Replacement	Reusable	Neoventa	Fetal Event Marker Cables	Accessories	Neoventa S31 Fetal Event Marker Cable	Reusable Neoventa S31 Fetal Event Marker Cable	For STAN S31	Neoventa S31 Fetal Event Marker CableFor STAN S31	1	6				Ultrasound Foetal Transducer - comp w/ Bionet - Uterine Contractions		Ultrasound Foetal Transducer - comp w/ Bionet - UC	Bionet "
"	KLN-106-01A-50		KLN-106-01A-50	https://www.medten.com/product/9741	Replacement	Reusable	B. Braun	Infusion Pump Parts	Parts	Cover cap kit for Housing SP (50 pcs/bag) 34774386	Reusable Cover cap kit for Housing SP (50 pcs/bag) 34774386	For Infusomat Space	Cover cap kit for Housing SP (50 pcs/bag) 34774386 For Infusomat Space	50	6				Ultrasound Foetal Transducer - comp w/ Bionet - Uterine Contractions		Ultrasound Foetal Transducer - comp w/ Bionet - UC	Bionet "
"	KLN-106-01A		KLN-106-01A	https://www.medten.com/product/9742	Replacement	Reusable	B. Braun	Infusion Pump Parts	Parts	Cover cap kit for Housing SP	Reusable Cover cap kit for Housing SP	For Infusmat Space	Cover cap kit for Housing SP For Infusmat Space	1	6				Ultrasound Foetal Transducer - comp w/ Bionet - Uterine Contractions		Ultrasound Foetal Transducer - comp w/ Bionet - UC	Bionet "
"	KLN-061-03		KLN-061-03	https://www.medten.com/product/9743	Replacement	Reusable	Philips	Telemetry Parts	Parts	Philips IntelliVue MP20 MP30 Patient Monitor Recorder Serial Power On Off & HIF Cable Kit	Reusable Philips IntelliVue MP20 MP30 Patient Monitor Recorder Serial Power On Off & HIF Cable Kit	Recorder serial cable M8062-61002"," HIF cable M8086-61009"," & power on off cable M8065-61001.	Philips IntelliVue MP20 MP30 Patient Monitor Recorder Serial Power On Off & HIF Cable Kit Recorder serial cable M8062-61002"," HIF cable M8086-61009"," & power on off cable M8065-61001.	Kit	6				Ultrasound Foetal Transducer - comp w/ Bionet - Uterine Contractions		Ultrasound Foetal Transducer - comp w/ Bionet - UC	Bionet "
"	KLN-061-03A		KLN-061-03A	https://www.medten.com/product/9744	Replacement	Reusable	Philips	Telemetry Parts	Parts	Philips IntelliVue MP20 MP30 HIF cable M8086-61009	Reusable Philips IntelliVue MP20 MP30 HIF cable M8086-61009	0	Philips IntelliVue MP20 MP30 HIF cable M8086-61009 0	1	6				Ultrasound Foetal Transducer - comp w/ Bionet - Uterine Contractions		Ultrasound Foetal Transducer - comp w/ Bionet - UC	Bionet "
"	KLN-061-03B		KLN-061-03B	https://www.medten.com/product/9745	Replacement	Reusable	Philips	Telemetry Parts	Parts	Philips IntelliVue MP20 MP30 Power On Off M8065-61001	Reusable Philips IntelliVue MP20 MP30 Power On Off M8065-61001	0	Philips IntelliVue MP20 MP30 Power On Off M8065-61001 0	1	6				Ultrasound Foetal Transducer - comp w/ Bionet - Uterine Contractions		Ultrasound Foetal Transducer - comp w/ Bionet - UC	Bionet "
"	KLN-061-03C		KLN-061-03C	https://www.medten.com/product/9746	Replacement	Reusable	Philips	Telemetry Parts	Parts	Philips IntelliVue MP20 MP30 Recorder serial cable M8062-61002	Reusable Philips IntelliVue MP20 MP30 Recorder serial cable M8062-61002	0	Philips IntelliVue MP20 MP30 Recorder serial cable M8062-61002 0	1	6				Ultrasound Foetal Transducer - comp w/ Bionet - Uterine Contractions		Ultrasound Foetal Transducer - comp w/ Bionet - UC	Bionet "
"	KLN-003-10-05		KLN-003-10-05	https://www.medten.com/product/9747	Replacement	Reusable	Philips	Telemetry Parts	Parts	Philips MX40 Battery Contact Pins Set Of 5 Units	Reusable Philips MX40 Battery Contact Pins Set Of 5 Units	Please type your own Product description.	Philips MX40 Battery Contact Pins Set Of 5 Units Please type your own Product description.	5	6				Ultrasound Foetal Transducer - comp w/ Bionet - Uterine Contractions		Ultrasound Foetal Transducer - comp w/ Bionet - UC	Bionet "
"	KTF-004-01		KTF-004-01	https://www.medten.com/product/9756	Replacement	Reusable	Corometrics	Fetal Transducer Parts	Parts	Toco top and bottom case with cable tail assemble	Reusable Toco top and bottom case with cable tail assemble	For 2264HAX	Toco top and bottom case with cable tail assemble For 2264HAX	Kit	6				Ultrasound Foetal Transducer - comp w/ Bionet - Uterine Contractions		Ultrasound Foetal Transducer - comp w/ Bionet - UC	Bionet "
"	KGF-M004		KGF-M004	https://www.medten.com/product/9757	Replacement	Reusable	Corometrics	Fetal Transducer Parts	Parts	Top Case	Reusable Top Case	For 2264HAX	Top Case For 2264HAX	1	6				Ultrasound Foetal Transducer - comp w/ Bionet - Uterine Contractions		Ultrasound Foetal Transducer - comp w/ Bionet - UC	Bionet "
"	KGF-M005-01		KGF-M005-01	https://www.medten.com/product/9758	Replacement	Reusable	Carescape	Fetal Transducer Parts	Parts	Top Case with Wing	Reusable Top Case with Wing	for TOCO 2264LAX	Top Case with Wing for TOCO 2264LAX	1	6				Ultrasound Foetal Transducer - comp w/ Bionet - Uterine Contractions		Ultrasound Foetal Transducer - comp w/ Bionet - UC	Bionet "
"	TNC-TS022		TNC-TS022	https://www.medten.com/product/9759	Replacement	Reusable	Mindray	Telemetry Parts	Parts	10.4"" Touch Screen"," 4 Wire","THK=1.8mm 021-000005-00	Reusable 10.4"" Touch Screen"," 4 Wire","THK=1.8mm 021-000005-00	Mindray IPM10"," IPM6"," IMEC10"," IMEC6	10.4"" Touch Screen"," 4 Wire","THK=1.8mm 021-000005-00 Mindray IPM10"," IPM6"," IMEC10"," IMEC6	1	6				Ultrasound Foetal Transducer - comp w/ Bionet - Uterine Contractions		Ultrasound Foetal Transducer - comp w/ Bionet - UC	Bionet "
"	M07-T007		M07-T007	https://www.medten.com/product/9760	Replacement	Reusable	Sonicaid	Fetal Transducer Parts	Parts	Sonicaid Toco transducer force sensor	Reusable Sonicaid Toco transducer force sensor	For transducer ACC-OBS-009/L","8400-6921/L	Sonicaid Toco transducer force sensor For transducer ACC-OBS-009/L","8400-6921/L	1	6				Ultrasound Foetal Transducer - comp w/ Bionet - Uterine Contractions		Ultrasound Foetal Transducer - comp w/ Bionet - UC	Bionet "
"	KLN-006-34-1X		KLN-006-34-1X	https://www.medten.com/product/9761	Replacement	Reusable	Philips	Telemetry Parts	Parts	Bottom Case with Silicone Cap	Reusable Bottom Case with Silicone Cap	for M2601B	Bottom Case with Silicone Cap for M2601B	1	6				Ultrasound Foetal Transducer - comp w/ Bionet - Uterine Contractions		Ultrasound Foetal Transducer - comp w/ Bionet - UC	Bionet "
"	KLN-006-34-2X		KLN-006-34-2X	https://www.medten.com/product/9762	Replacement	Reusable	Philips	Telemetry Parts	Parts	Top Case Assembly	Reusable Top Case Assembly	for M2601B	Top Case Assembly for M2601B	1	6				Ultrasound Foetal Transducer - comp w/ Bionet - Uterine Contractions		Ultrasound Foetal Transducer - comp w/ Bionet - UC	Bionet "
"	SA-162RB-30		SA-162RB-30	https://www.medten.com/product/9763	Replacement	Reusable	Masimo	SpO2 Adapter Cables	Accessories	Masimo-Nellcor SpO2 Converter Cable	Reusable Masimo-Nellcor SpO2 Converter Cable	Replacement: 3.0m"," use with Nellcor-Oxismart sensor	Masimo-Nellcor SpO2 Converter Cable"," 3.0m"," use with Nellcor-Oxismart sensor	1	12				Ultrasound Foetal Transducer - comp w/ Bionet - Uterine Contractions		Ultrasound Foetal Transducer - comp w/ Bionet - UC	Bionet "
"	BPC57		BPC57	https://www.medten.com/product/9764	Replacement	Reusable	Zoll	NIBP Connectors and Adapters	Accessories	Zoll NIBP Air Hose plug 8300-0002-01	Reusable Zoll NIBP Air Hose plug 8300-0002-01	Replacement (Box of 1) Please type your own Product Description or copy from OEM"," 1pc/bag	Zoll NIBP Air Hose plug 8300-0002-01Replacement (Box of 1) Please type your own Product Description or copy from OEM"," 1pc/bag	1	6				Ultrasound Foetal Transducer - comp w/ Bionet - Uterine Contractions		Ultrasound Foetal Transducer - comp w/ Bionet - UC	Bionet "
"	BPS07A		BPS07A	https://www.medten.com/product/9766	Replacement	Reusable	Philips	Telemetry Parts	Parts	Philips module BP socket	Reusable Philips module BP socket	0	Philips module BP socket 0	1	6				Ultrasound Foetal Transducer - comp w/ Bionet - Uterine Contractions		Ultrasound Foetal Transducer - comp w/ Bionet - UC	Bionet "
"	FTC-ED02		FTC-ED02	https://www.medten.com/product/9767	Replacement	Reusable	Edan	Fetal Transducers	Accessories	Edan Fetal Transducer	Reusable Edan Fetal Transducer	Replacement: 3.0m"," TOCO	Edan Fetal Transducer"," 3.0m"," TOCO	1	0				Ultrasound Foetal Transducer - comp w/ Bionet - Uterine Contractions		Ultrasound Foetal Transducer - comp w/ Bionet - UC	Bionet "
"	FUS-ED03		FUS-ED03	https://www.medten.com/product/9768	Replacement	Reusable	Edan	Fetal Transducers	Accessories	Edan Fetal Transducer	Reusable Edan Fetal Transducer	Replacement: 3.0m"," Ultrasound	Edan Fetal Transducer"," 3.0m"," Ultrasound	1	0				Ultrasound Foetal Transducer - comp w/ Bionet - Uterine Contractions		Ultrasound Foetal Transducer - comp w/ Bionet - UC	Bionet "
"	KLN-090-01A		KLN-090-01A	https://www.medten.com/product/9769	Replacement	Reusable	GE Healthcare	Telemetry Parts	Parts	PDM Battery cover	Reusable PDM Battery cover	for GE Patient Data Module	PDM Battery cover for GE Patient Data Module	0	6				Ultrasound Foetal Transducer - comp w/ Bionet - Uterine Contractions		Ultrasound Foetal Transducer - comp w/ Bionet - UC	Bionet "
"	M01-L036		M01-L036	https://www.medten.com/product/9770	Replacement	Reusable	GE Healthcare	Monitor/Module Parts	Parts	Screw M3*6	Reusable Screw M3*6	Please type your own Product description.	Screw M3*6 Please type your own Product description.	0	6				Ultrasound Foetal Transducer - comp w/ Bionet - Uterine Contractions		Ultrasound Foetal Transducer - comp w/ Bionet - UC	Bionet "
"	M01-L037		M01-L037	https://www.medten.com/product/9771	Replacement	Reusable	GE Healthcare	Monitor/Module Parts	Parts	Metal Spacer ?7.0*?3.0*0.5	Reusable Metal Spacer ?7.0*?3.0*0.5	Please type your own Product description.	Metal Spacer ?7.0*?3.0*0.5 Please type your own Product description.	0	6				Ultrasound Foetal Transducer - comp w/ Bionet - Uterine Contractions		Ultrasound Foetal Transducer - comp w/ Bionet - UC	Bionet "
"	BPA-Y-N-17		BPA-Y-N-17	https://www.medten.com/product/9772	Replacement	Reusable		NIBP Connectors and Adapters	Accessories	Please type your own Product Title	Reusable Please type your own Product Title	Replacement (Box of 10) Please type your own Product Description or copy from OEM	Please type your own Product TitleReplacement (Box of 10) Please type your own Product Description or copy from OEM	10	0				Ultrasound Foetal Transducer - comp w/ Bionet - Uterine Contractions		Ultrasound Foetal Transducer - comp w/ Bionet - UC	Bionet "
"	BPH-AS25-02M-31		BPH-AS25-02M-31	https://www.medten.com/product/9773	Replacement	Reusable		NIBP Air Hoses	Accessories	NIBP Air Hose	Reusable NIBP Air Hose	Replacement: Adult/Pediatric"," Single Tube"," 2.5m"," GE DINACLICK	NIBP Air Hose"," Adult/Pediatric"," Single Tube"," 2.5m"," GE DINACLICK	1	6				Ultrasound Foetal Transducer - comp w/ Bionet - Uterine Contractions		Ultrasound Foetal Transducer - comp w/ Bionet - UC	Bionet "
"	BPH-AS25-02M-25		BPH-AS25-02M-25	https://www.medten.com/product/9774	Replacement	Reusable		NIBP Air Hoses	Accessories	NIBP Air Hose	Reusable NIBP Air Hose	Replacement: Adult/Pediatric"," Single Tube"," 2.5m"," Welch Allyn Flexiport	NIBP Air Hose"," Adult/Pediatric"," Single Tube"," 2.5m"," Welch Allyn Flexiport	1	6				Ultrasound Foetal Transducer - comp w/ Bionet - Uterine Contractions		Ultrasound Foetal Transducer - comp w/ Bionet - UC	Bionet "
"	BPH-NS25-02M-40		BPH-NS25-02M-40	https://www.medten.com/product/9775	Replacement	Reusable		NIBP Air Hoses	Accessories	NIBP Air Hose	Reusable NIBP Air Hose	Replacement: Neonate "," Single Tube"," 2.5m"," GE Neo-Snap	NIBP Air Hose"," Neonate "," Single Tube"," 2.5m"," GE Neo-Snap	1	6				Ultrasound Foetal Transducer - comp w/ Bionet - Uterine Contractions		Ultrasound Foetal Transducer - comp w/ Bionet - UC	Bionet "
"	BPH-ND35-15N-33		BPH-ND35-15N-33	https://www.medten.com/product/9776	Replacement	Reusable	Nihon Kohden	NIBP Air Hoses	Accessories	Nihon Kohden NIBP Air Hose	Reusable Nihon Kohden NIBP Air Hose	Replacement: Neonate "," Double Tube"," 2.5m"," GE Neo-Snap	Nihon Kohden NIBP Air Hose"," Neonate "," Double Tube"," 2.5m"," GE Neo-Snap	1	6				Ultrasound Foetal Transducer - comp w/ Bionet - Uterine Contractions		Ultrasound Foetal Transducer - comp w/ Bionet - UC	Bionet "
"	BPH-ND30-58-33		BPH-ND30-58-33	https://www.medten.com/product/9778	Replacement	Reusable	Nihon Kohden	NIBP Air Hoses	Accessories	Nihon Kohden NIBP Air Hose	Reusable Nihon Kohden NIBP Air Hose	Replacement: Neonate "," Double Tube"," 3.0m"," GE Neo-Snap	Nihon Kohden NIBP Air Hose"," Neonate "," Double Tube"," 3.0m"," GE Neo-Snap	1	6				Ultrasound Foetal Transducer - comp w/ Bionet - Uterine Contractions		Ultrasound Foetal Transducer - comp w/ Bionet - UC	Bionet "
"	BPH-ND35-23-33		BPH-ND35-23-33	https://www.medten.com/product/9779	Replacement	Reusable	Nihon Kohden	NIBP Air Hoses	Accessories	Nihon Kohden NIBP Air Hose	Reusable Nihon Kohden NIBP Air Hose	Replacement: Neonate "," Double Tube"," 3.5m"," GE Neo-Snap	Nihon Kohden NIBP Air Hose"," Neonate "," Double Tube"," 3.5m"," GE Neo-Snap	1	6				Ultrasound Foetal Transducer - comp w/ Bionet - Uterine Contractions		Ultrasound Foetal Transducer - comp w/ Bionet - UC	Bionet "
"	BPC60		BPC60	https://www.medten.com/product/9781	Replacement	Reusable	Philips	NIBP Connectors and Adapters	Accessories	Please type your own Product Title	Reusable Please type your own Product Title	Replacement (Box of 1) Please type your own Product Description or copy from OEM	Please type your own Product TitleReplacement (Box of 1) Please type your own Product Description or copy from OEM	1	0				Ultrasound Foetal Transducer - comp w/ Bionet - Uterine Contractions		Ultrasound Foetal Transducer - comp w/ Bionet - UC	Bionet "
"	TNC-MSK022		TNC-MSK022	https://www.medten.com/product/9782	Replacement	Reusable	Philips	Telemetry Parts	Parts	Philips Suresigns V3 Membrane Keypad 453564242221	Reusable Philips Suresigns V3 Membrane Keypad 453564242221	0	Philips Suresigns V3 Membrane Keypad 453564242221 0	1	3				Ultrasound Foetal Transducer - comp w/ Bionet - Uterine Contractions		Ultrasound Foetal Transducer - comp w/ Bionet - UC	Bionet "
"	KLN-034-06H		KLN-034-06H	https://www.medten.com/product/9783	Replacement	Reusable	Alaris	Infusion Pump Parts	Parts	LVP 8100 White Sear for Door Latch 147085-100	Reusable LVP 8100 White Sear for Door Latch 147085-100	for BD Alaris 8100	LVP 8100 White Sear for Door Latch 147085-100 for BD Alaris 8100	10	6				Ultrasound Foetal Transducer - comp w/ Bionet - Uterine Contractions		Ultrasound Foetal Transducer - comp w/ Bionet - UC	Bionet "
"	TFCT-CM03-0101		TFCT-CM03-0101	https://www.medten.com/product/9789	Replacement	Reusable	Carescape	Fetal Transducers	Accessories	Carescape/GE Fetal Transducer 2264LAX	Reusable Carescape/GE Fetal Transducer 2264LAX	Replacement: 3.0m"," TOCO	Carescape/GE Fetal Transducer 2264LAX"," 3.0m"," TOCO	1	12				Ultrasound Foetal Transducer - comp w/ Bionet - Uterine Contractions		Ultrasound Foetal Transducer - comp w/ Bionet - UC	Bionet "
"	TFCT-CM03-0201		TFCT-CM03-0201	https://www.medten.com/product/9790	Replacement	Reusable	Carescape	Fetal Transducers	Accessories	Carescape/GE Fetal Transducer 2264HAX	Reusable Carescape/GE Fetal Transducer 2264HAX	Replacement: 3.0m"," TOCO	Carescape/GE Fetal Transducer 2264HAX"," 3.0m"," TOCO	1	12				Ultrasound Foetal Transducer - comp w/ Bionet - Uterine Contractions		Ultrasound Foetal Transducer - comp w/ Bionet - UC	Bionet "
"	TFCT-CM03-0101-L		TFCT-CM03-0101-L	https://www.medten.com/product/9791	Replacement	Reusable	Carescape	Fetal Transducers	Accessories	Carescape/GE Fetal Transducer 2264LAX	Reusable Carescape/GE Fetal Transducer 2264LAX	Replacement: 3.0m"," TOCO	Carescape/GE Fetal Transducer 2264LAX"," 3.0m"," TOCO	1	12				Ultrasound Foetal Transducer - comp w/ Bionet - Uterine Contractions		Ultrasound Foetal Transducer - comp w/ Bionet - UC	Bionet "
"	TFCT-CM03-0201-L		TFCT-CM03-0201-L	https://www.medten.com/product/9792	Replacement	Reusable	Carescape	Fetal Transducers	Accessories	Carescape/GE Fetal Transducer 2264HAX	Reusable Carescape/GE Fetal Transducer 2264HAX	Replacement: 3.0m"," TOCO	Carescape/GE Fetal Transducer 2264HAX"," 3.0m"," TOCO	1	12				Ultrasound Foetal Transducer - comp w/ Bionet - Uterine Contractions		Ultrasound Foetal Transducer - comp w/ Bionet - UC	Bionet "
"	W-TFCT-CM03-0101		W-TFCT-CM03-0101	https://www.medten.com/product/9793	Replacement	Reusable	Carescape	Fetal Transducers	Accessories	Carescape/GE Fetal Transducer 2264LAX	Reusable Carescape/GE Fetal Transducer 2264LAX	Replacement: 3.0m"," TOCO	Carescape/GE Fetal Transducer 2264LAX"," 3.0m"," TOCO	1	12				Ultrasound Foetal Transducer - comp w/ Bionet - Uterine Contractions		Ultrasound Foetal Transducer - comp w/ Bionet - UC	Bionet "
"	W-TFCT-CM03-0201		W-TFCT-CM03-0201	https://www.medten.com/product/9794	Replacement	Reusable	Carescape	Fetal Transducers	Accessories	Carescape/GE Fetal Transducer 2264HAX	Reusable Carescape/GE Fetal Transducer 2264HAX	Replacement: 3.0m"," TOCO	Carescape/GE Fetal Transducer 2264HAX"," 3.0m"," TOCO	1	12				Ultrasound Foetal Transducer - comp w/ Bionet - Uterine Contractions		Ultrasound Foetal Transducer - comp w/ Bionet - UC	Bionet "
"	421115-101		421115-101	https://www.medten.com/product/9795	Replacement	Reusable	GE Healthcare	Telemetry Parts	Parts	Keyboard Assembly (English version) for 421115-101	Reusable Keyboard Assembly (English version) for 421115-101	for GE MAC 5000/5500	Keyboard Assembly (English version) for 421115-101 for GE MAC 5000/5500	1	6				Ultrasound Foetal Transducer - comp w/ Bionet - Uterine Contractions		Ultrasound Foetal Transducer - comp w/ Bionet - UC	Bionet "
"	SCW-Y-01		SCW-Y-01	https://www.medten.com/product/9796	Replacement	Disposable	Medex	IBP Transducers	Accessories	Medex/Smiths Medical IBP Transducer SCW-Y-01	Disposable Medex/Smiths Medical IBP Transducer SCW-Y-01	Replacement: (Box of 1)	Medex/Smiths Medical IBP Transducer SCW-Y-01"," (Box of 1)	1	0				Ultrasound Foetal Transducer - comp w/ Bionet - Uterine Contractions		Ultrasound Foetal Transducer - comp w/ Bionet - UC	Bionet "
"	KT-095B/5		KT-095B/5	https://www.medten.com/product/9797	Replacement	Reusable	Nihon Kohden	Parts	Parts	Nihon Kohden Spo2 adaptor cable sensor end reception (5mm exit)	Reusable Nihon Kohden Spo2 adaptor cable sensor end reception (5mm exit)	0	Nihon Kohden Spo2 adaptor cable sensor end reception (5mm exit) 0	1	6				Ultrasound Foetal Transducer - comp w/ Bionet - Uterine Contractions		Ultrasound Foetal Transducer - comp w/ Bionet - UC	Bionet "
"	ELD-DG3-90G-I		ELD-DG3-90G-I	https://www.medten.com/product/9799	Replacement	Disposable	Draeger	ECG Leadwires	Accessories	Draeger ECG Leadwire MP00875	Disposable Draeger ECG Leadwire MP00875	Replacement: 3 lead"," Molded Din-Style"," Grabber"," 0.9m "," IEC"," Molded"," Shielded (Box of 10)	Draeger ECG Leadwire MP00875"," 3 lead"," Molded Din-Style"," Grabber"," 0.9m "," IEC"," Molded"," Shielded (Box of 10)	10	0				Ultrasound Foetal Transducer - comp w/ Bionet - Uterine Contractions		Ultrasound Foetal Transducer - comp w/ Bionet - UC	Bionet "
"	ELD-DG6-90G-I		ELD-DG6-90G-I	https://www.medten.com/product/9802	Replacement	Disposable	Draeger	ECG Leadwires	Accessories	Draeger ECG Leadwire MP03122	Disposable Draeger ECG Leadwire MP03122	Replacement: 6 lead"," Molded Din-Style"," Grabber"," 0.9m "," IEC"," Molded"," Shielded (Box of 10)	Draeger ECG Leadwire MP03122"," 6 lead"," Molded Din-Style"," Grabber"," 0.9m "," IEC"," Molded"," Shielded (Box of 10)	10	0				Ultrasound Foetal Transducer - comp w/ Bionet - Uterine Contractions		Ultrasound Foetal Transducer - comp w/ Bionet - UC	Bionet "
"	ELD-SMB3-90G-I		ELD-SMB3-90G-I	https://www.medten.com/product/9804	Replacement	Disposable	Siemens	ECG Leadwires	Accessories	Siemens/Draeger ECG Leadwire	Disposable Siemens/Draeger ECG Leadwire	Replacement: 3 lead"," Siemens Dual-Pin"," Grabber"," 0.9m "," IEC"," Molded"," Shielded (Box of 10)	Siemens/Draeger ECG Leadwire"," 3 lead"," Siemens Dual-Pin"," Grabber"," 0.9m "," IEC"," Molded"," Shielded (Box of 10)	10	0				Ultrasound Foetal Transducer - comp w/ Bionet - Uterine Contractions		Ultrasound Foetal Transducer - comp w/ Bionet - UC	Bionet "
"	ELD-SMB5-90G-I		ELD-SMB5-90G-I	https://www.medten.com/product/9806	Replacement	Disposable	Siemens	ECG Leadwires	Accessories	Siemens/Draeger ECG Leadwire	Disposable Siemens/Draeger ECG Leadwire	: 5 lead"," Siemens Dual-Pin"," Grabber"," 0.9m "," Molded"," Shielded (Box of 10)	Siemens/Draeger ECG Leadwire: 5 lead"," Siemens Dual-Pin"," Grabber"," 0.9m "," Molded"," Shielded (Box of 10)	10	0				Ultrasound Foetal Transducer - comp w/ Bionet - Uterine Contractions		Ultrasound Foetal Transducer - comp w/ Bionet - UC	Bionet "
"	KLN-006-39		KLN-006-39	https://www.medten.com/product/9808	Replacement	Reusable	Philips	Telemetry Parts	Parts	Telemetry Kit Assembly (IEC)	Reusable Telemetry Kit Assembly (IEC)	M2601B/M4841A TRx+ S02 S03	Telemetry Kit Assembly (IEC) M2601B/M4841A TRx+ S02 S03	Kit	6				Ultrasound Foetal Transducer - comp w/ Bionet - Uterine Contractions		Ultrasound Foetal Transducer - comp w/ Bionet - UC	Bionet "
"	KLN-034-06K		KLN-034-06K	https://www.medten.com/product/9809	Replacement	Reusable	Alaris	Infusion Pump Parts	Parts	Kit"," Sear (sear"," spring"," door screw"," washers) 49000396	Reusable Kit"," Sear (sear"," spring"," door screw"," washers) 49000396	For Alaris 8100 door latch	Kit"," Sear (sear"," spring"," door screw"," washers) 49000396 For Alaris 8100 door latch	Kit	6				Ultrasound Foetal Transducer - comp w/ Bionet - Uterine Contractions		Ultrasound Foetal Transducer - comp w/ Bionet - UC	Bionet "
"	SA-005RB-03LP		SA-005RB-03LP	https://www.medten.com/product/9810	Replacement	Reusable	Masimo	SpO2 Adapter Cables	Accessories	Masimo SpO2 Adapter Cable MAC-1	Reusable Masimo SpO2 Adapter Cable MAC-1	Replacement: 0.3m"," use with Masimo-LNOP sensor	Masimo SpO2 Adapter Cable MAC-1"," 0.3m"," use with Masimo-LNOP sensor	1	6				Ultrasound Foetal Transducer - comp w/ Bionet - Uterine Contractions		Ultrasound Foetal Transducer - comp w/ Bionet - UC	Bionet "
"	KTC-007B-40		KTC-007B-40	https://www.medten.com/product/9841	Replacement	Reusable	Datex Ohmeda	Parts	Parts	GE Datex SpO2 Connector Kit	Reusable GE Datex SpO2 Connector Kit	10pin"," 4mm cable exit	GE Datex SpO2 Connector Kit 10pin"," 4mm cable exit	1	6				Ultrasound Foetal Transducer - comp w/ Bionet - Uterine Contractions		Ultrasound Foetal Transducer - comp w/ Bionet - UC	Bionet "
"	KTC-201		KTC-201	https://www.medten.com/product/9842	Replacement	Reusable	MEK	Parts	Parts	NE MEK SpO2 Connector Kit	Reusable NE MEK SpO2 Connector Kit	9pin"," 4mm cable exit9	NE MEK SpO2 Connector Kit 9pin"," 4mm cable exit9	1	6				Ultrasound Foetal Transducer - comp w/ Bionet - Uterine Contractions		Ultrasound Foetal Transducer - comp w/ Bionet - UC	Bionet "
"	KTC-104S-40		KTC-104S-40	https://www.medten.com/product/9843	Replacement	Reusable	Nihon Kohden	Parts	Parts	Nihon Kohden SpO2 Connector Kit	Reusable Nihon Kohden SpO2 Connector Kit	10 pin"," 4mm cable exit	Nihon Kohden SpO2 Connector Kit 10 pin"," 4mm cable exit	1	6				Ultrasound Foetal Transducer - comp w/ Bionet - Uterine Contractions		Ultrasound Foetal Transducer - comp w/ Bionet - UC	Bionet "
"	KTC-052B-40		KTC-052B-40	https://www.medten.com/product/9844	Replacement	Reusable	Philips	Parts	Parts	Philips SpO2 Connector Kit	Reusable Philips SpO2 Connector Kit	12 pin"," 4mm cable exit	Philips SpO2 Connector Kit 12 pin"," 4mm cable exit	1	6				Ultrasound Foetal Transducer - comp w/ Bionet - Uterine Contractions		Ultrasound Foetal Transducer - comp w/ Bionet - UC	Bionet "
"	KTC-059-40		KTC-059-40	https://www.medten.com/product/9845	Replacement	Reusable	Philips	Parts	Parts	Philips SpO2 Connector Kit	Reusable Philips SpO2 Connector Kit	8 pin"," 4mm cable exit	Philips SpO2 Connector Kit 8 pin"," 4mm cable exit	1	6				Ultrasound Foetal Transducer - comp w/ Bionet - Uterine Contractions		Ultrasound Foetal Transducer - comp w/ Bionet - UC	Bionet "
"	KTC-002-40		KTC-002-40	https://www.medten.com/product/9846	Replacement	Reusable	Marquette	Parts	Parts	GE Marquette SpO2 Connector Kit	Reusable GE Marquette SpO2 Connector Kit	11 pin"," 4mm cable exit	GE Marquette SpO2 Connector Kit 11 pin"," 4mm cable exit	1	6				Ultrasound Foetal Transducer - comp w/ Bionet - Uterine Contractions		Ultrasound Foetal Transducer - comp w/ Bionet - UC	Bionet "
"	KTC-003-40		KTC-003-40	https://www.medten.com/product/9847	Replacement	Reusable	Marquette	Parts	Parts	GE Marquette SpO2 Connector Kit	Reusable GE Marquette SpO2 Connector Kit	11 pin"," 4mm cable exit	GE Marquette SpO2 Connector Kit 11 pin"," 4mm cable exit	1	6				Ultrasound Foetal Transducer - comp w/ Bionet - Uterine Contractions		Ultrasound Foetal Transducer - comp w/ Bionet - UC	Bionet "
"	KTC-113		KTC-113	https://www.medten.com/product/9848	Replacement	Reusable	Spacelabs	Parts	Parts	Spacelabs SpO2 Connector Kit	Reusable Spacelabs SpO2 Connector Kit	10 pin"," 4mm cable exit	Spacelabs SpO2 Connector Kit 10 pin"," 4mm cable exit	1	6				Ultrasound Foetal Transducer - comp w/ Bionet - Uterine Contractions		Ultrasound Foetal Transducer - comp w/ Bionet - UC	Bionet "
"	KTC-112		KTC-112	https://www.medten.com/product/9849	Replacement	Reusable	Spacelabs	Parts	Parts	Spacelabs SpO2 Connector Kit	Reusable Spacelabs SpO2 Connector Kit	10 pin"," 4mm cable exit	Spacelabs SpO2 Connector Kit 10 pin"," 4mm cable exit	1	6				Ultrasound Foetal Transducer - comp w/ Bionet - Uterine Contractions		Ultrasound Foetal Transducer - comp w/ Bionet - UC	Bionet "
"	KTC-064-40		KTC-064-40	https://www.medten.com/product/9850	Replacement	Reusable	Philips	Parts	Parts	Philips SpO2 Connector Kit	Reusable Philips SpO2 Connector Kit	8 pin"," 4mm cable exit	Philips SpO2 Connector Kit 8 pin"," 4mm cable exit	1	6				Ultrasound Foetal Transducer - comp w/ Bionet - Uterine Contractions		Ultrasound Foetal Transducer - comp w/ Bionet - UC	Bionet "
"	KTC-081-40		KTC-081-40	https://www.medten.com/product/9851	Replacement	Reusable	Draeger	Parts	Parts	Draeger SpO2 Connector Kit	Reusable Draeger SpO2 Connector Kit	7 pin"," 4mm cable exit	Draeger SpO2 Connector Kit 7 pin"," 4mm cable exit	1	6				Ultrasound Foetal Transducer - comp w/ Bionet - Uterine Contractions		Ultrasound Foetal Transducer - comp w/ Bionet - UC	Bionet "
"	KTC-061-40		KTC-061-40	https://www.medten.com/product/9852	Replacement	Reusable	Philips	Parts	Parts	Philips SpO2 Connector Kit	Reusable Philips SpO2 Connector Kit	8 pin"," 4mm cable exit	Philips SpO2 Connector Kit 8 pin"," 4mm cable exit	1	6				Ultrasound Foetal Transducer - comp w/ Bionet - Uterine Contractions		Ultrasound Foetal Transducer - comp w/ Bionet - UC	Bionet "
"	KTC-252-40		KTC-252-40	https://www.medten.com/product/9853	Replacement	Reusable	Masimo	Parts	Parts	Masimo SpO2 Connector Kit	Reusable Masimo SpO2 Connector Kit	20 pin"," 4mm cable exit	Masimo SpO2 Connector Kit 20 pin"," 4mm cable exit	1	6				Ultrasound Foetal Transducer - comp w/ Bionet - Uterine Contractions		Ultrasound Foetal Transducer - comp w/ Bionet - UC	Bionet "
"	KTC-111-40		KTC-111-40	https://www.medten.com/product/9854	Replacement	Reusable	Spacelabs	Parts	Parts	Spacelabs SpO2 Connector Kit	Reusable Spacelabs SpO2 Connector Kit	10 pin"," 4mm cable exit	Spacelabs SpO2 Connector Kit 10 pin"," 4mm cable exit	1	6				Ultrasound Foetal Transducer - comp w/ Bionet - Uterine Contractions		Ultrasound Foetal Transducer - comp w/ Bionet - UC	Bionet "
"	KTC-121-40		KTC-121-40	https://www.medten.com/product/9855	Replacement	Reusable	Mindray	Parts	Parts	Mindray SpO2 Connector Kit	Reusable Mindray SpO2 Connector Kit	7 pin"," 4mm cable exit	Mindray SpO2 Connector Kit 7 pin"," 4mm cable exit	1	6				Ultrasound Foetal Transducer - comp w/ Bionet - Uterine Contractions		Ultrasound Foetal Transducer - comp w/ Bionet - UC	Bionet "
"	KTC-082-40		KTC-082-40	https://www.medten.com/product/9856	Replacement	Reusable	Draeger	Parts	Parts	Draeger SpO2 Connector Kit	Reusable Draeger SpO2 Connector Kit	7 pin"," 4mm cable exit	Draeger SpO2 Connector Kit 7 pin"," 4mm cable exit	1	6				Ultrasound Foetal Transducer - comp w/ Bionet - Uterine Contractions		Ultrasound Foetal Transducer - comp w/ Bionet - UC	Bionet "
"	KTC-209		KTC-209	https://www.medten.com/product/9857	Replacement	Reusable	GE Healthcare	Parts	Parts	GE SpO2 Connector Kit	Reusable GE SpO2 Connector Kit	9 pin"," 4mm cable exit	GE SpO2 Connector Kit 9 pin"," 4mm cable exit	1	6				Ultrasound Foetal Transducer - comp w/ Bionet - Uterine Contractions		Ultrasound Foetal Transducer - comp w/ Bionet - UC	Bionet "
"	KTC-182		KTC-182	https://www.medten.com/product/9858	Replacement	Reusable	Mennen Medical	Parts	Parts	Mennen SpO2 Connector Kit	Reusable Mennen SpO2 Connector Kit	13 pin"," 4mm cable exit	Mennen SpO2 Connector Kit 13 pin"," 4mm cable exit	1	6				Ultrasound Foetal Transducer - comp w/ Bionet - Uterine Contractions		Ultrasound Foetal Transducer - comp w/ Bionet - UC	Bionet "
"	KTC-251-40		KTC-251-40	https://www.medten.com/product/9859	Replacement	Reusable	Nellcor	Parts	Parts	Nellcor SpO2 Connector Kit	Reusable Nellcor SpO2 Connector Kit	14 pin"," 4mm cable exit	Nellcor SpO2 Connector Kit 14 pin"," 4mm cable exit	1	6				Ultrasound Foetal Transducer - comp w/ Bionet - Uterine Contractions		Ultrasound Foetal Transducer - comp w/ Bionet - UC	Bionet "
"	BPA-Y-01M-03M03M		BPA-Y-01M-03M03M	https://www.medten.com/product/9860	Replacement	Reusable	Welch Allyn	NIBP Connectors and Adapters	Accessories	BP Cuff Adaptor"," Luer-Lock to Bayonet	Reusable BP Cuff Adaptor"," Luer-Lock to Bayonet	10 pcs/pack	BP Cuff Adaptor"," Luer-Lock to Bayonet10 pcs/pack	10	6				Ultrasound Foetal Transducer - comp w/ Bionet - Uterine Contractions		Ultrasound Foetal Transducer - comp w/ Bionet - UC	Bionet "
"	TNC-AA002		TNC-AA002	https://www.medten.com/product/9861	Replacement	Disposable	Philips	EtCO2 Accessories and Supplies	Accessories	Sidestream LoFlo EtCO? Airway Adapte	Disposable Sidestream LoFlo EtCO? Airway Adapte	Sidestream LoFlo EtCO? Airway Adapter"," Adult/Paediatric"," Short Term	Sidestream LoFlo EtCO? Airway AdapteSidestream LoFlo EtCO? Airway Adapter"," Adult/Paediatric"," Short Term	10	0				Ultrasound Foetal Transducer - comp w/ Bionet - Uterine Contractions		Ultrasound Foetal Transducer - comp w/ Bionet - UC	Bionet "
"	TNC-SL014		TNC-SL014	https://www.medten.com/product/9862	Replacement	Disposable	Philips	EtCO2 Accessories and Supplies	Accessories	Sidestream LoFlo EtCO? Sample Line with Male Luer	Disposable Sidestream LoFlo EtCO? Sample Line with Male Luer	Sidestream LoFlo EtCO? Sample Line with Male Luer"," Adult/Pediatric"," Short Term	Sidestream LoFlo EtCO? Sample Line with Male LuerSidestream LoFlo EtCO? Sample Line with Male Luer"," Adult/Pediatric"," Short Term	10	0				Ultrasound Foetal Transducer - comp w/ Bionet - Uterine Contractions		Ultrasound Foetal Transducer - comp w/ Bionet - UC	Bionet "
"	TNC-SL016		TNC-SL016	https://www.medten.com/product/9863	Replacement	Disposable	Philips	EtCO2 Accessories and Supplies	Accessories	Microstream Filterline Intubated	Disposable Microstream Filterline Intubated	Microstream Filterline Intubated"," Adult/Pediatric"," 2m"," Short Term	Microstream Filterline IntubatedMicrostream Filterline Intubated"," Adult/Pediatric"," 2m"," Short Term	25	0				Ultrasound Foetal Transducer - comp w/ Bionet - Uterine Contractions		Ultrasound Foetal Transducer - comp w/ Bionet - UC	Bionet "
"	TNC-SL017		TNC-SL017	https://www.medten.com/product/9864	Replacement	Disposable	Philips	EtCO2 Accessories and Supplies	Accessories	Microstream Advance Adult/Pediatric Intubated CO? Sampling Line	Disposable Microstream Advance Adult/Pediatric Intubated CO? Sampling Line	Microstream Advance Adult/Pediatric Intubated CO? Sampling Line"," Extended Duration Use	Microstream Advance Adult/Pediatric Intubated CO? Sampling LineMicrostream Advance Adult/Pediatric Intubated CO? Sampling Line"," Extended Duration Use	25	0				Ultrasound Foetal Transducer - comp w/ Bionet - Uterine Contractions		Ultrasound Foetal Transducer - comp w/ Bionet - UC	Bionet "
"	KLN-108-01		KLN-108-01	https://www.medten.com/product/9866	Replacement	Reusable	Fisher & Paykel	Respiratory and Anesthesia Parts	Parts	Front and Rear Case Kit	Reusable Front and Rear Case Kit	for Fisher&Parkel/MR850MR	Front and Rear Case Kit for Fisher&Parkel/MR850MR	1	6				Ultrasound Foetal Transducer - comp w/ Bionet - Uterine Contractions		Ultrasound Foetal Transducer - comp w/ Bionet - UC	Bionet "
"	KLN-108-02		KLN-108-02	https://www.medten.com/product/9867	Replacement	Reusable	Fisher & Paykel	Respiratory and Anesthesia Parts	Parts	Front Case Kit	Reusable Front Case Kit	for Fisher&Parkel/MR850MR	Front Case Kit for Fisher&Parkel/MR850MR	1	6				Ultrasound Foetal Transducer - comp w/ Bionet - Uterine Contractions		Ultrasound Foetal Transducer - comp w/ Bionet - UC	Bionet "
"	KLN-108-03		KLN-108-03	https://www.medten.com/product/9868	Replacement	Reusable	Fisher & Paykel	Respiratory and Anesthesia Parts	Parts	Body Case Kit	Reusable Body Case Kit	for Fisher&Parkel/MR850MR	Body Case Kit for Fisher&Parkel/MR850MR	1	6				Ultrasound Foetal Transducer - comp w/ Bionet - Uterine Contractions		Ultrasound Foetal Transducer - comp w/ Bionet - UC	Bionet "
"	BPH-AD36-16-26		BPH-AD36-16-26	https://www.medten.com/product/9869	Replacement	Reusable	DINAMAP	NIBP Air Hoses	Accessories	DINAMAP NIBP Air Hose	Reusable DINAMAP NIBP Air Hose	Replacement: Adult/Pediatric"," Double Tube"," 3.6m"," Welch Allyn Flexiport	DINAMAP NIBP Air Hose"," Adult/Pediatric"," Double Tube"," 3.6m"," Welch Allyn Flexiport	1	6				Ultrasound Foetal Transducer - comp w/ Bionet - Uterine Contractions		Ultrasound Foetal Transducer - comp w/ Bionet - UC	Bionet "
"	BPH-AD36-53-26		BPH-AD36-53-26	https://www.medten.com/product/9870	Replacement	Reusable	Carescape	NIBP Air Hoses	Accessories	Carescape/GE NIBP Air Hose	Reusable Carescape/GE NIBP Air Hose	Replacement: Adult/Pediatric"," Double Tube"," 3.6m"," Welch Allyn Flexiport	Carescape/GE NIBP Air Hose"," Adult/Pediatric"," Double Tube"," 3.6m"," Welch Allyn Flexiport	1	6				Ultrasound Foetal Transducer - comp w/ Bionet - Uterine Contractions		Ultrasound Foetal Transducer - comp w/ Bionet - UC	Bionet "
"	BPH-AD30-58-26		BPH-AD30-58-26	https://www.medten.com/product/9871	Replacement	Reusable	Nihon Kohden	NIBP Air Hoses	Accessories	Nihon Kohden NIBP Air Hose	Reusable Nihon Kohden NIBP Air Hose	Replacement: Adult/Pediatric"," Double Tube"," 3.0m"," Welch Allyn Flexiport	Nihon Kohden NIBP Air Hose"," Adult/Pediatric"," Double Tube"," 3.0m"," Welch Allyn Flexiport	1	6				Ultrasound Foetal Transducer - comp w/ Bionet - Uterine Contractions		Ultrasound Foetal Transducer - comp w/ Bionet - UC	Bionet "
"	SA-040-10		SA-040-10	https://www.medten.com/product/9872	Replacement	Reusable	Nonin	SpO2 Adapter Cables	Accessories	Nonin SpO2 Adapter Cable UNI-EXT-1	Reusable Nonin SpO2 Adapter Cable UNI-EXT-1	Replacement: 1.0m"," use with Nonin sensor	Nonin SpO2 Adapter Cable UNI-EXT-1"," 1.0m"," use with Nonin sensor	1	12				Ultrasound Foetal Transducer - comp w/ Bionet - Uterine Contractions		Ultrasound Foetal Transducer - comp w/ Bionet - UC	Bionet "
"	SA-040-60		SA-040-60	https://www.medten.com/product/9873	Replacement	Reusable	Nonin	SpO2 Adapter Cables	Accessories	Nonin SpO2 Adapter Cable UNI-EXT-6	Reusable Nonin SpO2 Adapter Cable UNI-EXT-6	: use with Nonin sensor 6.0 m	Nonin SpO2 Adapter Cable UNI-EXT-6: use with Nonin sensor 6.0 m	1	12				Ultrasound Foetal Transducer - comp w/ Bionet - Uterine Contractions		Ultrasound Foetal Transducer - comp w/ Bionet - UC	Bionet "
"	SA-040-90		SA-040-90	https://www.medten.com/product/9874	Replacement	Reusable	Nonin	SpO2 Adapter Cables	Accessories	Nonin SpO2 Adapter Cable UNI-EXT-9	Reusable Nonin SpO2 Adapter Cable UNI-EXT-9	: use with Nonin sensor"," 9.0m	Nonin SpO2 Adapter Cable UNI-EXT-9: use with Nonin sensor"," 9.0m	1	12				Ultrasound Foetal Transducer - comp w/ Bionet - Uterine Contractions		Ultrasound Foetal Transducer - comp w/ Bionet - UC	Bionet "
"	IBP-3PH-3EW40		IBP-3PH-3EW40	https://www.medten.com/product/9875	Replacement	Reusable	Philips	IBP Adapter Cables	Accessories	Philips IBP Adapter Cable	Reusable Philips IBP Adapter Cable	Replacement: 3 channels"," 4.0m"," use with Edwards disposable transducer"," Adapter Cables	Philips IBP Adapter Cable"," 3 channels"," 4.0m"," use with Edwards disposable transducer"," Adapter Cables	1	6				Ultrasound Foetal Transducer - comp w/ Bionet - Uterine Contractions		Ultrasound Foetal Transducer - comp w/ Bionet - UC	Bionet "
"	KLN-005-06B		KLN-005-06B	https://www.medten.com/product/9876	Replacement	Reusable	Alaris	Infusion Pump Parts	Parts	White Plastic Piece for Latch kit	Reusable White Plastic Piece for Latch kit	for Alaris 8100	White Plastic Piece for Latch kit for Alaris 8100	1	6				Ultrasound Foetal Transducer - comp w/ Bionet - Uterine Contractions		Ultrasound Foetal Transducer - comp w/ Bionet - UC	Bionet "
"	KLN-070-06B		KLN-070-06B	https://www.medten.com/product/9877	Replacement	Reusable	Alaris	Infusion Pump Parts	Parts	White plastic piece for BD 8100 Latch kit	Reusable White plastic piece for BD 8100 Latch kit	Please type your own Product description.	White plastic piece for BD 8100 Latch kit Please type your own Product description.	1	6				Ultrasound Foetal Transducer - comp w/ Bionet - Uterine Contractions		Ultrasound Foetal Transducer - comp w/ Bionet - UC	Bionet "
"	KLN-003-12-50		KLN-003-12-50	https://www.medten.com/product/9891	Replacement	Reusable	Philips	Telemetry Parts	Parts	Philips MX40 waterproof breathable membrane	Reusable Philips MX40 waterproof breathable membrane	Please type your own Product description.	Philips MX40 waterproof breathable membrane Please type your own Product description.	50	6				Ultrasound Foetal Transducer - comp w/ Bionet - Uterine Contractions		Ultrasound Foetal Transducer - comp w/ Bionet - UC	Bionet "
"	KLN-005-13		KLN-005-13	https://www.medten.com/product/9892	Replacement	Reusable	Alaris	Infusion Pump Parts	Parts	RJ45 Connector Plug Kit TC10006331	Reusable RJ45 Connector Plug Kit TC10006331	For Alaris 8015	RJ45 Connector Plug Kit TC10006331 For Alaris 8015	Kit	6				Ultrasound Foetal Transducer - comp w/ Bionet - Uterine Contractions		Ultrasound Foetal Transducer - comp w/ Bionet - UC	Bionet "
"	KLN-005-13A		KLN-005-13A	https://www.medten.com/product/9893	Replacement	Reusable	Alaris	Infusion Pump Parts	Parts	RJ45 Connector Plug TC10006331	Reusable RJ45 Connector Plug TC10006331	For Alaris 8015	RJ45 Connector Plug TC10006331 For Alaris 8015	1	6				Ultrasound Foetal Transducer - comp w/ Bionet - Uterine Contractions		Ultrasound Foetal Transducer - comp w/ Bionet - UC	Bionet "
"	KLN-005-13B		KLN-005-13B	https://www.medten.com/product/9894	Replacement	Reusable	Alaris	Infusion Pump Parts	Parts	Washer (Shoulder Connector Plug RJ45 320911	Reusable Washer (Shoulder Connector Plug RJ45 320911	For Alaris 8015	Washer (Shoulder Connector Plug RJ45 320911 For Alaris 8015	1	6				Ultrasound Foetal Transducer - comp w/ Bionet - Uterine Contractions		Ultrasound Foetal Transducer - comp w/ Bionet - UC	Bionet "
"	KLN-040-08		KLN-040-08	https://www.medten.com/product/9907	Replacement	Reusable		Telemetry Parts	Parts	IntelliVue X2 front case/Text with rubber button	Reusable IntelliVue X2 front case/Text with rubber button	For IntelliVue X2	IntelliVue X2 front case/Text with rubber button For IntelliVue X2	Kit	6				Ultrasound Foetal Transducer - comp w/ Bionet - Uterine Contractions		Ultrasound Foetal Transducer - comp w/ Bionet - UC	Bionet "
"	TS-EDA-PS30		TS-EDA-PS30	https://www.medten.com/product/9908	Replacement	Reusable	Edan	Temperature Probes	Accessories	Edan Temperature Probe 01.15.040253	Reusable Edan Temperature Probe 01.15.040253	Replacement: Pediatric"," Skin surface"," 3.0m	Edan Temperature Probe 01.15.040253"," Pediatric"," Skin surface"," 3.0m	1	6				Ultrasound Foetal Transducer - comp w/ Bionet - Uterine Contractions		Ultrasound Foetal Transducer - comp w/ Bionet - UC	Bionet "
"	EL-TEDA3-90G-I		EL-TEDA3-90G-I	https://www.medten.com/product/9911	Replacement	Reusable	Edan	ECG Leadwires	Accessories	Edan ECG Leadwire 02.04.241957	Reusable Edan ECG Leadwire 02.04.241957	: 3 lead"," Grabber"," 0.9m "," IEC"," Molded	Edan ECG Leadwire 02.04.241957: 3 lead"," Grabber"," 0.9m "," IEC"," Molded	1	6				Ultrasound Foetal Transducer - comp w/ Bionet - Uterine Contractions		Ultrasound Foetal Transducer - comp w/ Bionet - UC	Bionet "
"	EL-TEDA3-90S-I		EL-TEDA3-90S-I	https://www.medten.com/product/9912	Replacement	Reusable	Edan	ECG Leadwires	Accessories	Edan ECG Leadwire 02.04.241956	Reusable Edan ECG Leadwire 02.04.241956	: 3 lead"," Snap"," 0.9m "," IEC"," Molded	Edan ECG Leadwire 02.04.241956: 3 lead"," Snap"," 0.9m "," IEC"," Molded	1	6				Ultrasound Foetal Transducer - comp w/ Bionet - Uterine Contractions		Ultrasound Foetal Transducer - comp w/ Bionet - UC	Bionet "
"	EL-TEDA5-90G-I		EL-TEDA5-90G-I	https://www.medten.com/product/9914	Replacement	Reusable	Edan	ECG Leadwires	Accessories	Edan ECG Leadwire 02.04.241962	Reusable Edan ECG Leadwire 02.04.241962	: 5 lead"," Grabber"," 0.9m "," IEC"," Limb Lead"," Molded	Edan ECG Leadwire 02.04.241962: 5 lead"," Grabber"," 0.9m "," IEC"," Limb Lead"," Molded	1	6				Ultrasound Foetal Transducer - comp w/ Bionet - Uterine Contractions		Ultrasound Foetal Transducer - comp w/ Bionet - UC	Bionet "
"	EL-TEDA5-90S-I		EL-TEDA5-90S-I	https://www.medten.com/product/9915	Replacement	Reusable	Edan	ECG Leadwires	Accessories	Edan ECG Leadwire 02.04.241960	Reusable Edan ECG Leadwire 02.04.241960	: 5 lead"," Snap"," 0.9m "," IEC"," Limb Lead"," Molded	Edan ECG Leadwire 02.04.241960: 5 lead"," Snap"," 0.9m "," IEC"," Limb Lead"," Molded	1	6				Ultrasound Foetal Transducer - comp w/ Bionet - Uterine Contractions		Ultrasound Foetal Transducer - comp w/ Bionet - UC	Bionet "
"	KLN-043-06		KLN-043-06	https://www.medten.com/product/9916	Replacement	Reusable	GE Healthcare	Telemetry Parts	Parts	Pro CH Battery door	Reusable Pro CH Battery door	Please type your own Product description.	Pro CH Battery door Please type your own Product description.	1	6				Ultrasound Foetal Transducer - comp w/ Bionet - Uterine Contractions		Ultrasound Foetal Transducer - comp w/ Bionet - UC	Bionet "
"	BPA-Y-01M-02M02M		BPA-Y-01M-02M02M	https://www.medten.com/product/9919	Replacement	Reusable	Spacelabs	NIBP Connectors and Adapters	Accessories	Y -adaptor dual tube cuff to single hose	Reusable Y -adaptor dual tube cuff to single hose	(Box of 5)	Y -adaptor dual tube cuff to single hose(Box of 5)	5	6				Ultrasound Foetal Transducer - comp w/ Bionet - Uterine Contractions		Ultrasound Foetal Transducer - comp w/ Bionet - UC	Bionet "
"	BPA-Y-2TM-02M02M		BPA-Y-2TM-02M02M	https://www.medten.com/product/9920	Replacement	Reusable	Spacelabs	NIBP Connectors and Adapters	Accessories	Y-adaptor NIBP","dual to single hose 714-0056-00	Reusable Y-adaptor NIBP","dual to single hose 714-0056-00	(Box of 5)	Y-adaptor NIBP","dual to single hose 714-0056-00(Box of 5)	5	6				Ultrasound Foetal Transducer - comp w/ Bionet - Uterine Contractions		Ultrasound Foetal Transducer - comp w/ Bionet - UC	Bionet "
"	M06-T001-03		M06-T001-03	https://www.medten.com/product/9921	Replacement	Reusable		NIBP Connectors and Adapters	Accessories	Adult/Pediatric single raw hose 1ft(0.3m)	Reusable Adult/Pediatric single raw hose 1ft(0.3m)	'Inner ID 3.5mm	Ultrasound Foetal Transducer - comp w/ Bionet - Uterine Contractions		Ultrasound Foetal Transducer - comp w/ Bionet - UC	Bionet "
"	'Adult/Pediatric single raw hose 1ft(0.3m)Inner ID 3.5mm	(Box of 1)'	'Adult/Pediatric single raw hose 1ft(0.3m)Inner ID 3.5mm	Ultrasound Foetal Transducer - comp w/ Bionet - Uterine Contractions		Ultrasound Foetal Transducer - comp w/ Bionet - UC	Bionet "
"	5	(Box of 1)'	5	6				Ultrasound Foetal Transducer - comp w/ Bionet - Uterine Contractions		Ultrasound Foetal Transducer - comp w/ Bionet - UC	Bionet "
"	M06-T003-03		M06-T003-03	https://www.medten.com/product/9922	Replacement	Reusable		NIBP Connectors and Adapters	Accessories	Adult/Pediatric Dual raw hose 1ft(0.3m)	Reusable Adult/Pediatric Dual raw hose 1ft(0.3m)	'Inner ID 3.5mm	Ultrasound Foetal Transducer - comp w/ Bionet - Uterine Contractions		Ultrasound Foetal Transducer - comp w/ Bionet - UC	Bionet "
"	'Adult/Pediatric Dual raw hose 1ft(0.3m)Inner ID 3.5mm	(Box of 1)'	'Adult/Pediatric Dual raw hose 1ft(0.3m)Inner ID 3.5mm	Ultrasound Foetal Transducer - comp w/ Bionet - Uterine Contractions		Ultrasound Foetal Transducer - comp w/ Bionet - UC	Bionet "
"	1	(Box of 1)'	1	6				Ultrasound Foetal Transducer - comp w/ Bionet - Uterine Contractions		Ultrasound Foetal Transducer - comp w/ Bionet - UC	Bionet "
"	M06-T002-03		M06-T002-03	https://www.medten.com/product/9923	Replacement	Reusable		NIBP Connectors and Adapters	Accessories	Neonatal single raw hose 1ft(0.3m	Reusable Neonatal single raw hose 1ft(0.3m	'Inner ID 3.0mm	Ultrasound Foetal Transducer - comp w/ Bionet - Uterine Contractions		Ultrasound Foetal Transducer - comp w/ Bionet - UC	Bionet "
"	'Neonatal single raw hose 1ft(0.3mInner ID 3.0mm	(Box of 1)'	'Neonatal single raw hose 1ft(0.3mInner ID 3.0mm	Ultrasound Foetal Transducer - comp w/ Bionet - Uterine Contractions		Ultrasound Foetal Transducer - comp w/ Bionet - UC	Bionet "
"	5	(Box of 1)'	5	6				Ultrasound Foetal Transducer - comp w/ Bionet - Uterine Contractions		Ultrasound Foetal Transducer - comp w/ Bionet - UC	Bionet "
"	M06-T025-03		M06-T025-03	https://www.medten.com/product/9924	Replacement	Reusable		NIBP Connectors and Adapters	Accessories	Neonatal Dual raw hose 1ft(0.3m)	Reusable Neonatal Dual raw hose 1ft(0.3m)	'Inner ID 3.5mm	Ultrasound Foetal Transducer - comp w/ Bionet - Uterine Contractions		Ultrasound Foetal Transducer - comp w/ Bionet - UC	Bionet "
"	'Neonatal Dual raw hose 1ft(0.3m)Inner ID 3.5mm	(Box of 1)'	'Neonatal Dual raw hose 1ft(0.3m)Inner ID 3.5mm	Ultrasound Foetal Transducer - comp w/ Bionet - Uterine Contractions		Ultrasound Foetal Transducer - comp w/ Bionet - UC	Bionet "
"	1	(Box of 1)'	1	6				Ultrasound Foetal Transducer - comp w/ Bionet - Uterine Contractions		Ultrasound Foetal Transducer - comp w/ Bionet - UC	Bionet "
"	BPH-AS30-02M-D02M		BPH-AS30-02M-D02M	https://www.medten.com/product/9925	Replacement	Reusable	Spacelabs	NIBP Air Hoses	Accessories	Spacelabs NIBP Air Hose 714-0018-12	Reusable Spacelabs NIBP Air Hose 714-0018-12	': Adult/Pediatric"," Single Tube"," 3.0m	Ultrasound Foetal Transducer - comp w/ Bionet - Uterine Contractions		Ultrasound Foetal Transducer - comp w/ Bionet - UC	Bionet "
"	'Spacelabs NIBP Air Hose 714-0018-12: Adult/Pediatric"," Single Tube"," 3.0m	dual tube to single hose'	'Spacelabs NIBP Air Hose 714-0018-12: Adult/Pediatric"," Single Tube"," 3.0m	Ultrasound Foetal Transducer - comp w/ Bionet - Uterine Contractions		Ultrasound Foetal Transducer - comp w/ Bionet - UC	Bionet "
"	1	dual tube to single hose'	1	6				Ultrasound Foetal Transducer - comp w/ Bionet - Uterine Contractions		Ultrasound Foetal Transducer - comp w/ Bionet - UC	Bionet "
"	ELA-TMX5-PH5-I		ELA-TMX5-PH5-I	https://www.medten.com/product/9926	Replacement	Reusable	Philips	ECG Adapter/Extension Cables	Accessories	Philips MX40 ECG Adapter	Reusable Philips MX40 ECG Adapter	for Philips MX40 Adapter "," used with IntelliVue lead wire"," IEC	Philips MX40 ECG Adapterfor Philips MX40 Adapter "," used with IntelliVue lead wire"," IEC	1	12				Ultrasound Foetal Transducer - comp w/ Bionet - Uterine Contractions		Ultrasound Foetal Transducer - comp w/ Bionet - UC	Bionet "
"	ELA-TMX5-MQ5-I		ELA-TMX5-MQ5-I	https://www.medten.com/product/9927	Replacement	Reusable	Philips	ECG Adapter/Extension Cables	Accessories	Philips MX40 ECG Adapter	Reusable Philips MX40 ECG Adapter	for Philips MX40 adapter "," used with GE Multi-Link lead wire"," IEC	Philips MX40 ECG Adapterfor Philips MX40 adapter "," used with GE Multi-Link lead wire"," IEC	1	6				Ultrasound Foetal Transducer - comp w/ Bionet - Uterine Contractions		Ultrasound Foetal Transducer - comp w/ Bionet - UC	Bionet "
"	ELA-TMX5-CV5-I		ELA-TMX5-CV5-I	https://www.medten.com/product/9928	Replacement	Reusable	Philips	ECG Adapter/Extension Cables	Accessories	Philips MX40 ECG Adapter	Reusable Philips MX40 ECG Adapter	for Philips MX40 adapter"," used with Kendall lead wire"," IEC	Philips MX40 ECG Adapterfor Philips MX40 adapter"," used with Kendall lead wire"," IEC	1	6				Ultrasound Foetal Transducer - comp w/ Bionet - Uterine Contractions		Ultrasound Foetal Transducer - comp w/ Bionet - UC	Bionet "
"	ELA-TMX5PH-PH5-I		ELA-TMX5PH-PH5-I	https://www.medten.com/product/9929	Replacement	Reusable	Philips	ECG Adapter/Extension Cables	Accessories	Philips MX40 ECG/Spo2 Adapter 989803199091	Reusable Philips MX40 ECG/Spo2 Adapter 989803199091	for Philips MX40 adapter with Philips Spo2"," used with IntelliVue lead wire"," IEC	Philips MX40 ECG/Spo2 Adapter 989803199091for Philips MX40 adapter with Philips Spo2"," used with IntelliVue lead wire"," IEC	1	6				Ultrasound Foetal Transducer - comp w/ Bionet - Uterine Contractions		Ultrasound Foetal Transducer - comp w/ Bionet - UC	Bionet "
"	ELA-TMX5NE-PH5-I		ELA-TMX5NE-PH5-I	https://www.medten.com/product/9930	Replacement	Reusable	Philips	ECG Adapter/Extension Cables	Accessories	Philips MX40 ECG/Spo2 Adapter	Reusable Philips MX40 ECG/Spo2 Adapter	for Philips MX40 adapter with Nellcor Spo2"," used with Philips IntelliVue lead wire"," IEC	Philips MX40 ECG/Spo2 Adapterfor Philips MX40 adapter with Nellcor Spo2"," used with Philips IntelliVue lead wire"," IEC	1	6				Ultrasound Foetal Transducer - comp w/ Bionet - Uterine Contractions		Ultrasound Foetal Transducer - comp w/ Bionet - UC	Bionet "
"	ELA-TMX5PH-MQ5-I		ELA-TMX5PH-MQ5-I	https://www.medten.com/product/9931	Replacement	Reusable	Philips	ECG Adapter/Extension Cables	Accessories	Philips MX40 ECG/Spo2 Adapter	Reusable Philips MX40 ECG/Spo2 Adapter	for Philips MX40 adapter with Philips SpO2"," used with GE Multi-Link lead wire"," IEC	Philips MX40 ECG/Spo2 Adapterfor Philips MX40 adapter with Philips SpO2"," used with GE Multi-Link lead wire"," IEC	1	6				Ultrasound Foetal Transducer - comp w/ Bionet - Uterine Contractions		Ultrasound Foetal Transducer - comp w/ Bionet - UC	Bionet "
"	ELA-TMX5NE-MQ5-I		ELA-TMX5NE-MQ5-I	https://www.medten.com/product/9932	Replacement	Reusable	Philips	ECG Adapter/Extension Cables	Accessories	Philips MX40 ECG/Spo2 Adapter	Reusable Philips MX40 ECG/Spo2 Adapter	for Philips MX40 adapter with Nellcor Spo2"," used with GE Multi-Link lead wire"," IEC	Philips MX40 ECG/Spo2 Adapterfor Philips MX40 adapter with Nellcor Spo2"," used with GE Multi-Link lead wire"," IEC	1	6				Ultrasound Foetal Transducer - comp w/ Bionet - Uterine Contractions		Ultrasound Foetal Transducer - comp w/ Bionet - UC	Bionet "
"	ELA-TMX5PH-CV5-I		ELA-TMX5PH-CV5-I	https://www.medten.com/product/9933	Replacement	Reusable	Philips	ECG Adapter/Extension Cables	Accessories	Philips MX40 ECG/Spo2 Adapter	Reusable Philips MX40 ECG/Spo2 Adapter	for Philips MX40 adapter with Philips Spo2"," used with Kendall lead wire","IEC	Philips MX40 ECG/Spo2 Adapterfor Philips MX40 adapter with Philips Spo2"," used with Kendall lead wire","IEC	1	12				Ultrasound Foetal Transducer - comp w/ Bionet - Uterine Contractions		Ultrasound Foetal Transducer - comp w/ Bionet - UC	Bionet "
"	ELA-TMX5NE-CV5-I		ELA-TMX5NE-CV5-I	https://www.medten.com/product/9934	Replacement	Reusable	Philips	ECG Adapter/Extension Cables	Accessories	Philips MX40 ECG/Spo2 Adapter	Reusable Philips MX40 ECG/Spo2 Adapter	for Philips MX40 adapter with Nellcor Spo2"," used with Kendall lead wire"," IEC	Philips MX40 ECG/Spo2 Adapterfor Philips MX40 adapter with Nellcor Spo2"," used with Kendall lead wire"," IEC	0	12				Ultrasound Foetal Transducer - comp w/ Bionet - Uterine Contractions		Ultrasound Foetal Transducer - comp w/ Bionet - UC	Bionet "
"	ELAB-TMX5-PH5-I		ELAB-TMX5-PH5-I	https://www.medten.com/product/9936	Replacement	Reusable	Philips	ECG Adapter/Extension Cables	Accessories	Philips MX40 ECG Adapter	Reusable Philips MX40 ECG Adapter	for Philips MX40 Adapter"," Blue"," used with IntelliVue lead wire"," IEC	Philips MX40 ECG Adapterfor Philips MX40 Adapter"," Blue"," used with IntelliVue lead wire"," IEC	1	12				Ultrasound Foetal Transducer - comp w/ Bionet - Uterine Contractions		Ultrasound Foetal Transducer - comp w/ Bionet - UC	Bionet "
"	ELAB-TMX5PH-PH5-I		ELAB-TMX5PH-PH5-I	https://www.medten.com/product/9938	Replacement	Reusable	Philips	ECG Adapter/Extension Cables	Accessories	Philips MX40 ECG/Spo2 Adapter 989803199091	Reusable Philips MX40 ECG/Spo2 Adapter 989803199091	for Philips MX40 adapter"," Blue"," with Philips Spo2"," used with IntelliVue lead wire"," IEC	Philips MX40 ECG/Spo2 Adapter 989803199091for Philips MX40 adapter"," Blue"," with Philips Spo2"," used with IntelliVue lead wire"," IEC	1	6				Ultrasound Foetal Transducer - comp w/ Bionet - Uterine Contractions		Ultrasound Foetal Transducer - comp w/ Bionet - UC	Bionet "
"	TNC-TS023		TNC-TS023	https://www.medten.com/product/9939	Replacement	Reusable		Miscellaneous	Parts	15.6"" Touch screen T156S-5RBB01N-0A18R0-200FH	Reusable 15.6"" Touch screen T156S-5RBB01N-0A18R0-200FH	Resistance type	15.6"" Touch screen T156S-5RBB01N-0A18R0-200FH Resistance type	1	6				Ultrasound Foetal Transducer - comp w/ Bionet - Uterine Contractions		Ultrasound Foetal Transducer - comp w/ Bionet - UC	Bionet "
"	EEGD-D25-150S1		EEGD-D25-150S1	https://www.medten.com/product/9940	Replacement	Disposable		EEG Cables and Lead Wires	Accessories	EEG 25-Lead neuro cap Wire	Disposable EEG 25-Lead neuro cap Wire	Disposable"," 1.5m length	EEG 25-Lead neuro cap WireDisposable"," 1.5m length	0	0				Ultrasound Foetal Transducer - comp w/ Bionet - Uterine Contractions		Ultrasound Foetal Transducer - comp w/ Bionet - UC	Bionet "
"	TNC-BA048		TNC-BA048	https://www.medten.com/product/9941	Replacement	Reusable	Avalon	Batteries	Accessories	Battery Replacement for Avalon CL transducers 453564107871	Reusable Battery Replacement for Avalon CL transducers 453564107871	'Avalon CL transducers: 866075"," 866076 and 866077	Ultrasound Foetal Transducer - comp w/ Bionet - Uterine Contractions		Ultrasound Foetal Transducer - comp w/ Bionet - UC	Bionet "
"		3.7V/1100MA/4.07WH	Ultrasound Foetal Transducer - comp w/ Bionet - Uterine Contractions		Ultrasound Foetal Transducer - comp w/ Bionet - UC	Bionet "
"	'Battery Replacement for Avalon CL transducers 453564107871Avalon CL transducers: 866075"," 866076 and 866077	Battery ONLY"," No include opening tool.'	'Battery Replacement for Avalon CL transducers 453564107871Avalon CL transducers: 866075"," 866076 and 866077	Ultrasound Foetal Transducer - comp w/ Bionet - Uterine Contractions		Ultrasound Foetal Transducer - comp w/ Bionet - UC	Bionet "
"		3.7V/1100MA/4.07WH	Ultrasound Foetal Transducer - comp w/ Bionet - Uterine Contractions		Ultrasound Foetal Transducer - comp w/ Bionet - UC	Bionet "
"	1	Battery ONLY"," No include opening tool.'	1	6				Ultrasound Foetal Transducer - comp w/ Bionet - Uterine Contractions		Ultrasound Foetal Transducer - comp w/ Bionet - UC	Bionet "
"	EKT-PH-RJ45-20		EKT-PH-RJ45-20	https://www.medten.com/product/9942	Replacement	Reusable	Philips	EKG Patient Interface Cables	Accessories	Philips patient cable	Reusable Philips patient cable	2.0m for Pagewriter TC""	Philips patient cable2.0m for Pagewriter TC""	1	6				Ultrasound Foetal Transducer - comp w/ Bionet - Uterine Contractions		Ultrasound Foetal Transducer - comp w/ Bionet - UC	Bionet "
"	KLN-034-13D		KLN-034-13D	https://www.medten.com/product/9943	Replacement	Reusable	Alaris	Infusion Pump Parts	Parts	Alaris 8100 willow nail used on membrane frame and plate	Reusable Alaris 8100 willow nail used on membrane frame and plate	Please type your own Product description.	Alaris 8100 willow nail used on membrane frame and plate Please type your own Product description.	1	6				Ultrasound Foetal Transducer - comp w/ Bionet - Uterine Contractions		Ultrasound Foetal Transducer - comp w/ Bionet - UC	Bionet "
"	KLN-012B-03		KLN-012B-03	https://www.medten.com/product/9944	Replacement	Reusable	GE Healthcare	Telemetry Parts	Parts	ECG Lead Wire Block & Flex Cable (Blue)	Reusable ECG Lead Wire Block & Flex Cable (Blue)	Please type your own Product description.	ECG Lead Wire Block & Flex Cable (Blue) Please type your own Product description.	1	6				Ultrasound Foetal Transducer - comp w/ Bionet - Uterine Contractions		Ultrasound Foetal Transducer - comp w/ Bionet - UC	Bionet "
"	TNC-TP002		TNC-TP002	https://www.medten.com/product/9945	Replacement	Disposable	Philips	Telemetry and Holter Pouches	Accessories	Telemetry Pouch	Disposable Telemetry Pouch	with Shoulder and Waist Straps and with Viewing Window	Telemetry Pouchwith Shoulder and Waist Straps and with Viewing Window	50	0				Ultrasound Foetal Transducer - comp w/ Bionet - Uterine Contractions		Ultrasound Foetal Transducer - comp w/ Bionet - UC	Bionet "
"	TSQ-WA01-OB-T		TSQ-WA01-OB-T	https://www.medten.com/product/9946	Replacement	Reusable	Welch Allyn	Turbo Temperature Probes and Supplies	Accessories	Welch Allyn Turbo Temperature Probe"," 02895-000 (9ft)	Reusable Welch Allyn Turbo Temperature Probe"," 02895-000 (9ft)	Replacement: Oral/Axillary (Blue)"," 2.7m	Welch Allyn Turbo Temperature Probe"," 02895-000 (9ft)"," Oral/Axillary (Blue)"," 2.7m	1	12				Ultrasound Foetal Transducer - comp w/ Bionet - Uterine Contractions		Ultrasound Foetal Transducer - comp w/ Bionet - UC	Bionet "
"	TSQ-WA01-RR-T		TSQ-WA01-RR-T	https://www.medten.com/product/9947	Replacement	Reusable	Welch Allyn	Turbo Temperature Probes and Supplies	Accessories	Welch Allyn Turbo Temperature Probe"," 02895-100 (9ft)	Reusable Welch Allyn Turbo Temperature Probe"," 02895-100 (9ft)	Replacement: Rectal (Red)"," 2.7m	Welch Allyn Turbo Temperature Probe"," 02895-100 (9ft)"," Rectal (Red)"," 2.7m	1	12				Ultrasound Foetal Transducer - comp w/ Bionet - Uterine Contractions		Ultrasound Foetal Transducer - comp w/ Bionet - UC	Bionet "
"	KLN-109-01		KLN-109-01	https://www.medten.com/product/9948	Replacement	Reusable	ICU Medical	Infusion Pump Parts	Parts	Front Case Assembly (Without Copper Alloy ) for Plum A+	Reusable Front Case Assembly (Without Copper Alloy ) for Plum A+	for ICU Medical Plum A+	Front Case Assembly (Without Copper Alloy ) for Plum A+ for ICU Medical Plum A+	1	6				Ultrasound Foetal Transducer - comp w/ Bionet - Uterine Contractions		Ultrasound Foetal Transducer - comp w/ Bionet - UC	Bionet "
"	KLN-109-02		KLN-109-02	https://www.medten.com/product/9949	Replacement	Reusable	ICU Medical	Infusion Pump Parts	Parts	Reat Case Assembly (Without Copper Alloy) for Plum A+	Reusable Reat Case Assembly (Without Copper Alloy) for Plum A+	for ICU Medical Plum A+	Reat Case Assembly (Without Copper Alloy) for Plum A+ for ICU Medical Plum A+	1	6				Ultrasound Foetal Transducer - comp w/ Bionet - Uterine Contractions		Ultrasound Foetal Transducer - comp w/ Bionet - UC	Bionet "
"	IPC-AL02		IPC-AL02	https://www.medten.com/product/9950	Replacement	Reusable	Alaris	Infusion Pump Parts	Parts	Cable"," Serial Port to RJ45 Connector 147422-000	Reusable Cable"," Serial Port to RJ45 Connector 147422-000	used for comms from PC to PC Unit	Cable"," Serial Port to RJ45 Connector 147422-000 used for comms from PC to PC Unit	1	6				Ultrasound Foetal Transducer - comp w/ Bionet - Uterine Contractions		Ultrasound Foetal Transducer - comp w/ Bionet - UC	Bionet "
"6014112	BPH-AD36-14A-26		BPH-AD36-14A-26	https://www.medten.com/product/9951	Replacement	Reusable	GE Healthcare	NIBP Air Hoses	Accessories	GE Healthcare NIBP Air Hose used with Welch Allyn cuffs	Reusable GE Healthcare NIBP Air Hose used with Welch Allyn cuffs	Replacement: Adult/Pediatric"," Double Tube"," 3.6m"," Welch Allyn Flexiport	GE Healthcare NIBP Air Hose used with Welch Allyn cuffs"," Adult/Pediatric"," Double Tube"," 3.6m"," Welch Allyn Flexiport	1	6				Ultrasound Foetal Transducer - comp w/ Bionet - Uterine Contractions		Ultrasound Foetal Transducer - comp w/ Bionet - UC	Bionet "
"	SP-FTC-NT01-01		SP-FTC-NT01-01	https://www.medten.com/product/9953	Replacement	Reusable		Fetal Transducer Parts	Parts	Transducer Cable Assembly"," 3.0m	Reusable Transducer Cable Assembly"," 3.0m	for 3.0m TOCO	Transducer Cable Assembly"," 3.0m for 3.0m TOCO	1	6				Ultrasound Foetal Transducer - comp w/ Bionet - Uterine Contractions		Ultrasound Foetal Transducer - comp w/ Bionet - UC	Bionet "
"	SP-FUS-NT01-01		SP-FUS-NT01-01	https://www.medten.com/product/9954	Replacement	Reusable		Fetal Transducer Parts	Parts	Transducer Cable Assembly"," 3.0m	Reusable Transducer Cable Assembly"," 3.0m	for 3.0m Ultrasound	Transducer Cable Assembly"," 3.0m for 3.0m Ultrasound	1	6				Ultrasound Foetal Transducer - comp w/ Bionet - Uterine Contractions		Ultrasound Foetal Transducer - comp w/ Bionet - UC	Bionet "
"	SP-FUS-NT02-01		SP-FUS-NT02-01	https://www.medten.com/product/9955	Replacement	Reusable		Fetal Transducer Parts	Parts	Transducer Cable Assembly"," 3.0m	Reusable Transducer Cable Assembly"," 3.0m	for 3.0m Ultrasound	Transducer Cable Assembly"," 3.0m for 3.0m Ultrasound	1	6				Ultrasound Foetal Transducer - comp w/ Bionet - Uterine Contractions		Ultrasound Foetal Transducer - comp w/ Bionet - UC	Bionet "
"	TNC-NC004		TNC-NC004	https://www.medten.com/product/9956	Replacement	Disposable	Philips	EtCO2 Accessories and Supplies	Accessories	Philips SideStream LoFlo EtCO? Nasal Cannula"," M2744A	Disposable Philips SideStream LoFlo EtCO? Nasal Cannula"," M2744A	Sidestream LoFlo EtCO? Nasal Cannula for Adult"," Short Term"," 2.5m	Philips SideStream LoFlo EtCO? Nasal Cannula"," M2744ASidestream LoFlo EtCO? Nasal Cannula for Adult"," Short Term"," 2.5m	10	0				Ultrasound Foetal Transducer - comp w/ Bionet - Uterine Contractions		Ultrasound Foetal Transducer - comp w/ Bionet - UC	Bionet "
"	TNC-NC005		TNC-NC005	https://www.medten.com/product/9957	Replacement	Disposable	Philips	EtCO2 Accessories and Supplies	Accessories	Philips SideStream LoFlo EtCO? Nasal Cannula"," M2745A	Disposable Philips SideStream LoFlo EtCO? Nasal Cannula"," M2745A	Sidestream LoFlo EtCO? Nasal Cannula"," Pediatric"," Short Term"," 2.5m	Philips SideStream LoFlo EtCO? Nasal Cannula"," M2745ASidestream LoFlo EtCO? Nasal Cannula"," Pediatric"," Short Term"," 2.5m	10	0				Ultrasound Foetal Transducer - comp w/ Bionet - Uterine Contractions		Ultrasound Foetal Transducer - comp w/ Bionet - UC	Bionet "
"	TNC-NC006		TNC-NC006	https://www.medten.com/product/9958	Replacement	Disposable	Philips	EtCO2 Accessories and Supplies	Accessories	Philips SideStream LoFlo EtCO? Nasal Cannula"," M2746A	Disposable Philips SideStream LoFlo EtCO? Nasal Cannula"," M2746A	Sidestream LoFlo EtCO? Nasal Cannula"," Infant"," Short Term"," 2.5m	Philips SideStream LoFlo EtCO? Nasal Cannula"," M2746ASidestream LoFlo EtCO? Nasal Cannula"," Infant"," Short Term"," 2.5m	10	0				Ultrasound Foetal Transducer - comp w/ Bionet - Uterine Contractions		Ultrasound Foetal Transducer - comp w/ Bionet - UC	Bionet "
"	TNC-NC007		TNC-NC007	https://www.medten.com/product/9959	Replacement	Disposable	Philips	EtCO2 Accessories and Supplies	Accessories	Philips SideStream LoFlo EtCO? Nasal Cannula	Disposable Philips SideStream LoFlo EtCO? Nasal Cannula	SideStream LoFlo EtCO? Nasal Cannula"," Adult"," Long Term"," 2.5m	Philips SideStream LoFlo EtCO? Nasal CannulaSideStream LoFlo EtCO? Nasal Cannula"," Adult"," Long Term"," 2.5m	10	0				Ultrasound Foetal Transducer - comp w/ Bionet - Uterine Contractions		Ultrasound Foetal Transducer - comp w/ Bionet - UC	Bionet "
"	TNC-NC008		TNC-NC008	https://www.medten.com/product/9960	Replacement	Disposable	Philips	EtCO2 Accessories and Supplies	Accessories	Philips SideStream LoFlo EtCO? Nasal Cannula	Disposable Philips SideStream LoFlo EtCO? Nasal Cannula	Sidestream LoFlo EtCO? Nasal Cannula"," Pediatric"," Long Term	Philips SideStream LoFlo EtCO? Nasal CannulaSidestream LoFlo EtCO? Nasal Cannula"," Pediatric"," Long Term	10	0				Ultrasound Foetal Transducer - comp w/ Bionet - Uterine Contractions		Ultrasound Foetal Transducer - comp w/ Bionet - UC	Bionet "
"	TNC-NC009		TNC-NC009	https://www.medten.com/product/9962	Replacement	Disposable	Philips	EtCO2 Accessories and Supplies	Accessories	Philips SideStream LoFlo EtCO? Nasal Cannula	Disposable Philips SideStream LoFlo EtCO? Nasal Cannula	Sidestream LoFlo EtCO? Nasal Cannula"," Infant"," Long Term"," 2.5m	Philips SideStream LoFlo EtCO? Nasal CannulaSidestream LoFlo EtCO? Nasal Cannula"," Infant"," Long Term"," 2.5m	10	0				Ultrasound Foetal Transducer - comp w/ Bionet - Uterine Contractions		Ultrasound Foetal Transducer - comp w/ Bionet - UC	Bionet "
"	TNC-NC010		TNC-NC010	https://www.medten.com/product/9963	Replacement	Disposable	Philips	EtCO2 Accessories and Supplies	Accessories	Philips Sidestream EtCO? / O? Nasal Cannula"," M2750A	Disposable Philips Sidestream EtCO? / O? Nasal Cannula"," M2750A	Sidestream EtCO? / O? Nasal Cannula - Adult"," Short Term"," 2.5m	Philips Sidestream EtCO? / O? Nasal Cannula"," M2750ASidestream EtCO? / O? Nasal Cannula - Adult"," Short Term"," 2.5m	10	0				Ultrasound Foetal Transducer - comp w/ Bionet - Uterine Contractions		Ultrasound Foetal Transducer - comp w/ Bionet - UC	Bionet "
"	TNC-NC011		TNC-NC011	https://www.medten.com/product/9964	Replacement	Disposable	Philips	EtCO2 Accessories and Supplies	Accessories	Philips Sidestream EtCO? / O? Nasal Cannula"," M2751A	Disposable Philips Sidestream EtCO? / O? Nasal Cannula"," M2751A	Sidestream LoFlo EtCO? / O? Nasal Cannula - Pediatric"," Short Term"," 2.5m	Philips Sidestream EtCO? / O? Nasal Cannula"," M2751ASidestream LoFlo EtCO? / O? Nasal Cannula - Pediatric"," Short Term"," 2.5m	10	0				Ultrasound Foetal Transducer - comp w/ Bionet - Uterine Contractions		Ultrasound Foetal Transducer - comp w/ Bionet - UC	Bionet "
"	TNC-NC012		TNC-NC012	https://www.medten.com/product/9965	Replacement	Disposable	Philips	EtCO2 Accessories and Supplies	Accessories	Philips Sidestream EtCO? / O? Nasal Cannula	Disposable Philips Sidestream EtCO? / O? Nasal Cannula	Sidestream EtCO? / O? Nasal Cannula - Adult"," Long Term"," 2.5m	Philips Sidestream EtCO? / O? Nasal CannulaSidestream EtCO? / O? Nasal Cannula - Adult"," Long Term"," 2.5m	10	0				Ultrasound Foetal Transducer - comp w/ Bionet - Uterine Contractions		Ultrasound Foetal Transducer - comp w/ Bionet - UC	Bionet "
"	TNC-NC013		TNC-NC013	https://www.medten.com/product/9966	Replacement	Disposable	Philips	EtCO2 Accessories and Supplies	Accessories	Philips Sidestream EtCO? / O? Nasal Cannula	Disposable Philips Sidestream EtCO? / O? Nasal Cannula	Sidestream LoFlo EtCO? / O? Nasal Cannula - Pediatric"," Long Term"," 2.5m	Philips Sidestream EtCO? / O? Nasal CannulaSidestream LoFlo EtCO? / O? Nasal Cannula - Pediatric"," Long Term"," 2.5m	10	0				Ultrasound Foetal Transducer - comp w/ Bionet - Uterine Contractions		Ultrasound Foetal Transducer - comp w/ Bionet - UC	Bionet "
"	TNC-SL015		TNC-SL015	https://www.medten.com/product/9967	Replacement	Disposable	Philips	EtCO2 Accessories and Supplies	Accessories	Philips Sidestream LoFlo EtCO? Sample Line H with Male Luer and Nafion"," M2777A	Disposable Philips Sidestream LoFlo EtCO? Sample Line H with Male Luer and Nafion"," M2777A	Sidestream LoFlo EtCO? Sample Line H with Male Luer and Nafion"," Long term"," Humidified"," 2.5m	Philips Sidestream LoFlo EtCO? Sample Line H with Male Luer and Nafion"," M2777ASidestream LoFlo EtCO? Sample Line H with Male Luer and Nafion"," Long term"," Humidified"," 2.5m	10	0				Ultrasound Foetal Transducer - comp w/ Bionet - Uterine Contractions		Ultrasound Foetal Transducer - comp w/ Bionet - UC	Bionet "
"	TNC-NC020		TNC-NC020	https://www.medten.com/product/9968	Replacement	Disposable	Philips	EtCO2 Accessories and Supplies	Accessories	Philips Microstream CapnoLine H O?"," Nasal"," M4680A	Disposable Philips Microstream CapnoLine H O?"," Nasal"," M4680A	Nasal Sampling Line with O? Tube for Long Term Use"," Adult"," 2.5m	Philips Microstream CapnoLine H O?"," Nasal"," M4680ANasal Sampling Line with O? Tube for Long Term Use"," Adult"," 2.5m	25	0				Ultrasound Foetal Transducer - comp w/ Bionet - Uterine Contractions		Ultrasound Foetal Transducer - comp w/ Bionet - UC	Bionet "
"	TNC-NC021		TNC-NC021	https://www.medten.com/product/9969	Replacement	Disposable	Philips	EtCO2 Accessories and Supplies	Accessories	Philips Microstream EtCO? FilterLine"," CapnoLine H O?"," Nasal"," M4681A	Disposable Philips Microstream EtCO? FilterLine"," CapnoLine H O?"," Nasal"," M4681A	Nasal Sampling Line with O? Tube for Long Term Use"," Pediatric"," 2.5m	Philips Microstream EtCO? FilterLine"," CapnoLine H O?"," Nasal"," M4681ANasal Sampling Line with O? Tube for Long Term Use"," Pediatric"," 2.5m	25	0				Ultrasound Foetal Transducer - comp w/ Bionet - Uterine Contractions		Ultrasound Foetal Transducer - comp w/ Bionet - UC	Bionet "
"	TNC-NC022		TNC-NC022	https://www.medten.com/product/9970	Replacement	Disposable	Philips	EtCO2 Accessories and Supplies	Accessories	Philips Microstream EtCO? Filterline"," CapnoLine O?"," Nasal","989803179101	Disposable Philips Microstream EtCO? Filterline"," CapnoLine O?"," Nasal","989803179101	Nasal Sampling Line with O? Tube for Short Term Use"," Adult"," 2.5m	Philips Microstream EtCO? Filterline"," CapnoLine O?"," Nasal","989803179101Nasal Sampling Line with O? Tube for Short Term Use"," Adult"," 2.5m	25	0				Ultrasound Foetal Transducer - comp w/ Bionet - Uterine Contractions		Ultrasound Foetal Transducer - comp w/ Bionet - UC	Bionet "
"	TNC-NC024		TNC-NC024	https://www.medten.com/product/9971	Replacement	Disposable	Philips	EtCO2 Accessories and Supplies	Accessories	Philips Microstream EtCO? FilterLine"," CapnoLine H O2"," Nasal"," 989803179121	Disposable Philips Microstream EtCO? FilterLine"," CapnoLine H O2"," Nasal"," 989803179121	Nasal Sampling Line with O? Tube for Short Term Use"," Pediatric"," 2.5m	Philips Microstream EtCO? FilterLine"," CapnoLine H O2"," Nasal"," 989803179121Nasal Sampling Line with O? Tube for Short Term Use"," Pediatric"," 2.5m	25	0				Ultrasound Foetal Transducer - comp w/ Bionet - Uterine Contractions		Ultrasound Foetal Transducer - comp w/ Bionet - UC	Bionet "
"	TNC-NC025		TNC-NC025	https://www.medten.com/product/9972	Replacement	Disposable	Philips	EtCO2 Accessories and Supplies	Accessories	Philips NIV Line for adult"," Microstream Nasal"," M4686A	Disposable Philips NIV Line for adult"," Microstream Nasal"," M4686A	NIV Line for Adult"," Microstream Nasal"," Up to 8 Hours"," Single Purpose"," 2.5m	Philips NIV Line for adult"," Microstream Nasal"," M4686ANIV Line for Adult"," Microstream Nasal"," Up to 8 Hours"," Single Purpose"," 2.5m	25	0				Ultrasound Foetal Transducer - comp w/ Bionet - Uterine Contractions		Ultrasound Foetal Transducer - comp w/ Bionet - UC	Bionet "
"	TNC-NC026		TNC-NC026	https://www.medten.com/product/9973	Replacement	Disposable	Philips	EtCO2 Accessories and Supplies	Accessories	Philips NIV Line for Pediatric Use"," Microstream"," Nasal"," M4687A	Disposable Philips NIV Line for Pediatric Use"," Microstream"," Nasal"," M4687A	NIV Line for Pediatric Use"," Microstream"," Nasal"," Up to 8 Hours"," Mask"," Single Purpose"," 2.5m	Philips NIV Line for Pediatric Use"," Microstream"," Nasal"," M4687ANIV Line for Pediatric Use"," Microstream"," Nasal"," Up to 8 Hours"," Mask"," Single Purpose"," 2.5m	25	0				Ultrasound Foetal Transducer - comp w/ Bionet - Uterine Contractions		Ultrasound Foetal Transducer - comp w/ Bionet - UC	Bionet "
"	TNC-NC027		TNC-NC027	https://www.medten.com/product/9974	Replacement	Disposable	Philips	EtCO2 Accessories and Supplies	Accessories	Philips Microstream NIV Line"," 989803178021	Disposable Philips Microstream NIV Line"," 989803178021	Microstream NIV Line"," Infant"," Short Term"," 2.5m	Philips Microstream NIV Line"," 989803178021Microstream NIV Line"," Infant"," Short Term"," 2.5m	25	0				Ultrasound Foetal Transducer - comp w/ Bionet - Uterine Contractions		Ultrasound Foetal Transducer - comp w/ Bionet - UC	Bionet "
"	KLN-082-10		KLN-082-10	https://www.medten.com/product/9975	Replacement	Reusable	GE Healthcare	Telemetry Parts	Parts	GE Carescape V100 User English Version Instruction Label (set of 3)	Reusable GE Carescape V100 User English Version Instruction Label (set of 3)	0	GE Carescape V100 User English Version Instruction Label (set of 3) 0	Set	6				Ultrasound Foetal Transducer - comp w/ Bionet - Uterine Contractions		Ultrasound Foetal Transducer - comp w/ Bionet - UC	Bionet "
"	TNC-NC028		TNC-NC028	https://www.medten.com/product/9976	Replacement	Disposable	Philips	EtCO2 Accessories and Supplies	Accessories	Philips Microstream CapnoLine H"," Nasal"," M4689A	Disposable Philips Microstream CapnoLine H"," Nasal"," M4689A	Microstream CapnoLine H"," Nasal"," Adult"," Long Term"," 2.5m	Philips Microstream CapnoLine H"," Nasal"," M4689AMicrostream CapnoLine H"," Nasal"," Adult"," Long Term"," 2.5m	25	0				Ultrasound Foetal Transducer - comp w/ Bionet - Uterine Contractions		Ultrasound Foetal Transducer - comp w/ Bionet - UC	Bionet "
"	TNC-NC029		TNC-NC029	https://www.medten.com/product/9977	Replacement	Disposable	Philips	EtCO2 Accessories and Supplies	Accessories	Philips Microstream CapnoLine H"," Nasal	Disposable Philips Microstream CapnoLine H"," Nasal	Microstream EtCO2 Filterline"," CapnoLine O?"," Nasal"," Pediatric"," Long Term"," 2.5m	Philips Microstream CapnoLine H"," NasalMicrostream EtCO2 Filterline"," CapnoLine O?"," Nasal"," Pediatric"," Long Term"," 2.5m	25	0				Ultrasound Foetal Transducer - comp w/ Bionet - Uterine Contractions		Ultrasound Foetal Transducer - comp w/ Bionet - UC	Bionet "
"	TNC-NC030		TNC-NC030	https://www.medten.com/product/9978	Replacement	Disposable	Philips	EtCO2 Accessories and Supplies	Accessories	Philips Microstream CapnoLine H Capnography"," Nasal"," M4691A	Disposable Philips Microstream CapnoLine H Capnography"," Nasal"," M4691A	Microstream CapnoLine H Capnography"," Nasal"," Infant"," Long Term 2.5m	Philips Microstream CapnoLine H Capnography"," Nasal"," M4691AMicrostream CapnoLine H Capnography"," Nasal"," Infant"," Long Term 2.5m	25	0				Ultrasound Foetal Transducer - comp w/ Bionet - Uterine Contractions		Ultrasound Foetal Transducer - comp w/ Bionet - UC	Bionet "
"	TNC-SL031		TNC-SL031	https://www.medten.com/product/9979	Replacement	Disposable	Masimo	EtCO2 Accessories and Supplies	Accessories	Masimo EtCO? Sampling Line with Luer Connector"," 4663	Disposable Masimo EtCO? Sampling Line with Luer Connector"," 4663	EtCO? Sampling Line with Luer Connector for Short Term Use"," 2.5m	Masimo EtCO? Sampling Line with Luer Connector"," 4663EtCO? Sampling Line with Luer Connector for Short Term Use"," 2.5m	25	0				Ultrasound Foetal Transducer - comp w/ Bionet - Uterine Contractions		Ultrasound Foetal Transducer - comp w/ Bionet - UC	Bionet "
"	TNC-SL032		TNC-SL032	https://www.medten.com/product/9980	Replacement	Disposable	Masimo	EtCO2 Accessories and Supplies	Accessories	Masimo EtCO? Sampling Line with Luer Connector"," 4665	Disposable Masimo EtCO? Sampling Line with Luer Connector"," 4665	EtCO? Sampling Line with Luer Connector for Long Term Use"," 2.5m	Masimo EtCO? Sampling Line with Luer Connector"," 4665EtCO? Sampling Line with Luer Connector for Long Term Use"," 2.5m	25	0				Ultrasound Foetal Transducer - comp w/ Bionet - Uterine Contractions		Ultrasound Foetal Transducer - comp w/ Bionet - UC	Bionet "
"	TNC-SL037		TNC-SL037	https://www.medten.com/product/9981	Replacement	Disposable	Masimo	EtCO2 Accessories and Supplies	Accessories	Masimo NomoLine LH Adult/Pediatric Airway Adapter Set"," 3814	Disposable Masimo NomoLine LH Adult/Pediatric Airway Adapter Set"," 3814	NomoLine LH Adult/Pediatric Airway Adapter Set"," Short Term"," 2.5m	Masimo NomoLine LH Adult/Pediatric Airway Adapter Set"," 3814NomoLine LH Adult/Pediatric Airway Adapter Set"," Short Term"," 2.5m	25	0				Ultrasound Foetal Transducer - comp w/ Bionet - Uterine Contractions		Ultrasound Foetal Transducer - comp w/ Bionet - UC	Bionet "
"	TNC-SL039		TNC-SL039	https://www.medten.com/product/9982	Replacement	Disposable	Masimo	EtCO2 Accessories and Supplies	Accessories	Masimo NomoLine HH Adult / Pediatric Airway Adapter Set"," 3827	Disposable Masimo NomoLine HH Adult / Pediatric Airway Adapter Set"," 3827	NomoLine HH Adult / Pediatric Airway Adapter Set"," Long Term"," 2.5m	Masimo NomoLine HH Adult / Pediatric Airway Adapter Set"," 3827NomoLine HH Adult / Pediatric Airway Adapter Set"," Long Term"," 2.5m	25	0				Ultrasound Foetal Transducer - comp w/ Bionet - Uterine Contractions		Ultrasound Foetal Transducer - comp w/ Bionet - UC	Bionet "
"	TNC-NC040		TNC-NC040	https://www.medten.com/product/9983	Replacement	Disposable	Masimo	EtCO2 Accessories and Supplies	Accessories	Masimo NomoLine LH Adult Nasal CO? Cannula with O?"," 3820	Disposable Masimo NomoLine LH Adult Nasal CO? Cannula with O?"," 3820	NomoLine LH Adult Nasal CO? Cannula with O?"," Short Term","2.5m	Masimo NomoLine LH Adult Nasal CO? Cannula with O?"," 3820NomoLine LH Adult Nasal CO? Cannula with O?"," Short Term","2.5m	25	0				Ultrasound Foetal Transducer - comp w/ Bionet - Uterine Contractions		Ultrasound Foetal Transducer - comp w/ Bionet - UC	Bionet "
"	TNC-NC042		TNC-NC042	https://www.medten.com/product/9984	Replacement	Disposable	Masimo	EtCO2 Accessories and Supplies	Accessories	Masimo NomoLine LH Pediatric Nasal CO? Cannula with O?"," 3821	Disposable Masimo NomoLine LH Pediatric Nasal CO? Cannula with O?"," 3821	NomoLine LH Pediatric Nasal CO? Cannula with O?"," Short Term"," 2.5m	Masimo NomoLine LH Pediatric Nasal CO? Cannula with O?"," 3821NomoLine LH Pediatric Nasal CO? Cannula with O?"," Short Term"," 2.5m	25	0				Ultrasound Foetal Transducer - comp w/ Bionet - Uterine Contractions		Ultrasound Foetal Transducer - comp w/ Bionet - UC	Bionet "
"	TNC-NC043		TNC-NC043	https://www.medten.com/product/9985	Replacement	Disposable	Masimo	EtCO2 Accessories and Supplies	Accessories	Masimo NomoLine HH Adult Nasal CO? Cannula with O?"," 3833	Disposable Masimo NomoLine HH Adult Nasal CO? Cannula with O?"," 3833	NomoLine HH Adult Nasal CO? Cannula with O?"," Long Term"," 2.5m	Masimo NomoLine HH Adult Nasal CO? Cannula with O?"," 3833NomoLine HH Adult Nasal CO? Cannula with O?"," Long Term"," 2.5m	25	0				Ultrasound Foetal Transducer - comp w/ Bionet - Uterine Contractions		Ultrasound Foetal Transducer - comp w/ Bionet - UC	Bionet "
"	TNC-NC044		TNC-NC044	https://www.medten.com/product/9986	Replacement	Disposable	Masimo	EtCO2 Accessories and Supplies	Accessories	Masimo NomoLine HH Pediatric Nasal CO? Cannula with O?"," 3834	Disposable Masimo NomoLine HH Pediatric Nasal CO? Cannula with O?"," 3834	NomoLine HH Pediatric Nasal CO? Cannula with O?"," Long Term"," 2.5m	Masimo NomoLine HH Pediatric Nasal CO? Cannula with O?"," 3834NomoLine HH Pediatric Nasal CO? Cannula with O?"," Long Term"," 2.5m	25	0				Ultrasound Foetal Transducer - comp w/ Bionet - Uterine Contractions		Ultrasound Foetal Transducer - comp w/ Bionet - UC	Bionet "
"	TNC-NC045		TNC-NC045	https://www.medten.com/product/9987	Replacement	Disposable	Masimo	EtCO2 Accessories and Supplies	Accessories	Masimo NomoLine LH Adult Nasal CO? Cannula with O?"," 3817	Disposable Masimo NomoLine LH Adult Nasal CO? Cannula with O?"," 3817	NomoLine LH Adult Nasal CO? Cannula"," Short Term"," 2.5m	Masimo NomoLine LH Adult Nasal CO? Cannula with O?"," 3817NomoLine LH Adult Nasal CO? Cannula"," Short Term"," 2.5m	25	0				Ultrasound Foetal Transducer - comp w/ Bionet - Uterine Contractions		Ultrasound Foetal Transducer - comp w/ Bionet - UC	Bionet "
"	TNC-NC046		TNC-NC046	https://www.medten.com/product/9988	Replacement	Disposable	Masimo	EtCO2 Accessories and Supplies	Accessories	Masimo NomoLine LH Pediatric Nasal CO? Cannula"," 3818	Disposable Masimo NomoLine LH Pediatric Nasal CO? Cannula"," 3818	NomoLine LH Pediatric Nasal CO?Cannula"," Short Term"," 2.5m	Masimo NomoLine LH Pediatric Nasal CO? Cannula"," 3818NomoLine LH Pediatric Nasal CO?Cannula"," Short Term"," 2.5m	25	0				Ultrasound Foetal Transducer - comp w/ Bionet - Uterine Contractions		Ultrasound Foetal Transducer - comp w/ Bionet - UC	Bionet "
"	TNC-NC047		TNC-NC047	https://www.medten.com/product/9989	Replacement	Disposable	Masimo	EtCO2 Accessories and Supplies	Accessories	Masimo NomoLine LH Infant Nasal CO? Cannula"," 3819	Disposable Masimo NomoLine LH Infant Nasal CO? Cannula"," 3819	NomoLine LH Infant Nasal CO? Cannula"," Short Term"," 2.5m	Masimo NomoLine LH Infant Nasal CO? Cannula"," 3819NomoLine LH Infant Nasal CO? Cannula"," Short Term"," 2.5m	25	0				Ultrasound Foetal Transducer - comp w/ Bionet - Uterine Contractions		Ultrasound Foetal Transducer - comp w/ Bionet - UC	Bionet "
"	TNC-SL048		TNC-SL048	https://www.medten.com/product/9990	Replacement	Disposable	Masimo	EtCO2 Accessories and Supplies	Accessories	Masimo NomoLine LH Adult Single Nasal Prong CO? Cannula"," 3826	Disposable Masimo NomoLine LH Adult Single Nasal Prong CO? Cannula"," 3826	Masimo NomoLine LH Adult Single Nasal Prong CO? Cannula"," 3826	Masimo NomoLine LH Adult Single Nasal Prong CO? Cannula"," 3826Masimo NomoLine LH Adult Single Nasal Prong CO? Cannula"," 3826	25	0				Ultrasound Foetal Transducer - comp w/ Bionet - Uterine Contractions		Ultrasound Foetal Transducer - comp w/ Bionet - UC	Bionet "
"	TNC-NC049		TNC-NC049	https://www.medten.com/product/9991	Replacement	Disposable	Masimo	EtCO2 Accessories and Supplies	Accessories	Masimo NomoLine HH Adult Nasal CO? Cannula"," 3830	Disposable Masimo NomoLine HH Adult Nasal CO? Cannula"," 3830	NomoLine HH Adult Nasal CO? Cannula"," 25 / box","Long Term"," 2.5m	Masimo NomoLine HH Adult Nasal CO? Cannula"," 3830NomoLine HH Adult Nasal CO? Cannula"," 25 / box","Long Term"," 2.5m	25	0				Ultrasound Foetal Transducer - comp w/ Bionet - Uterine Contractions		Ultrasound Foetal Transducer - comp w/ Bionet - UC	Bionet "
"	TNC-NC050		TNC-NC050	https://www.medten.com/product/9992	Replacement	Disposable	Masimo	EtCO2 Accessories and Supplies	Accessories	Masimo NomoLine LH Pediatric Nasal CO? Cannula"," 3831	Disposable Masimo NomoLine LH Pediatric Nasal CO? Cannula"," 3831	NomoLine LH Pediatric Nasal CO? Cannula"," Long Term"," 2.5m	Masimo NomoLine LH Pediatric Nasal CO? Cannula"," 3831NomoLine LH Pediatric Nasal CO? Cannula"," Long Term"," 2.5m	25	0				Ultrasound Foetal Transducer - comp w/ Bionet - Uterine Contractions		Ultrasound Foetal Transducer - comp w/ Bionet - UC	Bionet "
"	TNC-NC051		TNC-NC051	https://www.medten.com/product/9993	Replacement	Disposable	Masimo	EtCO2 Accessories and Supplies	Accessories	Masimo NomoLine HH Infant Nasal CO? Cannula"," 3832	Disposable Masimo NomoLine HH Infant Nasal CO? Cannula"," 3832	NomoLine HH Infant Nasal CO? Cannula"," 25 / box"," Long Term"," 2.5m	Masimo NomoLine HH Infant Nasal CO? Cannula"," 3832NomoLine HH Infant Nasal CO? Cannula"," 25 / box"," Long Term"," 2.5m	25	0				Ultrasound Foetal Transducer - comp w/ Bionet - Uterine Contractions		Ultrasound Foetal Transducer - comp w/ Bionet - UC	Bionet "
"	TNC-NC052		TNC-NC052	https://www.medten.com/product/9994	Replacement	Disposable	Masimo	EtCO2 Accessories and Supplies	Accessories	Masimo NomoLine HH Adult Single Nasal Prong CO? Cannula"," 3839	Disposable Masimo NomoLine HH Adult Single Nasal Prong CO? Cannula"," 3839	NomoLine HH Adult Single Nasal Prong CO? Cannula"," 25/box"," Long Term"," 2.5m	Masimo NomoLine HH Adult Single Nasal Prong CO? Cannula"," 3839NomoLine HH Adult Single Nasal Prong CO? Cannula"," 25/box"," Long Term"," 2.5m	25	0				Ultrasound Foetal Transducer - comp w/ Bionet - Uterine Contractions		Ultrasound Foetal Transducer - comp w/ Bionet - UC	Bionet "
"	TNC-AA003		TNC-AA003	https://www.medten.com/product/9995	Replacement	Disposable	Philips	EtCO2 Accessories and Supplies	Accessories	Philips Sidestream LoFlo EtCO? Airway Adapter"," 989803206731	Disposable Philips Sidestream LoFlo EtCO? Airway Adapter"," 989803206731	Philips Sidestream LoFlo EtCO? Airway Adapter"," 989803206731"," 2.5m	Philips Sidestream LoFlo EtCO? Airway Adapter"," 989803206731Philips Sidestream LoFlo EtCO? Airway Adapter"," 989803206731"," 2.5m	10	0				Ultrasound Foetal Transducer - comp w/ Bionet - Uterine Contractions		Ultrasound Foetal Transducer - comp w/ Bionet - UC	Bionet "
"	CTA-S05		CTA-S05	https://www.medten.com/product/9996	Replacement	Disposable	Infinium	EtCO2 Accessories and Supplies	Accessories	Infinium Sidestream CO? Nasal Cannula"," 300.001.0011	Disposable Infinium Sidestream CO? Nasal Cannula"," 300.001.0011	Compatible"," Sidestream Disposable CO? Nasal Cannula with Luer female connector"," 0.6m	Infinium Sidestream CO? Nasal Cannula"," 300.001.0011Compatible"," Sidestream Disposable CO? Nasal Cannula with Luer female connector"," 0.6m	25	0				Ultrasound Foetal Transducer - comp w/ Bionet - Uterine Contractions		Ultrasound Foetal Transducer - comp w/ Bionet - UC	Bionet "
"	KLN-045-02K		KLN-045-02K	https://www.medten.com/product/9997	Replacement	Reusable	GE Healthcare	Telemetry Parts	Parts	User Interface Board and Buzzer	Reusable User Interface Board and Buzzer	For GE Carescape B450	User Interface Board and Buzzer For GE Carescape B450	Set	6				Ultrasound Foetal Transducer - comp w/ Bionet - Uterine Contractions		Ultrasound Foetal Transducer - comp w/ Bionet - UC	Bionet "
"	TNC-BA046		TNC-BA046	https://www.medten.com/product/9998	Replacement	Reusable	Smiths Medical	Batteries	Accessories	Replacement Battery for Medfusion Infusion Pump 3500",3010,"2500	Reusable Replacement Battery for Medfusion Infusion Pump 3500",3010,"2500	Rechargeable Ni-MH Battery"," 7.2V 2300mAh	Replacement Battery for Medfusion Infusion Pump 3500",3010,"2500Rechargeable Ni-MH Battery"," 7.2V 2300mAh	1	12				Ultrasound Foetal Transducer - comp w/ Bionet - Uterine Contractions		Ultrasound Foetal Transducer - comp w/ Bionet - UC	Bionet "
"	TNC-BA047		TNC-BA047	https://www.medten.com/product/9999	Replacement	Reusable	Smiths Medical	Batteries	Accessories	Replacement Battery for Medfusion 4000 Syringe Pump	Reusable Replacement Battery for Medfusion 4000 Syringe Pump	Rechargeable Li-ion battery","7.4V 5200mAh	Replacement Battery for Medfusion 4000 Syringe PumpRechargeable Li-ion battery","7.4V 5200mAh	1	12				Ultrasound Foetal Transducer - comp w/ Bionet - Uterine Contractions		Ultrasound Foetal Transducer - comp w/ Bionet - UC	Bionet "
"	TNC-BA076		TNC-BA076	https://www.medten.com/product/10000	Replacement	Reusable	Baxter	Batteries	Accessories	Replacement Battery for Sigma Spectrum Infusion Pumps 35162",35083,35724,55075-2,"Insert and Requires The Original Battery Case	Reusable Replacement Battery for Sigma Spectrum Infusion Pumps 35162",35083,35724,55075-2,"Insert and Requires The Original Battery Case	Rechargeable Li-ion battery"," 7.4V 1800mAh	Replacement Battery for Sigma Spectrum Infusion Pumps 35162",35083,35724,55075-2,"Insert and Requires The Original Battery CaseRechargeable Li-ion battery"," 7.4V 1800mAh	1	12				Ultrasound Foetal Transducer - comp w/ Bionet - Uterine Contractions		Ultrasound Foetal Transducer - comp w/ Bionet - UC	Bionet "
"	BPH-NS25-07Z-06		BPH-NS25-07Z-06	https://www.medten.com/product/10001	Replacement	Reusable	Philips	NIBP Air Hoses	Accessories	Philips NIBP Air Hose	Reusable Philips NIBP Air Hose	Replacement: Neonate "," Single Tube	Philips NIBP Air Hose"," Neonate "," Single Tube	1	6				Ultrasound Foetal Transducer - comp w/ Bionet - Uterine Contractions		Ultrasound Foetal Transducer - comp w/ Bionet - UC	Bionet "
"	KT-A02-A		KT-A02-A	https://www.medten.com/product/10002	Replacement	Reusable		Equipment	Equipment	Aneroid Sphygmomanometer for Adult	Reusable Aneroid Sphygmomanometer for Adult	With 120g metal gauge","PVC bulb and adult nylon cuff without iron ring"," 54*14.5cm"," PVC bladder	Aneroid Sphygmomanometer for Adult With 120g metal gauge","PVC bulb and adult nylon cuff without iron ring"," 54*14.5cm"," PVC bladder	1	12				Ultrasound Foetal Transducer - comp w/ Bionet - Uterine Contractions		Ultrasound Foetal Transducer - comp w/ Bionet - UC	Bionet "
"	KT-A02-C		KT-A02-C	https://www.medten.com/product/10003	Replacement	Reusable		Equipment	Equipment	Aneroid Sphygmomanometer for Child	Reusable Aneroid Sphygmomanometer for Child	With 120g metal gauge","PVC bulb and adult nylon cuff without iron ring"," 34.5*11cm"," PVC bladder	Aneroid Sphygmomanometer for Child With 120g metal gauge","PVC bulb and adult nylon cuff without iron ring"," 34.5*11cm"," PVC bladder	1	12				Ultrasound Foetal Transducer - comp w/ Bionet - Uterine Contractions		Ultrasound Foetal Transducer - comp w/ Bionet - UC	Bionet "
"	KT-A02-L		KT-A02-L	https://www.medten.com/product/10004	Replacement	Reusable		Equipment	Equipment	Aneroid Sphygmomanometer for Large Adult	Reusable Aneroid Sphygmomanometer for Large Adult	With 120g metal gauge","PVC bulb and adult nylon cuff without iron ring","62*17.5cm "," PVC bladder	Aneroid Sphygmomanometer for Large Adult With 120g metal gauge","PVC bulb and adult nylon cuff without iron ring","62*17.5cm "," PVC bladder	1	12				Ultrasound Foetal Transducer - comp w/ Bionet - Uterine Contractions		Ultrasound Foetal Transducer - comp w/ Bionet - UC	Bionet "
"	TNC-BA077		TNC-BA077	https://www.medten.com/product/10005	Replacement	Reusable	GE Healthcare	Batteries	Accessories	Replacement Battery for GE PDM	Reusable Replacement Battery for GE PDM	Rechargeable Li-ion battery"," 10.8V 1850mAh	Replacement Battery for GE PDMRechargeable Li-ion battery"," 10.8V 1850mAh	1	12				Ultrasound Foetal Transducer - comp w/ Bionet - Uterine Contractions		Ultrasound Foetal Transducer - comp w/ Bionet - UC	Bionet "
"	ECD-3005RG-A		ECD-3005RG-A	https://www.medten.com/product/10006	Replacement	Disposable	Philips	One-Piece ECG Cables	Accessories	Philips One-Piece ECG Cable	Disposable Philips One-Piece ECG Cable	Replacement: 3 lead"," Grabber"," 2.2m+0.9m (Box of 10)	Philips One-Piece ECG Cable"," 3 lead"," Grabber"," 2.2m+0.9m (Box of 10)	10	0				Ultrasound Foetal Transducer - comp w/ Bionet - Uterine Contractions		Ultrasound Foetal Transducer - comp w/ Bionet - UC	Bionet "
"	TNC-BA078		TNC-BA078	https://www.medten.com/product/10007	Replacement	Reusable	Fresenius kabi	Batteries	Accessories	Replacement Battery for Infusion Pump Fresenius Voluma"," Infusion Pump Volumat Agilia"," Kabi Volumat MC Agilia Infusio"," Link4 + Agilia	Reusable Replacement Battery for Infusion Pump Fresenius Voluma"," Infusion Pump Volumat Agilia"," Kabi Volumat MC Agilia Infusio"," Link4 + Agilia	Rechargeable Li-ion battery"," 7.4V 3400mAh	Replacement Battery for Infusion Pump Fresenius Voluma"," Infusion Pump Volumat Agilia"," Kabi Volumat MC Agilia Infusio"," Link4 + AgiliaRechargeable Li-ion battery"," 7.4V 3400mAh	1	12				Ultrasound Foetal Transducer - comp w/ Bionet - Uterine Contractions		Ultrasound Foetal Transducer - comp w/ Bionet - UC	Bionet "
"	TNC-BA079		TNC-BA079	https://www.medten.com/product/10008	Replacement	Reusable	Fresenius kabi	Batteries	Accessories	Replacement Battery for Agilia"," Injectomat Agilia"," Injektomat Agilia"," Spritzenpumpe"," Spritzenpumpe Injectomat Agili	Reusable Replacement Battery for Agilia"," Injectomat Agilia"," Injektomat Agilia"," Spritzenpumpe"," Spritzenpumpe Injectomat Agili	Rechargeable Ni-MH Battery"," 6V 2000mAh	Replacement Battery for Agilia"," Injectomat Agilia"," Injektomat Agilia"," Spritzenpumpe"," Spritzenpumpe Injectomat AgiliRechargeable Ni-MH Battery"," 6V 2000mAh	1	12				Ultrasound Foetal Transducer - comp w/ Bionet - Uterine Contractions		Ultrasound Foetal Transducer - comp w/ Bionet - UC	Bionet "
"	TNC-BA080		TNC-BA080	https://www.medten.com/product/10009	Replacement	Reusable	Fresenius kabi	Batteries	Accessories	Replacement Battery for Infusion Pump Fresenius Voluma"," Infusion Pump Volumat Agilia"," Kabi Volumat MC Agilia Infusio"," Link4 + Agilia	Reusable Replacement Battery for Infusion Pump Fresenius Voluma"," Infusion Pump Volumat Agilia"," Kabi Volumat MC Agilia Infusio"," Link4 + Agilia	Rechargeable Li-ion Battery","7.4V 2600mAh	Replacement Battery for Infusion Pump Fresenius Voluma"," Infusion Pump Volumat Agilia"," Kabi Volumat MC Agilia Infusio"," Link4 + AgiliaRechargeable Li-ion Battery","7.4V 2600mAh	1	12				Ultrasound Foetal Transducer - comp w/ Bionet - Uterine Contractions		Ultrasound Foetal Transducer - comp w/ Bionet - UC	Bionet "
"	TNC-BA081		TNC-BA081	https://www.medten.com/product/10010	Replacement	Reusable	Welch Allyn	Batteries	Accessories	Replacement Battery for Welch Allyn Otoscope Handles 11720"," 11730"," 18100"," 18200"," 20000"," 21700"," 71000"," 71003"," 71010"," 71015"," 71020"," 71022"," 71050"," 71051"," 71054"," 71055"," 71110"," 71150"," 71610"," 71670"," 72200"," 72207"," 74054"," 74710"," 97210	Reusable Replacement Battery for Welch Allyn Otoscope Handles 11720"," 11730"," 18100"," 18200"," 20000"," 21700"," 71000"," 71003"," 71010"," 71015"," 71020"," 71022"," 71050"," 71051"," 71054"," 71055"," 71110"," 71150"," 71610"," 71670"," 72200"," 72207"," 74054"," 74710"," 97210	Rechargeable Ni-CD Battery"," 3.6V 750mAh		1	12				Ultrasound Foetal Transducer - comp w/ Bionet - Uterine Contractions		Ultrasound Foetal Transducer - comp w/ Bionet - UC	Bionet "
"	TNC-BA082		TNC-BA082	https://www.medten.com/product/10011	Replacement	Reusable	Omron	Batteries	Accessories	Replacement Battery for OMRON IntelliSense Professional Digital Blood Pressure Monitor HEM-907"," HEM-907XL	Reusable Replacement Battery for OMRON IntelliSense Professional Digital Blood Pressure Monitor HEM-907"," HEM-907XL	Rechargeable Ni-MH Battery"," 4.8V 2000mAh	Replacement Battery for OMRON IntelliSense Professional Digital Blood Pressure Monitor HEM-907"," HEM-907XLRechargeable Ni-MH Battery"," 4.8V 2000mAh	1	12				Ultrasound Foetal Transducer - comp w/ Bionet - Uterine Contractions		Ultrasound Foetal Transducer - comp w/ Bionet - UC	Bionet "
"	TNC-BA083		TNC-BA083	https://www.medten.com/product/10012	Replacement	Reusable	Rainin	Batteries	Accessories	Replacement Battery for Rainin EDP3"," EDP3 Plus"," EDP3 Plus Pipettes"," Pipette 20-200uL"," Pipette EDP3	Reusable Replacement Battery for Rainin EDP3"," EDP3 Plus"," EDP3 Plus Pipettes"," Pipette 20-200uL"," Pipette EDP3	Rechargeable Li-ion Battery","3.7V 800mAh	Replacement Battery for Rainin EDP3"," EDP3 Plus"," EDP3 Plus Pipettes"," Pipette 20-200uL"," Pipette EDP3Rechargeable Li-ion Battery","3.7V 800mAh	1	12				Ultrasound Foetal Transducer - comp w/ Bionet - Uterine Contractions		Ultrasound Foetal Transducer - comp w/ Bionet - UC	Bionet "
"	TNC-BA084		TNC-BA084	https://www.medten.com/product/10013	Replacement	Reusable	Compex	Batteries	Accessories	Replacement Battery for Compex Edge US"," Enegry"," Enegry Mi-Ready"," Energy"," Energy Mi-ready"," FIT"," Fit 1.0"," Fit 3.0"," Mi"," Mi-Fitness"," Mi-Sport"," Mi-Theta 600"," Performance E Mi-Ready"," Performance Mi-ready"," Performance US"," PerformanceE Mi-Ready"," Physio 5"," Rehab 4	Reusable Replacement Battery for Compex Edge US"," Enegry"," Enegry Mi-Ready"," Energy"," Energy Mi-ready"," FIT"," Fit 1.0"," Fit 3.0"," Mi"," Mi-Fitness"," Mi-Sport"," Mi-Theta 600"," Performance E Mi-Ready"," Performance Mi-ready"," Performance US"," PerformanceE Mi-Ready"," Physio 5"," Rehab 4	Rechargeable Ni-MH Battery"," 4.8V 2000mAh		1	12				Ultrasound Foetal Transducer - comp w/ Bionet - Uterine Contractions		Ultrasound Foetal Transducer - comp w/ Bionet - UC	Bionet "
"	TNC-AOB001		TNC-AOB001	https://www.medten.com/product/10014	Replacement	Reusable	Alaris	Blenders/Regulators Parts	Parts	Flowmeter Connector	Reusable Flowmeter Connector	Brass 9/16 and Barb	Flowmeter Connector Brass 9/16 and Barb	1	12				Ultrasound Foetal Transducer - comp w/ Bionet - Uterine Contractions		Ultrasound Foetal Transducer - comp w/ Bionet - UC	Bionet "
"	M04-H003		M04-H003	https://www.medten.com/product/10015	Replacement	Reusable		SpO2 Accessories and Supplies	Accessories	Adult Headband	Reusable Adult Headband	Velcro /40*800mm/white","reusable	Adult HeadbandVelcro /40*800mm/white","reusable	1	0				Ultrasound Foetal Transducer - comp w/ Bionet - Uterine Contractions		Ultrasound Foetal Transducer - comp w/ Bionet - UC	Bionet "
"	TNC-AOB002		TNC-AOB002	https://www.medten.com/product/10016	Replacement	Reusable	Maxtec	Blenders/Regulators Parts	Parts	Flowmeter Connector	Reusable Flowmeter Connector	Oxygen Nut and Stem Christmas Tree Adapter"," Latex-Free"," ABS 9/16 and Barb	Flowmeter Connector Oxygen Nut and Stem Christmas Tree Adapter"," Latex-Free"," ABS 9/16 and Barb	1	12				Ultrasound Foetal Transducer - comp w/ Bionet - Uterine Contractions		Ultrasound Foetal Transducer - comp w/ Bionet - UC	Bionet "
"	TNC-AOB003		TNC-AOB003	https://www.medten.com/product/10017	Replacement	Reusable	Timeter	Blenders/Regulators Parts	Parts	Medical Air Flowmeters	Reusable Medical Air Flowmeters	AIR 0-15LPM"," with Right Angle DISS	Medical Air Flowmeters AIR 0-15LPM"," with Right Angle DISS	1	12				Ultrasound Foetal Transducer - comp w/ Bionet - Uterine Contractions		Ultrasound Foetal Transducer - comp w/ Bionet - UC	Bionet "
"	TNC-AOB004		TNC-AOB004	https://www.medten.com/product/10018	Replacement	Reusable	Alaris	Blenders/Regulators Parts	Parts	Oxygen Chrome Flowmeter	Reusable Oxygen Chrome Flowmeter	Oxygen (0-15 LPM) Includes Wingnut	Oxygen Chrome Flowmeter Oxygen (0-15 LPM) Includes Wingnut	1	12				Ultrasound Foetal Transducer - comp w/ Bionet - Uterine Contractions		Ultrasound Foetal Transducer - comp w/ Bionet - UC	Bionet "
"	TNC-AOB005		TNC-AOB005	https://www.medten.com/product/10019	Replacement	Reusable	Precision	Blenders/Regulators Parts	Parts	Oxygen Chrome Flowmeter	Reusable Oxygen Chrome Flowmeter	8MFA1001 8MFA Series Flowmeter"," Oxygen"," 15 LPM	Oxygen Chrome Flowmeter 8MFA1001 8MFA Series Flowmeter"," Oxygen"," 15 LPM	1	12				Ultrasound Foetal Transducer - comp w/ Bionet - Uterine Contractions		Ultrasound Foetal Transducer - comp w/ Bionet - UC	Bionet "
"	TNC-AOB006		TNC-AOB006	https://www.medten.com/product/10020	Replacement	Reusable		Blenders/Regulators Parts	Parts	DISS Female Hand Tight	Reusable DISS Female Hand Tight	1/4"" Hose Barb	DISS Female Hand Tight 1/4"" Hose Barb	1	12				Ultrasound Foetal Transducer - comp w/ Bionet - Uterine Contractions		Ultrasound Foetal Transducer - comp w/ Bionet - UC	Bionet "
"	M04-H003-10		M04-H003-10	https://www.medten.com/product/10021	Replacement	Reusable		SpO2 Accessories and Supplies	Accessories	Adult Headband	Reusable Adult Headband	Velcro /40*800mm/white","reusable	Adult HeadbandVelcro /40*800mm/white","reusable	10	0				Ultrasound Foetal Transducer - comp w/ Bionet - Uterine Contractions		Ultrasound Foetal Transducer - comp w/ Bionet - UC	Bionet "
"	JSM-010		JSM-010	https://www.medten.com/product/10022	Replacement	Reusable	GE Healthcare	Ultrasound Parts	Parts	Transducer Needle Guide"," GE 11L"," 12L"," 11L-D"," 12L-RS	Reusable Transducer Needle Guide"," GE 11L"," 12L"," 11L-D"," 12L-RS	Transducer Reusable Supporting 11-23G Needles	Transducer Needle Guide"," GE 11L"," 12L"," 11L-D"," 12L-RS Transducer Reusable Supporting 11-23G Needles	1	60				Ultrasound Foetal Transducer - comp w/ Bionet - Uterine Contractions		Ultrasound Foetal Transducer - comp w/ Bionet - UC	Bionet "
"	JSM-097		JSM-097	https://www.medten.com/product/10023	Replacement	Reusable	GE Healthcare	Ultrasound Parts	Parts	Transducer Needle Guide"," GE 3.5C(348C)"," 548C"," 3.5CS"," AC2-5	Reusable Transducer Needle Guide"," GE 3.5C(348C)"," 548C"," 3.5CS"," AC2-5	Transducer Reusable Supporting 11-23G Needles	Transducer Needle Guide"," GE 3.5C(348C)"," 548C"," 3.5CS"," AC2-5 Transducer Reusable Supporting 11-23G Needles	1	60				Ultrasound Foetal Transducer - comp w/ Bionet - Uterine Contractions		Ultrasound Foetal Transducer - comp w/ Bionet - UC	Bionet "
"	JSM-115		JSM-115	https://www.medten.com/product/10024	Replacement	Reusable	GE Healthcare	Ultrasound Parts	Parts	Transducer Needle Guide"," GE 3CRF	Reusable Transducer Needle Guide"," GE 3CRF	Transducer Reusable Supporting 14-22G Needles	Transducer Needle Guide"," GE 3CRF Transducer Reusable Supporting 14-22G Needles	1	60				Ultrasound Foetal Transducer - comp w/ Bionet - Uterine Contractions		Ultrasound Foetal Transducer - comp w/ Bionet - UC	Bionet "
"	JSM-163		JSM-163	https://www.medten.com/product/10025	Replacement	Reusable	GE Healthcare	Ultrasound Parts	Parts	Transducer Needle Guide"," GE 3S"," M3S"," 5S"," M4S	Reusable Transducer Needle Guide"," GE 3S"," M3S"," 5S"," M4S	Transducer Reusable Supporting 11-23G Needles	Transducer Needle Guide"," GE 3S"," M3S"," 5S"," M4S Transducer Reusable Supporting 11-23G Needles	1	60				Ultrasound Foetal Transducer - comp w/ Bionet - Uterine Contractions		Ultrasound Foetal Transducer - comp w/ Bionet - UC	Bionet "
"	JSM-003		JSM-003	https://www.medten.com/product/10026	Replacement	Reusable	GE Healthcare	Ultrasound Parts	Parts	Transducer Needle Guide"," GE 4C"," 4C-A"," 4C-D"," 4C-RS	Reusable Transducer Needle Guide"," GE 4C"," 4C-A"," 4C-D"," 4C-RS	Transducer Reusable Supporting 11-23G Needles	Transducer Needle Guide"," GE 4C"," 4C-A"," 4C-D"," 4C-RS Transducer Reusable Supporting 11-23G Needles	1	60				Ultrasound Foetal Transducer - comp w/ Bionet - Uterine Contractions		Ultrasound Foetal Transducer - comp w/ Bionet - UC	Bionet "
"	JSM-077		JSM-077	https://www.medten.com/product/10027	Replacement	Reusable	GE Healthcare	Ultrasound Parts	Parts	Transducer Needle Guide"," GE 8L"," 8L-RS	Reusable Transducer Needle Guide"," GE 8L"," 8L-RS	Transducer Reusable Supporting 11-23G Needles	Transducer Needle Guide"," GE 8L"," 8L-RS Transducer Reusable Supporting 11-23G Needles	1	60				Ultrasound Foetal Transducer - comp w/ Bionet - Uterine Contractions		Ultrasound Foetal Transducer - comp w/ Bionet - UC	Bionet "
"	JSM-048		JSM-048	https://www.medten.com/product/10028	Replacement	Reusable	GE Healthcare	Ultrasound Parts	Parts	Transducer Needle Guide"," GE 9L"," 9L-D"," 9L-RS	Reusable Transducer Needle Guide"," GE 9L"," 9L-D"," 9L-RS	Transducer Reusable Supporting 11-23G Needles	Transducer Needle Guide"," GE 9L"," 9L-D"," 9L-RS Transducer Reusable Supporting 11-23G Needles	1	60				Ultrasound Foetal Transducer - comp w/ Bionet - Uterine Contractions		Ultrasound Foetal Transducer - comp w/ Bionet - UC	Bionet "
"	JSM-025		JSM-025	https://www.medten.com/product/10029	Replacement	Reusable	GE Healthcare	Ultrasound Parts	Parts	Transducer Needle Guide"," GE C1-5-D"," C1-5-RS	Reusable Transducer Needle Guide"," GE C1-5-D"," C1-5-RS	Transducer Reusable Supporting 11-23G Needles	Transducer Needle Guide"," GE C1-5-D"," C1-5-RS Transducer Reusable Supporting 11-23G Needles	1	60				Ultrasound Foetal Transducer - comp w/ Bionet - Uterine Contractions		Ultrasound Foetal Transducer - comp w/ Bionet - UC	Bionet "
"	JSM-157		JSM-157	https://www.medten.com/product/10030	Replacement	Reusable	GE Healthcare	Ultrasound Parts	Parts	Transducer Needle Guide"," GE C358"," 3C (3Cb)"," 3C-RS	Reusable Transducer Needle Guide"," GE C358"," 3C (3Cb)"," 3C-RS	Transducer Reusable Supporting 11-23G Needles	Transducer Needle Guide"," GE C358"," 3C (3Cb)"," 3C-RS Transducer Reusable Supporting 11-23G Needles	1	60				Ultrasound Foetal Transducer - comp w/ Bionet - Uterine Contractions		Ultrasound Foetal Transducer - comp w/ Bionet - UC	Bionet "
"	JEM-037		JEM-037	https://www.medten.com/product/10031	Replacement	Reusable	GE Healthcare	Ultrasound Parts	Parts	Transducer Needle Guide"," GE E8C"," E8C-RS"," E8CS",IC5-9-D," IC59H	Reusable Transducer Needle Guide"," GE E8C"," E8C-RS"," E8CS",IC5-9-D," IC59H	Transducer Reusable Supporting 16-18G Needles	Transducer Needle Guide"," GE E8C"," E8C-RS"," E8CS",IC5-9-D," IC59H Transducer Reusable Supporting 16-18G Needles	1	60				Ultrasound Foetal Transducer - comp w/ Bionet - Uterine Contractions		Ultrasound Foetal Transducer - comp w/ Bionet - UC	Bionet "
"	JSM-035		JSM-035	https://www.medten.com/product/10032	Replacement	Reusable	GE Healthcare	Ultrasound Parts	Parts	Transducer Needle Guide"," GE M5S"," M5S-D	Reusable Transducer Needle Guide"," GE M5S"," M5S-D	Transducer Reusable Supporting 11-23G Needles	Transducer Needle Guide"," GE M5S"," M5S-D Transducer Reusable Supporting 11-23G Needles	1	60				Ultrasound Foetal Transducer - comp w/ Bionet - Uterine Contractions		Ultrasound Foetal Transducer - comp w/ Bionet - UC	Bionet "
"	JSM-036		JSM-036	https://www.medten.com/product/10033	Replacement	Reusable	GE Healthcare	Ultrasound Parts	Parts	Transducer Needle Guide"," GE ML6-15-D	Reusable Transducer Needle Guide"," GE ML6-15-D	Transducer Reusable Supporting 11-23G Needles	Transducer Needle Guide"," GE ML6-15-D Transducer Reusable Supporting 11-23G Needles	1	60				Ultrasound Foetal Transducer - comp w/ Bionet - Uterine Contractions		Ultrasound Foetal Transducer - comp w/ Bionet - UC	Bionet "
"	JEM-063		JEM-063	https://www.medten.com/product/10034	Replacement	Reusable	GE Healthcare	Ultrasound Parts	Parts	Transducer Needle Guide"," GE RIC5-9-D"," RIC6-12-D"," RIC5-9W-RS	Reusable Transducer Needle Guide"," GE RIC5-9-D"," RIC6-12-D"," RIC5-9W-RS	Transducer Reusable Supporting 16-18G Needles	Transducer Needle Guide"," GE RIC5-9-D"," RIC6-12-D"," RIC5-9W-RS Transducer Reusable Supporting 16-18G Needles	1	60				Ultrasound Foetal Transducer - comp w/ Bionet - Uterine Contractions		Ultrasound Foetal Transducer - comp w/ Bionet - UC	Bionet "
"	JEM-016		JEM-016	https://www.medten.com/product/10035	Replacement	Reusable	Aloka	Ultrasound Parts	Parts	Transducer Needle Guide"," Hitachi-Aloka EUP-U531	Reusable Transducer Needle Guide"," Hitachi-Aloka EUP-U531	Transducer Reusable Supporting 16-18G Needles	Transducer Needle Guide"," Hitachi-Aloka EUP-U531 Transducer Reusable Supporting 16-18G Needles	1	60				Ultrasound Foetal Transducer - comp w/ Bionet - Uterine Contractions		Ultrasound Foetal Transducer - comp w/ Bionet - UC	Bionet "
"	JEM-034		JEM-034	https://www.medten.com/product/10036	Replacement	Reusable	Aloka	Ultrasound Parts	Parts	Transducer Needle Guide"," Hitachi-Aloka EUP_V33W"," EUP-V53W"," EUP-CC531	Reusable Transducer Needle Guide"," Hitachi-Aloka EUP_V33W"," EUP-V53W"," EUP-CC531	Transducer Reusable Supporting 16-18G Needles	Transducer Needle Guide"," Hitachi-Aloka EUP_V33W"," EUP-V53W"," EUP-CC531 Transducer Reusable Supporting 16-18G Needles	1	60				Ultrasound Foetal Transducer - comp w/ Bionet - Uterine Contractions		Ultrasound Foetal Transducer - comp w/ Bionet - UC	Bionet "
"	JSM-187		JSM-187	https://www.medten.com/product/10037	Replacement	Reusable	Aloka	Ultrasound Parts	Parts	Transducer Needle Guide"," Hitachi-Aloka EUP-C311	Reusable Transducer Needle Guide"," Hitachi-Aloka EUP-C311	Transducer Reusable Supporting 14-22G Needles	Transducer Needle Guide"," Hitachi-Aloka EUP-C311 Transducer Reusable Supporting 14-22G Needles	1	60				Ultrasound Foetal Transducer - comp w/ Bionet - Uterine Contractions		Ultrasound Foetal Transducer - comp w/ Bionet - UC	Bionet "
"	JSM-079		JSM-079	https://www.medten.com/product/10038	Replacement	Reusable	Aloka	Ultrasound Parts	Parts	Transducer Needle Guide"," Hitachi-Aloka EUP-C314T"," C314G"," C324T"," C514"," C516	Reusable Transducer Needle Guide"," Hitachi-Aloka EUP-C314T"," C314G"," C324T"," C514"," C516	Transducer Reusable Supporting 11-23G Needles	Transducer Needle Guide"," Hitachi-Aloka EUP-C314T"," C314G"," C324T"," C514"," C516 Transducer Reusable Supporting 11-23G Needles	1	60				Ultrasound Foetal Transducer - comp w/ Bionet - Uterine Contractions		Ultrasound Foetal Transducer - comp w/ Bionet - UC	Bionet "
"	JSM-114		JSM-114	https://www.medten.com/product/10039	Replacement	Reusable	Aloka	Ultrasound Parts	Parts	Transducer Needle Guide"," Hitachi-Aloka EUP-C532	Reusable Transducer Needle Guide"," Hitachi-Aloka EUP-C532	Transducer Reusable Supporting 11-23G Needles	Transducer Needle Guide"," Hitachi-Aloka EUP-C532 Transducer Reusable Supporting 11-23G Needles	1	60				Ultrasound Foetal Transducer - comp w/ Bionet - Uterine Contractions		Ultrasound Foetal Transducer - comp w/ Bionet - UC	Bionet "
"	JSM-037		JSM-037	https://www.medten.com/product/10040	Replacement	Reusable	Aloka	Ultrasound Parts	Parts	Transducer Needle Guide"," Hitachi-Aloka EUP-C715	Reusable Transducer Needle Guide"," Hitachi-Aloka EUP-C715	Transducer Reusable Supporting 11-23G Needles	Transducer Needle Guide"," Hitachi-Aloka EUP-C715 Transducer Reusable Supporting 11-23G Needles	1	60				Ultrasound Foetal Transducer - comp w/ Bionet - Uterine Contractions		Ultrasound Foetal Transducer - comp w/ Bionet - UC	Bionet "
"	JSM-018		JSM-018	https://www.medten.com/product/10041	Replacement	Reusable	Aloka	Ultrasound Parts	Parts	Transducer Needle Guide"," Hitachi-Aloka EUP-L74M	Reusable Transducer Needle Guide"," Hitachi-Aloka EUP-L74M	Transducer Reusable Supporting 11-23G Needles	Transducer Needle Guide"," Hitachi-Aloka EUP-L74M Transducer Reusable Supporting 11-23G Needles	1	60				Ultrasound Foetal Transducer - comp w/ Bionet - Uterine Contractions		Ultrasound Foetal Transducer - comp w/ Bionet - UC	Bionet "
"	JSM-030		JSM-030	https://www.medten.com/product/10042	Replacement	Reusable	Aloka	Ultrasound Parts	Parts	Transducer Needle Guide"," Hitachi-Aloka EUP-B512	Reusable Transducer Needle Guide"," Hitachi-Aloka EUP-B512	Transducer Reusable Supporting 11-23G Needles	Transducer Needle Guide"," Hitachi-Aloka EUP-B512 Transducer Reusable Supporting 11-23G Needles	1	60				Ultrasound Foetal Transducer - comp w/ Bionet - Uterine Contractions		Ultrasound Foetal Transducer - comp w/ Bionet - UC	Bionet "
"	JSM-069		JSM-069	https://www.medten.com/product/10043	Replacement	Reusable	Philips	Ultrasound Parts	Parts	Transducer Needle Guide"," Philips C5-1 (CX50"," EPIQ"," Affiniti"," IU22"," IE33"," HD15 )	Reusable Transducer Needle Guide"," Philips C5-1 (CX50"," EPIQ"," Affiniti"," IU22"," IE33"," HD15 )	Transducer Reusable Supporting 11-23G Needles	Transducer Needle Guide"," Philips C5-1 (CX50"," EPIQ"," Affiniti"," IU22"," IE33"," HD15 ) Transducer Reusable Supporting 11-23G Needles	1	60				Ultrasound Foetal Transducer - comp w/ Bionet - Uterine Contractions		Ultrasound Foetal Transducer - comp w/ Bionet - UC	Bionet "
"	TNC-GH01		TNC-GH01	https://www.medten.com/product/10044	Replacement	Reusable	Mindray	Hoses and adapters	Accessories	Mindray Air Hose - Chemetron 0004-00-0079-12	Reusable Mindray Air Hose - Chemetron 0004-00-0079-12	'Air Gas Supply Hose 15'' Chemetron Compatible with Mindray A-Series Advantage Anesthesia Machines'	'Mindray Air Hose - Chemetron 0004-00-0079-12Air Gas Supply Hose 15'' Chemetron Compatible with Mindray A-Series Advantage Anesthesia Machines'	1	12				Ultrasound Foetal Transducer - comp w/ Bionet - Uterine Contractions		Ultrasound Foetal Transducer - comp w/ Bionet - UC	Bionet "
"	JSM-073		JSM-073	https://www.medten.com/product/10045	Replacement	Reusable	Philips	Ultrasound Parts	Parts	Transducer Needle Guide"," Philips C5-2 (HD5"," HD7"," HD11"," HD11XE"," HDI4000"," HDI5000/5500cv"," IE33"," IU22"," ENVISOR"," HD6"," HD7XE"," HD9 and HD15)	Reusable Transducer Needle Guide"," Philips C5-2 (HD5"," HD7"," HD11"," HD11XE"," HDI4000"," HDI5000/5500cv"," IE33"," IU22"," ENVISOR"," HD6"," HD7XE"," HD9 and HD15)	Transducer Reusable Supporting 11-23G Needles	Transducer Needle Guide"," Philips C5-2 (HD5"," HD7"," HD11"," HD11XE"," HDI4000"," HDI5000/5500cv"," IE33"," IU22"," ENVISOR"," HD6"," HD7XE"," HD9 and HD15) Transducer Reusable Supporting 11-23G Needles	1	60				Ultrasound Foetal Transducer - comp w/ Bionet - Uterine Contractions		Ultrasound Foetal Transducer - comp w/ Bionet - UC	Bionet "
"	JEM-023		JEM-023	https://www.medten.com/product/10046	Replacement	Reusable	Philips	Ultrasound Parts	Parts	Transducer Needle Guide"," Philips C8-4v"," C9-3v"," C10-3v	Reusable Transducer Needle Guide"," Philips C8-4v"," C9-3v"," C10-3v	Transducer Reusable Supporting 16-18G Needles	Transducer Needle Guide"," Philips C8-4v"," C9-3v"," C10-3v Transducer Reusable Supporting 16-18G Needles	1	60				Ultrasound Foetal Transducer - comp w/ Bionet - Uterine Contractions		Ultrasound Foetal Transducer - comp w/ Bionet - UC	Bionet "
"	JEM-001		JEM-001	https://www.medten.com/product/10047	Replacement	Reusable	Philips	Ultrasound Parts	Parts	Transducer Needle Guide"," Philips C9-5ec	Reusable Transducer Needle Guide"," Philips C9-5ec	Transducer Reusable Supporting 16-18G Needles	Transducer Needle Guide"," Philips C9-5ec Transducer Reusable Supporting 16-18G Needles	1	60				Ultrasound Foetal Transducer - comp w/ Bionet - Uterine Contractions		Ultrasound Foetal Transducer - comp w/ Bionet - UC	Bionet "
"	JSM-087		JSM-087	https://www.medten.com/product/10048	Replacement	Reusable	Philips	Ultrasound Parts	Parts	Transducer Needle Guide"," Philips ClearVue C5-2	Reusable Transducer Needle Guide"," Philips ClearVue C5-2	Transducer Reusable Supporting 11-23G Needles	Transducer Needle Guide"," Philips ClearVue C5-2 Transducer Reusable Supporting 11-23G Needles	1	60				Ultrasound Foetal Transducer - comp w/ Bionet - Uterine Contractions		Ultrasound Foetal Transducer - comp w/ Bionet - UC	Bionet "
"	JEM-035		JEM-035	https://www.medten.com/product/10049	Replacement	Reusable	Philips	Ultrasound Parts	Parts	Transducer Needle Guide"," Philips ClearVue C9-4V	Reusable Transducer Needle Guide"," Philips ClearVue C9-4V	Transducer Reusable Supporting 16-18G Needles	Transducer Needle Guide"," Philips ClearVue C9-4V Transducer Reusable Supporting 16-18G Needles	1	60				Ultrasound Foetal Transducer - comp w/ Bionet - Uterine Contractions		Ultrasound Foetal Transducer - comp w/ Bionet - UC	Bionet "
"	TNC-GH02		TNC-GH02	https://www.medten.com/product/10050	Replacement	Reusable	Mindray	Hoses and adapters	Accessories	Mindray Air Hose - DISS Female 0004-00-0079-14	Reusable Mindray Air Hose - DISS Female 0004-00-0079-14	'Air Gas Supply Hose 15'' Diss Female Compatible with A-SeriesAdvantage Anesthesia Machines'	'Mindray Air Hose - DISS Female 0004-00-0079-14Air Gas Supply Hose 15'' Diss Female Compatible with A-SeriesAdvantage Anesthesia Machines'	1	12				Ultrasound Foetal Transducer - comp w/ Bionet - Uterine Contractions		Ultrasound Foetal Transducer - comp w/ Bionet - UC	Bionet "
"	JSM-044		JSM-044	https://www.medten.com/product/10051	Replacement	Reusable	Philips	Ultrasound Parts	Parts	Transducer Needle Guide"," Philips ClearVue L12-4 Philips L12-3 (Affiniti"," EPIQand CX50)	Reusable Transducer Needle Guide"," Philips ClearVue L12-4 Philips L12-3 (Affiniti"," EPIQand CX50)	Transducer Reusable Supporting 11-23G Needles	Transducer Needle Guide"," Philips ClearVue L12-4 Philips L12-3 (Affiniti"," EPIQand CX50) Transducer Reusable Supporting 11-23G Needles	1	60				Ultrasound Foetal Transducer - comp w/ Bionet - Uterine Contractions		Ultrasound Foetal Transducer - comp w/ Bionet - UC	Bionet "
"	JSM-096		JSM-096	https://www.medten.com/product/10052	Replacement	Reusable	Philips	Ultrasound Parts	Parts	Transducer Needle Guide"," Philips ClearVue S4-1	Reusable Transducer Needle Guide"," Philips ClearVue S4-1	Transducer Reusable Supporting 11-23G Needles	Transducer Needle Guide"," Philips ClearVue S4-1 Transducer Reusable Supporting 11-23G Needles	1	60				Ultrasound Foetal Transducer - comp w/ Bionet - Uterine Contractions		Ultrasound Foetal Transducer - comp w/ Bionet - UC	Bionet "
"	JSM-034		JSM-034	https://www.medten.com/product/10053	Replacement	Reusable	Philips	Ultrasound Parts	Parts	Transducer Needle Guide"," Philips Ergo S4-2"," S5-1"," S5-2	Reusable Transducer Needle Guide"," Philips Ergo S4-2"," S5-1"," S5-2	Transducer Reusable Supporting 11-23G Needles	Transducer Needle Guide"," Philips Ergo S4-2"," S5-1"," S5-2 Transducer Reusable Supporting 11-23G Needles	1	60				Ultrasound Foetal Transducer - comp w/ Bionet - Uterine Contractions		Ultrasound Foetal Transducer - comp w/ Bionet - UC	Bionet "
"	JSM-099		JSM-099	https://www.medten.com/product/10054	Replacement	Reusable	Philips	Ultrasound Parts	Parts	Transducer Needle Guide"," Philips L12-3 (HD5"," HD6"," HD7"," HD11"," HD15)	Reusable Transducer Needle Guide"," Philips L12-3 (HD5"," HD6"," HD7"," HD11"," HD15)	Transducer Reusable Supporting 11-23G Needles	Transducer Needle Guide"," Philips L12-3 (HD5"," HD6"," HD7"," HD11"," HD15) Transducer Reusable Supporting 11-23G Needles	1	60				Ultrasound Foetal Transducer - comp w/ Bionet - Uterine Contractions		Ultrasound Foetal Transducer - comp w/ Bionet - UC	Bionet "
"	JSM-366		JSM-366	https://www.medten.com/product/10055	Replacement	Reusable	Philips	Ultrasound Parts	Parts	Transducer Needle Guide"," Philips L12-3 Ergo	Reusable Transducer Needle Guide"," Philips L12-3 Ergo	Transducer Reusable Supporting 11-23G Needles	Transducer Needle Guide"," Philips L12-3 Ergo Transducer Reusable Supporting 11-23G Needles	1	60				Ultrasound Foetal Transducer - comp w/ Bionet - Uterine Contractions		Ultrasound Foetal Transducer - comp w/ Bionet - UC	Bionet "
"	JSM-046		JSM-046	https://www.medten.com/product/10056	Replacement	Reusable	Philips	Ultrasound Parts	Parts	Transducer Needle Guide"," Philips L12-5 50	Reusable Transducer Needle Guide"," Philips L12-5 50	Transducer Reusable Supporting 11-23G Needles	Transducer Needle Guide"," Philips L12-5 50 Transducer Reusable Supporting 11-23G Needles	1	60				Ultrasound Foetal Transducer - comp w/ Bionet - Uterine Contractions		Ultrasound Foetal Transducer - comp w/ Bionet - UC	Bionet "
"	JSM-145		JSM-145	https://www.medten.com/product/10057	Replacement	Reusable	Philips	Ultrasound Parts	Parts	Transducer Needle Guide"," Philips L12-5 38 (Affiniti 50"," ClearVue)	Reusable Transducer Needle Guide"," Philips L12-5 38 (Affiniti 50"," ClearVue)	Transducer Reusable Supporting 18-20G Needles	Transducer Needle Guide"," Philips L12-5 38 (Affiniti 50"," ClearVue) Transducer Reusable Supporting 18-20G Needles	1	60				Ultrasound Foetal Transducer - comp w/ Bionet - Uterine Contractions		Ultrasound Foetal Transducer - comp w/ Bionet - UC	Bionet "
"	TNC-GH03		TNC-GH03	https://www.medten.com/product/10058	Replacement	Reusable	Mindray	Hoses and adapters	Accessories	Mindray Air Hose - Ohmeda 0004-00-0079-11	Reusable Mindray Air Hose - Ohmeda 0004-00-0079-11	'Air Gas Supply Hose 15'' Ohmeda Compatible with A-SeriesAdvantage Anesthesia Machines'	'Mindray Air Hose - Ohmeda 0004-00-0079-11Air Gas Supply Hose 15'' Ohmeda Compatible with A-SeriesAdvantage Anesthesia Machines'	1	12				Ultrasound Foetal Transducer - comp w/ Bionet - Uterine Contractions		Ultrasound Foetal Transducer - comp w/ Bionet - UC	Bionet "
"	TNC-GH04		TNC-GH04	https://www.medten.com/product/10059	Replacement	Reusable	Mindray	Hoses and adapters	Accessories	Mindray Air Hose - Puritan Bennett 0004-00-0079-13	Reusable Mindray Air Hose - Puritan Bennett 0004-00-0079-13	'Air Gas Supply Hose 15'' Puritan Bennett Compatible with A-SeriesAdvantage Anesthesia Machines'	'Mindray Air Hose - Puritan Bennett 0004-00-0079-13Air Gas Supply Hose 15'' Puritan Bennett Compatible with A-SeriesAdvantage Anesthesia Machines'	1	12				Ultrasound Foetal Transducer - comp w/ Bionet - Uterine Contractions		Ultrasound Foetal Transducer - comp w/ Bionet - UC	Bionet "
"	EM05-212		EM05-212	https://www.medten.com/product/10060	Replacement	Disposable	Fisher & Paykel	Fisher & Paykel Humidifier Accessories	Accessories	Breathing Circuit Kits for Fisher Paykel FP850	Disposable Breathing Circuit Kits for Fisher Paykel FP850	Adult"," Double Heated Wire"," 1.2m"," Humidifier Chamber"," 0.8m Limb	Breathing Circuit Kits for Fisher Paykel FP850Adult"," Double Heated Wire"," 1.2m"," Humidifier Chamber"," 0.8m Limb	10	0				Ultrasound Foetal Transducer - comp w/ Bionet - Uterine Contractions		Ultrasound Foetal Transducer - comp w/ Bionet - UC	Bionet "
"	TNC-GH05		TNC-GH05	https://www.medten.com/product/10061	Replacement	Reusable	Mindray	Hoses and adapters	Accessories	Mindray EVAC Hose - Chemetron 0004-00-0081-12	Reusable Mindray EVAC Hose - Chemetron 0004-00-0081-12	'EVAC Gas Supply Hose 15'' Chemetron ","Compatible with A-Series ","Advantage Anesthesia Machines'	'Mindray EVAC Hose - Chemetron 0004-00-0081-12EVAC Gas Supply Hose 15'' Chemetron ","Compatible with A-Series ","Advantage Anesthesia Machines'	1	12				Ultrasound Foetal Transducer - comp w/ Bionet - Uterine Contractions		Ultrasound Foetal Transducer - comp w/ Bionet - UC	Bionet "
"	TNC-GH06		TNC-GH06	https://www.medten.com/product/10062	Replacement	Reusable	Mindray	Hoses and adapters	Accessories	Mindray EVAC Hose - DISS Female 0004-00-0081-14	Reusable Mindray EVAC Hose - DISS Female 0004-00-0081-14	'EVAC Gas Supply Hose 15'' Diss Female Compatible with A-SeriesAdvantage Anesthesia Machines'	'Mindray EVAC Hose - DISS Female 0004-00-0081-14EVAC Gas Supply Hose 15'' Diss Female Compatible with A-SeriesAdvantage Anesthesia Machines'	1	12				Ultrasound Foetal Transducer - comp w/ Bionet - Uterine Contractions		Ultrasound Foetal Transducer - comp w/ Bionet - UC	Bionet "
"	TNC-GH07		TNC-GH07	https://www.medten.com/product/10063	Replacement	Reusable	Mindray	Hoses and adapters	Accessories	Mindray EVAC Hose - Ohmeda 0004-00-0081-11	Reusable Mindray EVAC Hose - Ohmeda 0004-00-0081-11	'EVAC Gas Supply Hose 15'' Ohmeda Compatible with A-SeriesAdvantage Anesthesia Machines'	'Mindray EVAC Hose - Ohmeda 0004-00-0081-11EVAC Gas Supply Hose 15'' Ohmeda Compatible with A-SeriesAdvantage Anesthesia Machines'	1	12				Ultrasound Foetal Transducer - comp w/ Bionet - Uterine Contractions		Ultrasound Foetal Transducer - comp w/ Bionet - UC	Bionet "
"	TNC-GH08		TNC-GH08	https://www.medten.com/product/10064	Replacement	Reusable	Mindray	Hoses and adapters	Accessories	Mindray EVAC Hose - Puritan Bennett 0004-00-0081-13	Reusable Mindray EVAC Hose - Puritan Bennett 0004-00-0081-13	'EVAC Gas Supply Hose 15'' Puritan Bennett Compatible with A-SeriesAdvantage Anesthesia Machines'	'Mindray EVAC Hose - Puritan Bennett 0004-00-0081-13EVAC Gas Supply Hose 15'' Puritan Bennett Compatible with A-SeriesAdvantage Anesthesia Machines'	1	12				Ultrasound Foetal Transducer - comp w/ Bionet - Uterine Contractions		Ultrasound Foetal Transducer - comp w/ Bionet - UC	Bionet "
"	TNC-GH09		TNC-GH09	https://www.medten.com/product/10065	Replacement	Reusable	Mindray	Hoses and adapters	Accessories	Mindray EVAC/VAC Hose - Chemetron 0004-00-0081-32	Reusable Mindray EVAC/VAC Hose - Chemetron 0004-00-0081-32	'EVAC DISS to VAC Gas Supply Hose 15'' Chemetron Compatible with A-Series Advantage Anesthesia Machines'	'Mindray EVAC/VAC Hose - Chemetron 0004-00-0081-32EVAC DISS to VAC Gas Supply Hose 15'' Chemetron Compatible with A-Series Advantage Anesthesia Machines'	1	12				Ultrasound Foetal Transducer - comp w/ Bionet - Uterine Contractions		Ultrasound Foetal Transducer - comp w/ Bionet - UC	Bionet "
"	TNC-GH10		TNC-GH10	https://www.medten.com/product/10066	Replacement	Reusable	Mindray	Hoses and adapters	Accessories	Mindray EVAC/VAC Hose - DISS Female 0004-00-0081-34	Reusable Mindray EVAC/VAC Hose - DISS Female 0004-00-0081-34	'EVAC DISS to VAC Gas Supply Hose 15'' Diss Female Compatible with A-SeriesAdvantage Anesthesia Machines'	'Mindray EVAC/VAC Hose - DISS Female 0004-00-0081-34EVAC DISS to VAC Gas Supply Hose 15'' Diss Female Compatible with A-SeriesAdvantage Anesthesia Machines'	1	12				Ultrasound Foetal Transducer - comp w/ Bionet - Uterine Contractions		Ultrasound Foetal Transducer - comp w/ Bionet - UC	Bionet "
"	TNC-GH11		TNC-GH11	https://www.medten.com/product/10067	Replacement	Reusable	Mindray	Hoses and adapters	Accessories	Mindray EVAC/VAC Hose - Ohmeda 0004-00-0081-31	Reusable Mindray EVAC/VAC Hose - Ohmeda 0004-00-0081-31	'EVAC DISS to VAC Gas Supply Hose 15'' Ohmeda Compatible with A-SeriesAdvantage Anesthesia Machines'	'Mindray EVAC/VAC Hose - Ohmeda 0004-00-0081-31EVAC DISS to VAC Gas Supply Hose 15'' Ohmeda Compatible with A-SeriesAdvantage Anesthesia Machines'	1	12				Ultrasound Foetal Transducer - comp w/ Bionet - Uterine Contractions		Ultrasound Foetal Transducer - comp w/ Bionet - UC	Bionet "
"	TNC-GH12		TNC-GH12	https://www.medten.com/product/10068	Replacement	Reusable	Mindray	Hoses and adapters	Accessories	Mindray EVAC/VAC Hose - Puritan Bennett 0004-00-0081-33	Reusable Mindray EVAC/VAC Hose - Puritan Bennett 0004-00-0081-33	'EVAC DISS to VAC Gas Supply Hose 15'' Puritan Bennett Compatible with A-SeriesAdvantage Anesthesia Machines'	'Mindray EVAC/VAC Hose - Puritan Bennett 0004-00-0081-33EVAC DISS to VAC Gas Supply Hose 15'' Puritan Bennett Compatible with A-SeriesAdvantage Anesthesia Machines'	1	12				Ultrasound Foetal Transducer - comp w/ Bionet - Uterine Contractions		Ultrasound Foetal Transducer - comp w/ Bionet - UC	Bionet "
"	TNC-GH13		TNC-GH13	https://www.medten.com/product/10069	Replacement	Reusable	Mindray	Hoses and adapters	Accessories	Mindray NO2 Hose - Chemetron 0004-00-0078-12	Reusable Mindray NO2 Hose - Chemetron 0004-00-0078-12	'N 2 O Gas Supply Hose 15'' Chemetron Compatible with A-SeriesAdvantage Anesthesia Machines'	'Mindray NO2 Hose - Chemetron 0004-00-0078-12N 2 O Gas Supply Hose 15'' Chemetron Compatible with A-SeriesAdvantage Anesthesia Machines'	1	12				Ultrasound Foetal Transducer - comp w/ Bionet - Uterine Contractions		Ultrasound Foetal Transducer - comp w/ Bionet - UC	Bionet "
"	TNC-GH14		TNC-GH14	https://www.medten.com/product/10070	Replacement	Reusable	Mindray	Hoses and adapters	Accessories	Mindray NO2 Hose - DISS Female 0004-00-0078-14	Reusable Mindray NO2 Hose - DISS Female 0004-00-0078-14	'N 2 O Gas Supply Hose 15'' Diss Female Compatible with A-Series Advantage Anesthesia Machines'	'Mindray NO2 Hose - DISS Female 0004-00-0078-14N 2 O Gas Supply Hose 15'' Diss Female Compatible with A-Series Advantage Anesthesia Machines'	1	12				Ultrasound Foetal Transducer - comp w/ Bionet - Uterine Contractions		Ultrasound Foetal Transducer - comp w/ Bionet - UC	Bionet "
"	TNC-GH15		TNC-GH15	https://www.medten.com/product/10071	Replacement	Reusable	Mindray	Hoses and adapters	Accessories	Mindray NO2 Hose - Ohmeda 0004-00-0078-11	Reusable Mindray NO2 Hose - Ohmeda 0004-00-0078-11	'N 2 O Gas Supply Hose 15'' Ohmeda Compatible with A-SeriesAdvantage Anesthesia Machines'	'Mindray NO2 Hose - Ohmeda 0004-00-0078-11N 2 O Gas Supply Hose 15'' Ohmeda Compatible with A-SeriesAdvantage Anesthesia Machines'	1	12				Ultrasound Foetal Transducer - comp w/ Bionet - Uterine Contractions		Ultrasound Foetal Transducer - comp w/ Bionet - UC	Bionet "
"	TNC-GH16		TNC-GH16	https://www.medten.com/product/10072	Replacement	Reusable	Mindray	Hoses and adapters	Accessories	Mindray NO2 Hose - Puritan Bennett 0004-00-0078-13	Reusable Mindray NO2 Hose - Puritan Bennett 0004-00-0078-13	'N 2 O Gas Supply Hose 15'' Puritan Bennett Compatible with A-SeriesAdvantage Anesthesia Machines'	'Mindray NO2 Hose - Puritan Bennett 0004-00-0078-13N 2 O Gas Supply Hose 15'' Puritan Bennett Compatible with A-SeriesAdvantage Anesthesia Machines'	1	12				Ultrasound Foetal Transducer - comp w/ Bionet - Uterine Contractions		Ultrasound Foetal Transducer - comp w/ Bionet - UC	Bionet "
"	TNC-GH17		TNC-GH17	https://www.medten.com/product/10073	Replacement	Reusable	Mindray	Hoses and adapters	Accessories	Mindray O2 Hose - Chemetron 0004-00-0077-12	Reusable Mindray O2 Hose - Chemetron 0004-00-0077-12	'O 2 Gas Supply Hose 15'' Chemetron Compatible with A-SeriesAdvantage Anesthesia Machines'	'Mindray O2 Hose - Chemetron 0004-00-0077-12O 2 Gas Supply Hose 15'' Chemetron Compatible with A-SeriesAdvantage Anesthesia Machines'	1	12				Ultrasound Foetal Transducer - comp w/ Bionet - Uterine Contractions		Ultrasound Foetal Transducer - comp w/ Bionet - UC	Bionet "
"	TNC-GH18		TNC-GH18	https://www.medten.com/product/10074	Replacement	Reusable	Mindray	Hoses and adapters	Accessories	Mindray O2 Hose - DISS Female 0004-00-0077-14	Reusable Mindray O2 Hose - DISS Female 0004-00-0077-14	'O 2 Gas Supply Hose 15'' Diss Female Compatible with A-Series Advantage Anesthesia Machines'	'Mindray O2 Hose - DISS Female 0004-00-0077-14O 2 Gas Supply Hose 15'' Diss Female Compatible with A-Series Advantage Anesthesia Machines'	1	12				Ultrasound Foetal Transducer - comp w/ Bionet - Uterine Contractions		Ultrasound Foetal Transducer - comp w/ Bionet - UC	Bionet "
"	TNC-GH19		TNC-GH19	https://www.medten.com/product/10075	Replacement	Reusable	Mindray	Hoses and adapters	Accessories	Mindray O2 Hose - Ohmeda 0004-00-0077-11	Reusable Mindray O2 Hose - Ohmeda 0004-00-0077-11	'O 2 Gas Supply Hose 15'' Ohmeda Compatible with A-Series Advantage Anesthesia Machines'	'Mindray O2 Hose - Ohmeda 0004-00-0077-11O 2 Gas Supply Hose 15'' Ohmeda Compatible with A-Series Advantage Anesthesia Machines'	1	12				Ultrasound Foetal Transducer - comp w/ Bionet - Uterine Contractions		Ultrasound Foetal Transducer - comp w/ Bionet - UC	Bionet "
"	TNC-GH20		TNC-GH20	https://www.medten.com/product/10076	Replacement	Reusable	Mindray	Hoses and adapters	Accessories	Mindray O2 Hose - Puritan Bennett 0004-00-0077-13	Reusable Mindray O2 Hose - Puritan Bennett 0004-00-0077-13	'O 2 Gas Supply Hose 15'' Puritan Bennett Compatible with A-SeriesAdvantage Anesthesia Machines'	'Mindray O2 Hose - Puritan Bennett 0004-00-0077-13O 2 Gas Supply Hose 15'' Puritan Bennett Compatible with A-SeriesAdvantage Anesthesia Machines'	1	12				Ultrasound Foetal Transducer - comp w/ Bionet - Uterine Contractions		Ultrasound Foetal Transducer - comp w/ Bionet - UC	Bionet "
"	TNC-GH21		TNC-GH21	https://www.medten.com/product/10077	Replacement	Reusable	Mindray	Hoses and adapters	Accessories	Mindray VAC Hose - Chemetron 0004-00-0080-14	Reusable Mindray VAC Hose - Chemetron 0004-00-0080-14	'VAC Gas Supply Hose 15'' Chemetron Compatible with A-SeriesAdvantage Anesthesia Machines'	'Mindray VAC Hose - Chemetron 0004-00-0080-14VAC Gas Supply Hose 15'' Chemetron Compatible with A-SeriesAdvantage Anesthesia Machines'	1	12				Ultrasound Foetal Transducer - comp w/ Bionet - Uterine Contractions		Ultrasound Foetal Transducer - comp w/ Bionet - UC	Bionet "
"	TNC-GH22		TNC-GH22	https://www.medten.com/product/10078	Replacement	Reusable	Mindray	Hoses and adapters	Accessories	Mindray VAC Hose - DISS Female 0004-00-0080-16	Reusable Mindray VAC Hose - DISS Female 0004-00-0080-16	'VAC Gas Supply Hose 15'' Diss Female Compatible with A-SeriesAdvantage Anesthesia Machines'	'Mindray VAC Hose - DISS Female 0004-00-0080-16VAC Gas Supply Hose 15'' Diss Female Compatible with A-SeriesAdvantage Anesthesia Machines'	1	12				Ultrasound Foetal Transducer - comp w/ Bionet - Uterine Contractions		Ultrasound Foetal Transducer - comp w/ Bionet - UC	Bionet "
"	TNC-GH23		TNC-GH23	https://www.medten.com/product/10079	Replacement	Reusable	Mindray	Hoses and adapters	Accessories	Mindray VAC Hose - Ohmeda 0004-00-0080-13	Reusable Mindray VAC Hose - Ohmeda 0004-00-0080-13	'VAC Gas Supply Hose 15'' Ohmeda Compatible with A-SeriesAdvantage Anesthesia Machines'	'Mindray VAC Hose - Ohmeda 0004-00-0080-13VAC Gas Supply Hose 15'' Ohmeda Compatible with A-SeriesAdvantage Anesthesia Machines'	1	12				Ultrasound Foetal Transducer - comp w/ Bionet - Uterine Contractions		Ultrasound Foetal Transducer - comp w/ Bionet - UC	Bionet "
"	TNC-GH24		TNC-GH24	https://www.medten.com/product/10080	Replacement	Reusable	Mindray	Hoses and adapters	Accessories	Mindray VAC Hose - Puritan Bennett 0004-00-0080-15	Reusable Mindray VAC Hose - Puritan Bennett 0004-00-0080-15	'VAC Gas Supply Hose 15'' Puritan Bennett Compatible with A-Series Advantage Anesthesia Machines'	'Mindray VAC Hose - Puritan Bennett 0004-00-0080-15VAC Gas Supply Hose 15'' Puritan Bennett Compatible with A-Series Advantage Anesthesia Machines'	1	12				Ultrasound Foetal Transducer - comp w/ Bionet - Uterine Contractions		Ultrasound Foetal Transducer - comp w/ Bionet - UC	Bionet "
"	KLN-076-01A		KLN-076-01A	https://www.medten.com/product/10081	Replacement	Reusable	Hospira	Infusion Pump Parts	Parts	Overlay Only For Plum A+	Reusable Overlay Only For Plum A+	for Hospira Plum A+	Overlay Only For Plum A+ for Hospira Plum A+	1	6				Ultrasound Foetal Transducer - comp w/ Bionet - Uterine Contractions		Ultrasound Foetal Transducer - comp w/ Bionet - UC	Bionet "
"	KLN-045-04G		KLN-045-04G	https://www.medten.com/product/10082	Replacement	Reusable	GE Healthcare	Telemetry Parts	Parts	Srew PB3.5*16	Reusable Srew PB3.5*16	for GE B450 Monitor	Srew PB3.5*16 for GE B450 Monitor	1	6				Ultrasound Foetal Transducer - comp w/ Bionet - Uterine Contractions		Ultrasound Foetal Transducer - comp w/ Bionet - UC	Bionet "
"	KLN-045-02-1X		KLN-045-02-1X	https://www.medten.com/product/10083	Replacement	Reusable	GE Healthcare	Telemetry Parts	Parts	Front Case Assambly Kit with Touch Screen & No Srew	Reusable Front Case Assambly Kit with Touch Screen & No Srew	for GE B450 Monitor	Front Case Assambly Kit with Touch Screen & No Srew for GE B450 Monitor	1	6				Ultrasound Foetal Transducer - comp w/ Bionet - Uterine Contractions		Ultrasound Foetal Transducer - comp w/ Bionet - UC	Bionet "
"	KLN-045-03-1X		KLN-045-03-1X	https://www.medten.com/product/10084	Replacement	Reusable	GE Healthcare	Telemetry Parts	Parts	Front Case Assambly Kit Without Touch Screen & Srew	Reusable Front Case Assambly Kit Without Touch Screen & Srew	for GE B450 Monitor	Front Case Assambly Kit Without Touch Screen & Srew for GE B450 Monitor	1	6				Ultrasound Foetal Transducer - comp w/ Bionet - Uterine Contractions		Ultrasound Foetal Transducer - comp w/ Bionet - UC	Bionet "
"	M01-L045		M01-L045	https://www.medten.com/product/10086	Replacement	Reusable		Monitor/Module Parts	Parts	Screw PB2.3*9mm	Reusable Screw PB2.3*9mm	Please type your own Product description.	Screw PB2.3*9mm Please type your own Product description.	2	6				Ultrasound Foetal Transducer - comp w/ Bionet - Uterine Contractions		Ultrasound Foetal Transducer - comp w/ Bionet - UC	Bionet "
"	M01-R032		M01-R032	https://www.medten.com/product/10087	Replacement	Reusable		Monitor/Module Parts	Parts	Rubber Seal 40.7*?12.7*?2.0mm	Reusable Rubber Seal 40.7*?12.7*?2.0mm	Please type your own Product description.	Rubber Seal 40.7*?12.7*?2.0mm Please type your own Product description.	1	6				Ultrasound Foetal Transducer - comp w/ Bionet - Uterine Contractions		Ultrasound Foetal Transducer - comp w/ Bionet - UC	Bionet "
"	KLN-110-01		KLN-110-01	https://www.medten.com/product/10090	Replacement	Reusable		Monitor/Module Parts	Parts	Covidien PM10N Display Clear Panel	Reusable Covidien PM10N Display Clear Panel	For Covidien PM10N	Covidien PM10N Display Clear Panel For Covidien PM10N	1	6				Ultrasound Foetal Transducer - comp w/ Bionet - Uterine Contractions		Ultrasound Foetal Transducer - comp w/ Bionet - UC	Bionet "
"	KLN-066-04		KLN-066-04	https://www.medten.com/product/10091	Replacement	Reusable		Telemetry Parts	Parts	Dash 3000 Display Clear Panel	Reusable Dash 3000 Display Clear Panel	Size:190.00*148.50*3.00 mm	Dash 3000 Display Clear Panel Size:190.00*148.50*3.00 mm	1	6				Ultrasound Foetal Transducer - comp w/ Bionet - Uterine Contractions		Ultrasound Foetal Transducer - comp w/ Bionet - UC	Bionet "
"	KLN-066-05		KLN-066-05	https://www.medten.com/product/10092	Replacement	Reusable		Telemetry Parts	Parts	Dash 4000 Display Clear Panel	Reusable Dash 4000 Display Clear Panel	size: 226.00*174.00*3.00 mm	Dash 4000 Display Clear Panel size: 226.00*174.00*3.00 mm	1	6				Ultrasound Foetal Transducer - comp w/ Bionet - Uterine Contractions		Ultrasound Foetal Transducer - comp w/ Bionet - UC	Bionet "
"	KLN-066-06		KLN-066-06	https://www.medten.com/product/10093	Replacement	Reusable		Telemetry Parts	Parts	Dash 5000 Display Clear Panel	Reusable Dash 5000 Display Clear Panel	Size: 260.00*210.00*3.00 mm	Dash 5000 Display Clear Panel Size: 260.00*210.00*3.00 mm	1	6				Ultrasound Foetal Transducer - comp w/ Bionet - Uterine Contractions		Ultrasound Foetal Transducer - comp w/ Bionet - UC	Bionet "
"	KLN-101-02A-10		KLN-101-02A-10	https://www.medten.com/product/10094	Replacement	Reusable		Blenders/Regulators Parts	Parts	Precision Medical Knob Sticker	Reusable Precision Medical Knob Sticker	10 pcs/package	Precision Medical Knob Sticker 10 pcs/package	10	6				Ultrasound Foetal Transducer - comp w/ Bionet - Uterine Contractions		Ultrasound Foetal Transducer - comp w/ Bionet - UC	Bionet "
"	KLN-101-02B		KLN-101-02B	https://www.medten.com/product/10095	Replacement	Reusable		Blenders/Regulators Parts	Parts	Precision Medical Clear Panel With Text	Reusable Precision Medical Clear Panel With Text	for PM3100/PM3100D	Precision Medical Clear Panel With Text for PM3100/PM3100D	1	6				Ultrasound Foetal Transducer - comp w/ Bionet - Uterine Contractions		Ultrasound Foetal Transducer - comp w/ Bionet - UC	Bionet "
"	BPN-11NS		BPN-11NS	https://www.medten.com/product/10096	Replacement	Reusable		NIBP Cuffs	Accessories	NIBP Cuff	Reusable NIBP Cuff	Replacement: Neonate #1 (3-6cm)"," Single Tube"," Without Bladder"," without Connector	NIBP Cuff"," Neonate #1 (3-6cm)"," Single Tube"," Without Bladder"," without Connector	1	6				Ultrasound Foetal Transducer - comp w/ Bionet - Uterine Contractions		Ultrasound Foetal Transducer - comp w/ Bionet - UC	Bionet "
"	BPN-12NS		BPN-12NS	https://www.medten.com/product/10097	Replacement	Reusable		NIBP Cuffs	Accessories	NIBP Cuff	Reusable NIBP Cuff	Replacement: Neonate #2 (4-8cm)"," Single Tube"," Without Bladder"," without Connector	NIBP Cuff"," Neonate #2 (4-8cm)"," Single Tube"," Without Bladder"," without Connector	1	6				Ultrasound Foetal Transducer - comp w/ Bionet - Uterine Contractions		Ultrasound Foetal Transducer - comp w/ Bionet - UC	Bionet "
"	BPN-13NS		BPN-13NS	https://www.medten.com/product/10098	Replacement	Reusable		NIBP Cuffs	Accessories	NIBP Cuff	Reusable NIBP Cuff	Replacement: Neonate #3 (6-11cm)"," Single Tube"," Without Bladder"," without Connector	NIBP Cuff"," Neonate #3 (6-11cm)"," Single Tube"," Without Bladder"," without Connector	1	6				Ultrasound Foetal Transducer - comp w/ Bionet - Uterine Contractions		Ultrasound Foetal Transducer - comp w/ Bionet - UC	Bionet "
"	BPN-14NS		BPN-14NS	https://www.medten.com/product/10099	Replacement	Reusable		NIBP Cuffs	Accessories	NIBP Cuff	Reusable NIBP Cuff	Replacement: Neonate #4 (7-13cm)"," Single Tube"," Without Bladder"," without Connector	NIBP Cuff"," Neonate #4 (7-13cm)"," Single Tube"," Without Bladder"," without Connector	1	6				Ultrasound Foetal Transducer - comp w/ Bionet - Uterine Contractions		Ultrasound Foetal Transducer - comp w/ Bionet - UC	Bionet "
"	BPN-15NS		BPN-15NS	https://www.medten.com/product/10100	Replacement	Reusable		NIBP Cuffs	Accessories	NIBP Cuff	Reusable NIBP Cuff	Replacement: Neonate #5 (8-15cm)"," Single Tube"," Without Bladder"," without Connector	NIBP Cuff"," Neonate #5 (8-15cm)"," Single Tube"," Without Bladder"," without Connector	1	6				Ultrasound Foetal Transducer - comp w/ Bionet - Uterine Contractions		Ultrasound Foetal Transducer - comp w/ Bionet - UC	Bionet "
"	BPN-11NS-W01M		BPN-11NS-W01M	https://www.medten.com/product/10101	Replacement	Reusable		NIBP Cuffs	Accessories	NIBP Cuff	Reusable NIBP Cuff	Replacement: Neonate #1 (3-6cm)"," Single Tube"," Without Bladder"," Male Bayonet	NIBP Cuff"," Neonate #1 (3-6cm)"," Single Tube"," Without Bladder"," Male Bayonet	1	6				Ultrasound Foetal Transducer - comp w/ Bionet - Uterine Contractions		Ultrasound Foetal Transducer - comp w/ Bionet - UC	Bionet "
"	BPN-12NS-W01M		BPN-12NS-W01M	https://www.medten.com/product/10102	Replacement	Reusable		NIBP Cuffs	Accessories	NIBP Cuff	Reusable NIBP Cuff	Replacement: Neonate #2 (4-8cm)"," Single Tube"," Without Bladder"," Male Bayonet	NIBP Cuff"," Neonate #2 (4-8cm)"," Single Tube"," Without Bladder"," Male Bayonet	1	6				Ultrasound Foetal Transducer - comp w/ Bionet - Uterine Contractions		Ultrasound Foetal Transducer - comp w/ Bionet - UC	Bionet "
"	BPN-13NS-W01M		BPN-13NS-W01M	https://www.medten.com/product/10103	Replacement	Reusable		NIBP Cuffs	Accessories	NIBP Cuff	Reusable NIBP Cuff	Replacement: Neonate #3 (6-11cm)"," Single Tube"," Without Bladder"," Male Bayonet	NIBP Cuff"," Neonate #3 (6-11cm)"," Single Tube"," Without Bladder"," Male Bayonet	1	6				Ultrasound Foetal Transducer - comp w/ Bionet - Uterine Contractions		Ultrasound Foetal Transducer - comp w/ Bionet - UC	Bionet "
"	BPN-14NS-W01M		BPN-14NS-W01M	https://www.medten.com/product/10104	Replacement	Reusable		NIBP Cuffs	Accessories	NIBP Cuff	Reusable NIBP Cuff	Replacement: Neonate #4 (7-13cm)"," Single Tube"," Without Bladder"," Male Bayonet	NIBP Cuff"," Neonate #4 (7-13cm)"," Single Tube"," Without Bladder"," Male Bayonet	1	6				Ultrasound Foetal Transducer - comp w/ Bionet - Uterine Contractions		Ultrasound Foetal Transducer - comp w/ Bionet - UC	Bionet "
"	BPN-15NS-W01M		BPN-15NS-W01M	https://www.medten.com/product/10105	Replacement	Reusable		NIBP Cuffs	Accessories	NIBP Cuff	Reusable NIBP Cuff	Replacement: Neonate #5 (8-15cm)"," Single Tube"," Without Bladder"," Male Bayonet	NIBP Cuff"," Neonate #5 (8-15cm)"," Single Tube"," Without Bladder"," Male Bayonet	1	6				Ultrasound Foetal Transducer - comp w/ Bionet - Uterine Contractions		Ultrasound Foetal Transducer - comp w/ Bionet - UC	Bionet "
"	BPN-11NS-W36		BPN-11NS-W36	https://www.medten.com/product/10106	Replacement	Reusable		NIBP Cuffs	Accessories	NIBP Cuff	Reusable NIBP Cuff	Replacement: Neonate #1 (3-6cm)"," Single Tube"," Without Bladder	NIBP Cuff"," Neonate #1 (3-6cm)"," Single Tube"," Without Bladder	1	6				Ultrasound Foetal Transducer - comp w/ Bionet - Uterine Contractions		Ultrasound Foetal Transducer - comp w/ Bionet - UC	Bionet "
"	BPN-12NS-W36		BPN-12NS-W36	https://www.medten.com/product/10107	Replacement	Reusable		NIBP Cuffs	Accessories	NIBP Cuff	Reusable NIBP Cuff	Replacement: Neonate #2 (4-8cm)"," Single Tube"," Without Bladder	NIBP Cuff"," Neonate #2 (4-8cm)"," Single Tube"," Without Bladder	1	6				Ultrasound Foetal Transducer - comp w/ Bionet - Uterine Contractions		Ultrasound Foetal Transducer - comp w/ Bionet - UC	Bionet "
"	BPN-13NS-W36		BPN-13NS-W36	https://www.medten.com/product/10108	Replacement	Reusable		NIBP Cuffs	Accessories	NIBP Cuff	Reusable NIBP Cuff	Replacement: Neonate #3 (6-11cm)"," Single Tube"," Without Bladder"," Philips Neonate	NIBP Cuff"," Neonate #3 (6-11cm)"," Single Tube"," Without Bladder"," Philips Neonate	1	6				Ultrasound Foetal Transducer - comp w/ Bionet - Uterine Contractions		Ultrasound Foetal Transducer - comp w/ Bionet - UC	Bionet "
"	BPN-14NS-W36		BPN-14NS-W36	https://www.medten.com/product/10109	Replacement	Reusable		NIBP Cuffs	Accessories	NIBP Cuff	Reusable NIBP Cuff	Replacement: Neonate #4 (7-13cm)"," Single Tube"," Without Bladder"," Philips Neonate	NIBP Cuff"," Neonate #4 (7-13cm)"," Single Tube"," Without Bladder"," Philips Neonate	1	6				Ultrasound Foetal Transducer - comp w/ Bionet - Uterine Contractions		Ultrasound Foetal Transducer - comp w/ Bionet - UC	Bionet "
"	BPN-15NS-W36		BPN-15NS-W36	https://www.medten.com/product/10110	Replacement	Reusable		NIBP Cuffs	Accessories	NIBP Cuff	Reusable NIBP Cuff	Replacement: Neonate #5 (8-15cm)"," Single Tube"," Without Bladder	NIBP Cuff"," Neonate #5 (8-15cm)"," Single Tube"," Without Bladder	1	6				Ultrasound Foetal Transducer - comp w/ Bionet - Uterine Contractions		Ultrasound Foetal Transducer - comp w/ Bionet - UC	Bionet "
"	KTS-LP02-0B		KTS-LP02-0B	https://www.medten.com/product/10111	Replacement	Reusable		Parts	Parts	Lemo 2-pin socket	Reusable Lemo 2-pin socket	For Dison incubator temperature	Lemo 2-pin socket For Dison incubator temperature	1	6				Ultrasound Foetal Transducer - comp w/ Bionet - Uterine Contractions		Ultrasound Foetal Transducer - comp w/ Bionet - UC	Bionet "
"	KTS-LP04-0G		KTS-LP04-0G	https://www.medten.com/product/10112	Replacement	Reusable		Parts	Parts	Lemo 4-pin socket	Reusable Lemo 4-pin socket	For David incubator temperature	Lemo 4-pin socket For David incubator temperature	1	6				Ultrasound Foetal Transducer - comp w/ Bionet - Uterine Contractions		Ultrasound Foetal Transducer - comp w/ Bionet - UC	Bionet "
"	EC-4040G-I		EC-4040G-I	https://www.medten.com/product/10113	Replacement	Reusable		One-Piece ECG Cables	Accessories	One-Piece ECG Cable	Reusable One-Piece ECG Cable	Replacement: 4 lead"," Grabber"," 2.5m+0.9m"," IEC	One-Piece ECG Cable"," 4 lead"," Grabber"," 2.5m+0.9m"," IEC	1	6				Ultrasound Foetal Transducer - comp w/ Bionet - Uterine Contractions		Ultrasound Foetal Transducer - comp w/ Bionet - UC	Bionet "
"	SA-175RB-12LS		SA-175RB-12LS	https://www.medten.com/product/10114	Replacement	Reusable	Masimo	SpO2 Adapter Cables	Accessories	Masimo SpO2 Adapter Cable 3376	Reusable Masimo SpO2 Adapter Cable 3376	Replacement: 1.2m"," use with Masimo-LNCS sensor	Masimo SpO2 Adapter Cable 3376"," 1.2m"," use with Masimo-LNCS sensor	1	12				Ultrasound Foetal Transducer - comp w/ Bionet - Uterine Contractions		Ultrasound Foetal Transducer - comp w/ Bionet - UC	Bionet "
"	SA-175RB-03LS		SA-175RB-03LS	https://www.medten.com/product/10115	Replacement	Reusable	Masimo	SpO2 Adapter Cables	Accessories	Masimo SpO2 Adapter Cable 3936	Reusable Masimo SpO2 Adapter Cable 3936	Replacement: 0.3m"," use with Masimo-LNCS sensor	Masimo SpO2 Adapter Cable 3936"," 0.3m"," use with Masimo-LNCS sensor	1	12				Ultrasound Foetal Transducer - comp w/ Bionet - Uterine Contractions		Ultrasound Foetal Transducer - comp w/ Bionet - UC	Bionet "
"	SA-026RB-30		SA-026RB-30	https://www.medten.com/product/10123	Replacement	Reusable	Spacelabs	SpO2 Adapter Cables	Accessories	Spacelabs SpO2 Adapter Cable (Masimo tech-Nellcor sensors)	Reusable Spacelabs SpO2 Adapter Cable (Masimo tech-Nellcor sensors)	Replacement: 3.0m"," use with Nellcor-Oxismart sensor	Spacelabs SpO2 Adapter Cable (Masimo tech-Nellcor sensors)"," 3.0m"," use with Nellcor-Oxismart sensor	1	12				Ultrasound Foetal Transducer - comp w/ Bionet - Uterine Contractions		Ultrasound Foetal Transducer - comp w/ Bionet - UC	Bionet "
"	SSD-165RB-W09P		SSD-165RB-W09P	https://www.medten.com/product/10124	Replacement	Disposable	Masimo	SpO2 Sensors	Accessories	Masimo SpO2 Sensor 4001	Disposable Masimo SpO2 Sensor 4001	Replacement: Pediatric"," Non-woven adhesive "," 0.9m"," Masimo-RD (Box of 20)	Masimo SpO2 Sensor 4001"," Pediatric"," Non-woven adhesive "," 0.9m"," Masimo-RD (Box of 20)	20	0				Ultrasound Foetal Transducer - comp w/ Bionet - Uterine Contractions		Ultrasound Foetal Transducer - comp w/ Bionet - UC	Bionet "
"	SSD-165RB-W09A		SSD-165RB-W09A	https://www.medten.com/product/10125	Replacement	Disposable	Masimo	SpO2 Sensors	Accessories	Masimo SpO2 Sensor 4000	Disposable Masimo SpO2 Sensor 4000	Replacement: Adult"," Non-woven adhesive "," 0.9m"," Masimo-RD (Box of 20)	Masimo SpO2 Sensor 4000"," Adult"," Non-woven adhesive "," 0.9m"," Masimo-RD (Box of 20)	20	0				Ultrasound Foetal Transducer - comp w/ Bionet - Uterine Contractions		Ultrasound Foetal Transducer - comp w/ Bionet - UC	Bionet "
"	SSD-165RB-W09AN		SSD-165RB-W09AN	https://www.medten.com/product/10126	Replacement	Disposable	Masimo	SpO2 Sensors	Accessories	Masimo SpO2 Sensor 4004	Disposable Masimo SpO2 Sensor 4004	Replacement: Adult/Neonate"," Non-woven adhesive "," 0.9m"," Masimo-RD (Box of 20)	Masimo SpO2 Sensor 4004"," Adult/Neonate"," Non-woven adhesive "," 0.9m"," Masimo-RD (Box of 20)	20	0				Ultrasound Foetal Transducer - comp w/ Bionet - Uterine Contractions		Ultrasound Foetal Transducer - comp w/ Bionet - UC	Bionet "
"	SSD-165RB-W09I		SSD-165RB-W09I	https://www.medten.com/product/10127	Replacement	Disposable	Masimo	SpO2 Sensors	Accessories	Masimo SpO2 Sensor 4002	Disposable Masimo SpO2 Sensor 4002	Replacement: Infant"," Non-woven adhesive "," 0.9m"," Masimo-RD (Box of 20)	Masimo SpO2 Sensor 4002"," Infant"," Non-woven adhesive "," 0.9m"," Masimo-RD (Box of 20)	20	0				Ultrasound Foetal Transducer - comp w/ Bionet - Uterine Contractions		Ultrasound Foetal Transducer - comp w/ Bionet - UC	Bionet "
"	TEST PROD		TEST PROD	https://www.medten.com/product/10129	Replacement	Reusable		ECG Leadwires	Accessories	ECG Leadwire	Reusable ECG Leadwire	"," (please add OEM description here)	ECG Leadwire"," (please add OEM description here)	0	0				Ultrasound Foetal Transducer - comp w/ Bionet - Uterine Contractions		Ultrasound Foetal Transducer - comp w/ Bionet - UC	Bionet "
"	EKT-DG-DG-03		EKT-DG-DG-03	https://www.medten.com/product/10130	Replacement	Reusable	Draeger	EEG Cables and Lead Wires	Accessories	Pod Connection Cable 7257988	Reusable Pod Connection Cable 7257988	Draeger Compatible","Pod connection cable ","0.3m	Pod Connection Cable 7257988Draeger Compatible","Pod connection cable ","0.3m	1	12				Ultrasound Foetal Transducer - comp w/ Bionet - Uterine Contractions		Ultrasound Foetal Transducer - comp w/ Bionet - UC	Bionet "
"	EKT-DG-DG-30		EKT-DG-DG-30	https://www.medten.com/product/10131	Replacement	Reusable	Draeger	EEG Cables and Lead Wires	Accessories	Pod Connection Cable 3368425	Reusable Pod Connection Cable 3368425	Draeger Compatible","Pod connection cable ","3m	Pod Connection Cable 3368425Draeger Compatible","Pod connection cable ","3m	1	12				Ultrasound Foetal Transducer - comp w/ Bionet - Uterine Contractions		Ultrasound Foetal Transducer - comp w/ Bionet - UC	Bionet "
"	EKT-DG-DG-50		EKT-DG-DG-50	https://www.medten.com/product/10132	Replacement	Reusable	Draeger	EEG Cables and Lead Wires	Accessories	Pod Connection Cable 5195198	Reusable Pod Connection Cable 5195198	Draeger Compatible","Pod connection cable ","5m	Pod Connection Cable 5195198Draeger Compatible","Pod connection cable ","5m	1	12				Ultrasound Foetal Transducer - comp w/ Bionet - Uterine Contractions		Ultrasound Foetal Transducer - comp w/ Bionet - UC	Bionet "
"	M07-T008		M07-T008	https://www.medten.com/product/10133	Replacement	Reusable	Edan	Fetal Transducer Parts	Parts	Fetal Toco gauge	Reusable Fetal Toco gauge	'For Edan fetal Toco	Ultrasound Foetal Transducer - comp w/ Bionet - Uterine Contractions		Ultrasound Foetal Transducer - comp w/ Bionet - UC	Bionet "
"	'Fetal Toco gauge For Edan fetal Toco	Spacelabs IM77'	'Fetal Toco gauge For Edan fetal Toco	Ultrasound Foetal Transducer - comp w/ Bionet - Uterine Contractions		Ultrasound Foetal Transducer - comp w/ Bionet - UC	Bionet "
"	1	Spacelabs IM77'	1	6				Ultrasound Foetal Transducer - comp w/ Bionet - Uterine Contractions		Ultrasound Foetal Transducer - comp w/ Bionet - UC	Bionet "
"	KTS-LP04-80Y-B90		KTS-LP04-80Y-B90	https://www.medten.com/product/10134	Replacement	Reusable	Fisher & Paykel	Respiratory and Anesthesia Parts	Parts	Lemo 4-pin socket (Heater wire) 342042116	Reusable Lemo 4-pin socket (Heater wire) 342042116	'For MR850	Ultrasound Foetal Transducer - comp w/ Bionet - Uterine Contractions		Ultrasound Foetal Transducer - comp w/ Bionet - UC	Bionet "
"	'Lemo 4-pin socket (Heater wire) 342042116 For MR850	2 slot/80 degree'	'Lemo 4-pin socket (Heater wire) 342042116 For MR850	Ultrasound Foetal Transducer - comp w/ Bionet - Uterine Contractions		Ultrasound Foetal Transducer - comp w/ Bionet - UC	Bionet "
"	1	2 slot/80 degree'	1	6				Ultrasound Foetal Transducer - comp w/ Bionet - Uterine Contractions		Ultrasound Foetal Transducer - comp w/ Bionet - UC	Bionet "
"	KTS-LP06-40B-B90		KTS-LP06-40B-B90	https://www.medten.com/product/10135	Replacement	Reusable	Fisher & Paykel	Respiratory and Anesthesia Parts	Parts	Lemo 6-pin socket (Temperature Probe) 342042118	Reusable Lemo 6-pin socket (Temperature Probe) 342042118	'For MR850	Ultrasound Foetal Transducer - comp w/ Bionet - Uterine Contractions		Ultrasound Foetal Transducer - comp w/ Bionet - UC	Bionet "
"	'Lemo 6-pin socket (Temperature Probe) 342042118 For MR850	2 slot/40 degree'	'Lemo 6-pin socket (Temperature Probe) 342042118 For MR850	Ultrasound Foetal Transducer - comp w/ Bionet - Uterine Contractions		Ultrasound Foetal Transducer - comp w/ Bionet - UC	Bionet "
"	1	2 slot/40 degree'	1	6				Ultrasound Foetal Transducer - comp w/ Bionet - Uterine Contractions		Ultrasound Foetal Transducer - comp w/ Bionet - UC	Bionet "
"	KLN-108-01C		KLN-108-01C	https://www.medten.com/product/10137	Replacement	Reusable		Respiratory and Anesthesia Parts	Parts	MR850 blue Lock clasp on front case	Reusable MR850 blue Lock clasp on front case	0	MR850 blue Lock clasp on front case 0	1	6				Ultrasound Foetal Transducer - comp w/ Bionet - Uterine Contractions		Ultrasound Foetal Transducer - comp w/ Bionet - UC	Bionet "
"	SA-005RB-30LS		SA-005RB-30LS	https://www.medten.com/product/10138	Replacement	Reusable	Masimo	SpO2 Adapter Cables	Accessories	Masimo SpO2 Adapter Cable 2286	Reusable Masimo SpO2 Adapter Cable 2286	Replacement: 3.0m"," use with Masimo-LNCS sensor	Masimo SpO2 Adapter Cable 2286"," 3.0m"," use with Masimo-LNCS sensor	1	12				Ultrasound Foetal Transducer - comp w/ Bionet - Uterine Contractions		Ultrasound Foetal Transducer - comp w/ Bionet - UC	Bionet "
"	SA-005RB-03ML		SA-005RB-03ML	https://www.medten.com/product/10139	Replacement	Reusable	Masimo	SpO2 Adapter Cables	Accessories	Masimo SpO2 Adapter Cable 2750	Reusable Masimo SpO2 Adapter Cable 2750	Replacement: 0.3m"," use with Masimo M LNCS sensor	Masimo SpO2 Adapter Cable 2750"," 0.3m"," use with Masimo M LNCS sensor	1	12				Ultrasound Foetal Transducer - comp w/ Bionet - Uterine Contractions		Ultrasound Foetal Transducer - comp w/ Bionet - UC	Bionet "
"	SA-009RB-24RD		SA-009RB-24RD	https://www.medten.com/product/10142	Replacement	Reusable	Masimo	SpO2 Adapter Cables	Accessories	Masimo SpO2 Adapter Cable 4109	Reusable Masimo SpO2 Adapter Cable 4109	Replacement: 2.4m"," used with Masimo SET RD sensor	Masimo SpO2 Adapter Cable 4109"," 2.4m"," used with Masimo SET RD sensor	1	12				Ultrasound Foetal Transducer - comp w/ Bionet - Uterine Contractions		Ultrasound Foetal Transducer - comp w/ Bionet - UC	Bionet "
"	SA-167RB-03ML		SA-167RB-03ML	https://www.medten.com/product/10143	Replacement	Reusable	Masimo	SpO2 Adapter Cables	Accessories	Masimo SpO2 Adapter Cable 4236	Reusable Masimo SpO2 Adapter Cable 4236	Replacement: 0.3m"," use with Masimo M LNCS sensor	Masimo SpO2 Adapter Cable 4236"," 0.3m"," use with Masimo M LNCS sensor	1	12				Ultrasound Foetal Transducer - comp w/ Bionet - Uterine Contractions		Ultrasound Foetal Transducer - comp w/ Bionet - UC	Bionet "
"	SA-167RB-12ML		SA-167RB-12ML	https://www.medten.com/product/10144	Replacement	Reusable	Masimo	SpO2 Adapter Cables	Accessories	Masimo SpO2 Adapter Cable 4237	Reusable Masimo SpO2 Adapter Cable 4237	Replacement: 1.2m"," use with Masimo M LNCS sensor	Masimo SpO2 Adapter Cable 4237"," 1.2m"," use with Masimo M LNCS sensor	1	12				Ultrasound Foetal Transducer - comp w/ Bionet - Uterine Contractions		Ultrasound Foetal Transducer - comp w/ Bionet - UC	Bionet "
"	SA-167RB-36ML		SA-167RB-36ML	https://www.medten.com/product/10146	Replacement	Reusable	Masimo	SpO2 Adapter Cables	Accessories	Masimo SpO2 Adapter Cable 4238	Reusable Masimo SpO2 Adapter Cable 4238	Replacement: 3.6m"," use with Masimo M LNCS sensor	Masimo SpO2 Adapter Cable 4238"," 3.6m"," use with Masimo M LNCS sensor	1	12				Ultrasound Foetal Transducer - comp w/ Bionet - Uterine Contractions		Ultrasound Foetal Transducer - comp w/ Bionet - UC	Bionet "
"	SA-045RB-15RD		SA-045RB-15RD	https://www.medten.com/product/10148	Replacement	Reusable	Nihon Kohden	SpO2 Adapter Cables	Accessories	Nihon Kohden SpO2 Adapter Cable RD SET NK-05	Reusable Nihon Kohden SpO2 Adapter Cable RD SET NK-05	Replacement: 1.5m"," used with Masimo SET RD sensor	Nihon Kohden SpO2 Adapter Cable RD SET NK-05"," 1.5m"," used with Masimo SET RD sensor	1	12				Ultrasound Foetal Transducer - comp w/ Bionet - Uterine Contractions		Ultrasound Foetal Transducer - comp w/ Bionet - UC	Bionet "
"	SA-045RB-36RD		SA-045RB-36RD	https://www.medten.com/product/10149	Replacement	Reusable	Nihon Kohden	SpO2 Adapter Cables	Accessories	Nihon Kohden SpO2 Adapter Cable RD SET NK-12	Reusable Nihon Kohden SpO2 Adapter Cable RD SET NK-12	Replacement: 3.6m"," used with Masimo SET RD sensor	Nihon Kohden SpO2 Adapter Cable RD SET NK-12"," 3.6m"," used with Masimo SET RD sensor	1	12				Ultrasound Foetal Transducer - comp w/ Bionet - Uterine Contractions		Ultrasound Foetal Transducer - comp w/ Bionet - UC	Bionet "
"	SA-162RB-03RD		SA-162RB-03RD	https://www.medten.com/product/10150	Replacement	Reusable	Masimo	SpO2 Adapter Cables	Accessories	Masimo SpO2 Adapter Cable 4074	Reusable Masimo SpO2 Adapter Cable 4074	Replacement: 0.3m"," used with Masimo SET RD sensor	Masimo SpO2 Adapter Cable 4074"," 0.3m"," used with Masimo SET RD sensor	1	12				Ultrasound Foetal Transducer - comp w/ Bionet - Uterine Contractions		Ultrasound Foetal Transducer - comp w/ Bionet - UC	Bionet "
"	SA-162RB-15RD		SA-162RB-15RD	https://www.medten.com/product/10151	Replacement	Reusable	Masimo	SpO2 Adapter Cables	Accessories	Masimo SpO2 Adapter Cable 4076	Reusable Masimo SpO2 Adapter Cable 4076	Replacement: 1.5m"," used with Masimo SET RD sensor	Masimo SpO2 Adapter Cable 4076"," 1.5m"," used with Masimo SET RD sensor	1	12				Ultrasound Foetal Transducer - comp w/ Bionet - Uterine Contractions		Ultrasound Foetal Transducer - comp w/ Bionet - UC	Bionet "
"	SA-162RB-24RD		SA-162RB-24RD	https://www.medten.com/product/10152	Replacement	Reusable	Masimo	SpO2 Adapter Cables	Accessories	Masimo SpO2 Adapter Cable 4106	Reusable Masimo SpO2 Adapter Cable 4106	Replacement: 2.4m"," used with Masimo SET RD sensor	Masimo SpO2 Adapter Cable 4106"," 2.4m"," used with Masimo SET RD sensor	1	12				Ultrasound Foetal Transducer - comp w/ Bionet - Uterine Contractions		Ultrasound Foetal Transducer - comp w/ Bionet - UC	Bionet "
"	SA-162RB-36RD		SA-162RB-36RD	https://www.medten.com/product/10153	Replacement	Reusable	Masimo	SpO2 Adapter Cables	Accessories	Masimo SpO2 Adapter Cable 4078	Reusable Masimo SpO2 Adapter Cable 4078	Replacement: 3.6m"," used with Masimo SET RD sensor	Masimo SpO2 Adapter Cable 4078"," 3.6m"," used with Masimo SET RD sensor	1	12				Ultrasound Foetal Transducer - comp w/ Bionet - Uterine Contractions		Ultrasound Foetal Transducer - comp w/ Bionet - UC	Bionet "
"	SA-175RB-03RD		SA-175RB-03RD	https://www.medten.com/product/10154	Replacement	Reusable	Masimo	SpO2 Adapter Cables	Accessories	Masimo SpO2 Adapter Cable 4075	Reusable Masimo SpO2 Adapter Cable 4075	Replacement: 0.3m"," used with Masimo SET RD sensor	Masimo SpO2 Adapter Cable 4075"," 0.3m"," used with Masimo SET RD sensor	1	12				Ultrasound Foetal Transducer - comp w/ Bionet - Uterine Contractions		Ultrasound Foetal Transducer - comp w/ Bionet - UC	Bionet "
"	SA-175RB-15RD		SA-175RB-15RD	https://www.medten.com/product/10155	Replacement	Reusable	Masimo	SpO2 Adapter Cables	Accessories	Masimo SpO2 Adapter Cable 4077	Reusable Masimo SpO2 Adapter Cable 4077	Replacement: 1.5m"," used with Masimo SET RD sensor	Masimo SpO2 Adapter Cable 4077"," 1.5m"," used with Masimo SET RD sensor	1	12				Ultrasound Foetal Transducer - comp w/ Bionet - Uterine Contractions		Ultrasound Foetal Transducer - comp w/ Bionet - UC	Bionet "
"	SA-175RB-24RD		SA-175RB-24RD	https://www.medten.com/product/10156	Replacement	Reusable	Masimo	SpO2 Adapter Cables	Accessories	Masimo SpO2 Adapter Cable 4107	Reusable Masimo SpO2 Adapter Cable 4107	Replacement: 2.4m"," used with Masimo SET RD sensor	Masimo SpO2 Adapter Cable 4107"," 2.4m"," used with Masimo SET RD sensor	1	12				Ultrasound Foetal Transducer - comp w/ Bionet - Uterine Contractions		Ultrasound Foetal Transducer - comp w/ Bionet - UC	Bionet "
"	SA-175RB-36RD		SA-175RB-36RD	https://www.medten.com/product/10157	Replacement	Reusable	Masimo	SpO2 Adapter Cables	Accessories	Masimo SpO2 Adapter Cable 4079	Reusable Masimo SpO2 Adapter Cable 4079	Replacement: 3.6m"," used with Masimo SET RD sensor	Masimo SpO2 Adapter Cable 4079"," 3.6m"," used with Masimo SET RD sensor	1	12				Ultrasound Foetal Transducer - comp w/ Bionet - Uterine Contractions		Ultrasound Foetal Transducer - comp w/ Bionet - UC	Bionet "
"	SA-165RB-12RD		SA-165RB-12RD	https://www.medten.com/product/10158	Replacement	Reusable	Masimo	SpO2 Adapter Cables	Accessories	Masimo SpO2 Adapter Cable(RD SET EXT) 4095	Reusable Masimo SpO2 Adapter Cable(RD SET EXT) 4095	Replacement: 1.2m"," used with Masimo SET RD sensor	Masimo SpO2 Adapter Cable(RD SET EXT) 4095"," 1.2m"," used with Masimo SET RD sensor	1	12				Ultrasound Foetal Transducer - comp w/ Bionet - Uterine Contractions		Ultrasound Foetal Transducer - comp w/ Bionet - UC	Bionet "
"	SA-162RB-03LS		SA-162RB-03LS	https://www.medten.com/product/10159	Replacement	Reusable	Masimo	SpO2 Adapter Cables	Accessories	Masimo SpO2 Adapter Cable 3935	Reusable Masimo SpO2 Adapter Cable 3935	Replacement: 0.3m"," used with Masimo SET RD sensor	Masimo SpO2 Adapter Cable 3935"," 0.3m"," used with Masimo SET RD sensor	1	12				Ultrasound Foetal Transducer - comp w/ Bionet - Uterine Contractions		Ultrasound Foetal Transducer - comp w/ Bionet - UC	Bionet "
"	SA-162RB-12LP		SA-162RB-12LP	https://www.medten.com/product/10160	Replacement	Reusable	Masimo	SpO2 Adapter Cables	Accessories	Masimo SpO2 Adapter Cable 3629	Reusable Masimo SpO2 Adapter Cable 3629	Replacement: 1.2m"," use with Masimo-LNOP sensor	Masimo SpO2 Adapter Cable 3629"," 1.2m"," use with Masimo-LNOP sensor	1	12				Ultrasound Foetal Transducer - comp w/ Bionet - Uterine Contractions		Ultrasound Foetal Transducer - comp w/ Bionet - UC	Bionet "
"	SA-162RB-36LP		SA-162RB-36LP	https://www.medten.com/product/10161	Replacement	Reusable	Masimo	SpO2 Adapter Cables	Accessories	Masimo SpO2 Adapter Cable 3344	Reusable Masimo SpO2 Adapter Cable 3344	Replacement: 3.6m"," use with Masimo-LNOP sensor	Masimo SpO2 Adapter Cable 3344"," 3.6m"," use with Masimo-LNOP sensor	1	12				Ultrasound Foetal Transducer - comp w/ Bionet - Uterine Contractions		Ultrasound Foetal Transducer - comp w/ Bionet - UC	Bionet "
"	SA-167RB-03LS		SA-167RB-03LS	https://www.medten.com/product/10162	Replacement	Reusable	Masimo	SpO2 Adapter Cables	Accessories	Masimo SpO2 Adapter Cable 4251	Reusable Masimo SpO2 Adapter Cable 4251	Replacement: 0.3m"," use with Masimo-LNCS sensor	Masimo SpO2 Adapter Cable 4251"," 0.3m"," use with Masimo-LNCS sensor	1	12				Ultrasound Foetal Transducer - comp w/ Bionet - Uterine Contractions		Ultrasound Foetal Transducer - comp w/ Bionet - UC	Bionet "
"	SA-167RB-36LS		SA-167RB-36LS	https://www.medten.com/product/10163	Replacement	Reusable	Masimo	SpO2 Adapter Cables	Accessories	Masimo SpO2 Adapter Cable 4254	Reusable Masimo SpO2 Adapter Cable 4254	Replacement: 3.6m"," use with Masimo-LNCS sensor	Masimo SpO2 Adapter Cable 4254"," 3.6m"," use with Masimo-LNCS sensor	1	12				Ultrasound Foetal Transducer - comp w/ Bionet - Uterine Contractions		Ultrasound Foetal Transducer - comp w/ Bionet - UC	Bionet "
"	SS-008RB-AS10		SS-008RB-AS10	https://www.medten.com/product/10164	Replacement	Reusable	Masimo	SpO2 Sensors	Accessories	Masimo SpO2 Sensor 2651(DBI-dc3)	Reusable Masimo SpO2 Sensor 2651(DBI-dc3)	Replacement: Adult"," Soft Rubber"," 1.0m"," Masimo	Masimo SpO2 Sensor 2651(DBI-dc3)"," Adult"," Soft Rubber"," 1.0m"," Masimo	1	12				Ultrasound Foetal Transducer - comp w/ Bionet - Uterine Contractions		Ultrasound Foetal Transducer - comp w/ Bionet - UC	Bionet "
"	SS-007RB-FH10		SS-007RB-FH10	https://www.medten.com/product/10165	Replacement	Reusable	Masimo	SpO2 Sensors	Accessories	Masimo SpO2 Sensor 2504(M-LNCS TF-I)	Reusable Masimo SpO2 Sensor 2504(M-LNCS TF-I)	Replacement: Adult"," Forehead"," 1.0m"," Masimo M LNCS	Masimo SpO2 Sensor 2504(M-LNCS TF-I)"," Adult"," Forehead"," 1.0m"," Masimo M LNCS	1	12				Ultrasound Foetal Transducer - comp w/ Bionet - Uterine Contractions		Ultrasound Foetal Transducer - comp w/ Bionet - UC	Bionet "
"	SS-040-FH10		SS-040-FH10	https://www.medten.com/product/10166	Replacement	Reusable	Nonin	SpO2 Sensors	Accessories	Nonin SpO2 Sensor 8000R	Reusable Nonin SpO2 Sensor 8000R	Replacement: Adult"," Forehead"," 1.0m"," Nonin	Nonin SpO2 Sensor 8000R"," Adult"," Forehead"," 1.0m"," Nonin	1	12				Ultrasound Foetal Transducer - comp w/ Bionet - Uterine Contractions		Ultrasound Foetal Transducer - comp w/ Bionet - UC	Bionet "
"	KLN-103-01A-01		KLN-103-01A-01	https://www.medten.com/product/10167	Replacement	Reusable	Bio-Med Devices	Blenders/Regulators Parts	Parts	Check Valve Spacer	Reusable Check Valve Spacer	0	Check Valve Spacer 0	1	6				Ultrasound Foetal Transducer - comp w/ Bionet - Uterine Contractions		Ultrasound Foetal Transducer - comp w/ Bionet - UC	Bionet "
"	KLN-117-01		KLN-117-01	https://www.medten.com/product/10169	Replacement	Reusable	GE Healthcare	Telemetry Parts	Parts	FRU TRANSPRO V2 HANDLE	Reusable FRU TRANSPRO V2 HANDLE	for GE Transport Pro	FRU TRANSPRO V2 HANDLE for GE Transport Pro	1	6				Ultrasound Foetal Transducer - comp w/ Bionet - Uterine Contractions		Ultrasound Foetal Transducer - comp w/ Bionet - UC	Bionet "
"	TNC-AS001		TNC-AS001	https://www.medten.com/product/10170	Replacement	Reusable		Sphygmomanometer Parts	Accessories	Guage With Bulb (50PCS/box)	Reusable Guage With Bulb (50PCS/box)	65mm diameter dial","chrome plated plastic case","PVC bulb","single tube	Guage With Bulb (50PCS/box)65mm diameter dial","chrome plated plastic case","PVC bulb","single tube	50	12				Ultrasound Foetal Transducer - comp w/ Bionet - Uterine Contractions		Ultrasound Foetal Transducer - comp w/ Bionet - UC	Bionet "
"	KT-A011-A1		KT-A011-A1	https://www.medten.com/product/10171	Replacement	Reusable		Equipment	Equipment	Aneroid Sphygmomanometer for Adult	Reusable Aneroid Sphygmomanometer for Adult	65mm diameter dial","chrome plated plastic case","PVC bulb","single tube","adult nylon cuff without iron ring"," 54*14.5cm","PVC bladder	Aneroid Sphygmomanometer for Adult 65mm diameter dial","chrome plated plastic case","PVC bulb","single tube","adult nylon cuff without iron ring"," 54*14.5cm","PVC bladder	1	12				Ultrasound Foetal Transducer - comp w/ Bionet - Uterine Contractions		Ultrasound Foetal Transducer - comp w/ Bionet - UC	Bionet "
"	KT-A011-A2		KT-A011-A2	https://www.medten.com/product/10172	Replacement	Reusable		Equipment	Equipment	Aneroid Sphygmomanometer For Adult	Reusable Aneroid Sphygmomanometer For Adult	65mm diameter dial","chrome plated plastic case","PVC bulb","single tube","adult nylon cuff with iron ring",50*14cm," PVC bladder	Aneroid Sphygmomanometer For Adult 65mm diameter dial","chrome plated plastic case","PVC bulb","single tube","adult nylon cuff with iron ring",50*14cm," PVC bladder	1	12				Ultrasound Foetal Transducer - comp w/ Bionet - Uterine Contractions		Ultrasound Foetal Transducer - comp w/ Bionet - UC	Bionet "
"	KT-A011-C		KT-A011-C	https://www.medten.com/product/10173	Replacement	Reusable		Equipment	Equipment	Aneroid Sphygmomanometer For Child	Reusable Aneroid Sphygmomanometer For Child	65mm diameter dial","chrome plated plastic case","PVC bulb","single tube","child nylon cuff without iron ring"," 34.5*11cm","PVC bladder	Aneroid Sphygmomanometer For Child 65mm diameter dial","chrome plated plastic case","PVC bulb","single tube","child nylon cuff without iron ring"," 34.5*11cm","PVC bladder	1	12				Ultrasound Foetal Transducer - comp w/ Bionet - Uterine Contractions		Ultrasound Foetal Transducer - comp w/ Bionet - UC	Bionet "
"	KT-A011-L1		KT-A011-L1	https://www.medten.com/product/10174	Replacement	Reusable		Equipment	Equipment	Aneroid Sphygmomanometer For Large Adult	Reusable Aneroid Sphygmomanometer For Large Adult	65mm diameter dial","chrome plated plastic case","PVC bulb","single tube","large adult nylon cuff without iron ring",62*17.5cm,"PVC bladder	Aneroid Sphygmomanometer For Large Adult 65mm diameter dial","chrome plated plastic case","PVC bulb","single tube","large adult nylon cuff without iron ring",62*17.5cm,"PVC bladder	1	12				Ultrasound Foetal Transducer - comp w/ Bionet - Uterine Contractions		Ultrasound Foetal Transducer - comp w/ Bionet - UC	Bionet "
"	SA-162RB-12ML		SA-162RB-12ML	https://www.medten.com/product/10176	Replacement	Reusable	Masimo	SpO2 Adapter Cables	Accessories	Masimo SpO2 Adapter Cable 3628(Rainbow RC25-4)	Reusable Masimo SpO2 Adapter Cable 3628(Rainbow RC25-4)	Replacement: 1.2m"," use with Masimo M LNCS sensor	Masimo SpO2 Adapter Cable 3628(Rainbow RC25-4)"," 1.2m"," use with Masimo M LNCS sensor	1	12				Ultrasound Foetal Transducer - comp w/ Bionet - Uterine Contractions		Ultrasound Foetal Transducer - comp w/ Bionet - UC	Bionet "
"	SA-024M-15RD		SA-024M-15RD	https://www.medten.com/product/10179	Replacement	Reusable	Philips	SpO2 Adapter Cables	Accessories	Philips SpO2 Adapter Cable RD SET MP-5	Reusable Philips SpO2 Adapter Cable RD SET MP-5	Replacement: 1.5m"," used with Masimo SET RD sensor	Philips SpO2 Adapter Cable RD SET MP-5"," 1.5m"," used with Masimo SET RD sensor	1	12				Ultrasound Foetal Transducer - comp w/ Bionet - Uterine Contractions		Ultrasound Foetal Transducer - comp w/ Bionet - UC	Bionet "
"	KT-A011-L2		KT-A011-L2	https://www.medten.com/product/10180	Replacement	Reusable		Equipment	Equipment	Aneroid Sphygmomanometer for Large Adult	Reusable Aneroid Sphygmomanometer for Large Adult	65mm diameter dial","chrome plated plastic case","PVC bulb","single tube","large adult nylon cuff with iron ring",60*17cm,"PVC bladder	Aneroid Sphygmomanometer for Large Adult 65mm diameter dial","chrome plated plastic case","PVC bulb","single tube","large adult nylon cuff with iron ring",60*17cm,"PVC bladder	1	12				Ultrasound Foetal Transducer - comp w/ Bionet - Uterine Contractions		Ultrasound Foetal Transducer - comp w/ Bionet - UC	Bionet "
"	TNC-AS002		TNC-AS002	https://www.medten.com/product/10181	Replacement	Reusable		Sphygmomanometer Parts	Accessories	Guage With Bulb (50PCS/box)	Reusable Guage With Bulb (50PCS/box)	65mm diameter dial","ABS plastic case","PVC bulb","single tube	Guage With Bulb (50PCS/box)65mm diameter dial","ABS plastic case","PVC bulb","single tube	50	12				Ultrasound Foetal Transducer - comp w/ Bionet - Uterine Contractions		Ultrasound Foetal Transducer - comp w/ Bionet - UC	Bionet "
"	KT-A012-A1		KT-A012-A1	https://www.medten.com/product/10182	Replacement	Reusable		Equipment	Equipment	Aneroid Sphygmomanometer for Adult	Reusable Aneroid Sphygmomanometer for Adult	65mm diameter dial","ABS plastic case","PVC bulb","single tube","adult nylon cuff without iron ring"," 54*14.5cm"," PVC bladder	Aneroid Sphygmomanometer for Adult 65mm diameter dial","ABS plastic case","PVC bulb","single tube","adult nylon cuff without iron ring"," 54*14.5cm"," PVC bladder	1	12				Ultrasound Foetal Transducer - comp w/ Bionet - Uterine Contractions		Ultrasound Foetal Transducer - comp w/ Bionet - UC	Bionet "
"	KT-A012-A2		KT-A012-A2	https://www.medten.com/product/10183	Replacement	Reusable		Equipment	Equipment	Aneroid Sphygmomanometer for Adult	Reusable Aneroid Sphygmomanometer for Adult	65mm diameter dial","ABS plastic case","PVC bulb","single tube","adult nylon cuff with iron ring"," 50*14cm"," PVC bladder	Aneroid Sphygmomanometer for Adult 65mm diameter dial","ABS plastic case","PVC bulb","single tube","adult nylon cuff with iron ring"," 50*14cm"," PVC bladder	1	12				Ultrasound Foetal Transducer - comp w/ Bionet - Uterine Contractions		Ultrasound Foetal Transducer - comp w/ Bionet - UC	Bionet "
"	KT-A012-C		KT-A012-C	https://www.medten.com/product/10184	Replacement	Reusable		Equipment	Equipment	Aneroid Sphygmomanometer for Child	Reusable Aneroid Sphygmomanometer for Child	65mm diameter dial","ABS plastic case","PVC bulb","single tube","child nylon cuff without iron ring"," 34.5*11cm"," PVC bladder	Aneroid Sphygmomanometer for Child 65mm diameter dial","ABS plastic case","PVC bulb","single tube","child nylon cuff without iron ring"," 34.5*11cm"," PVC bladder	1	12				Ultrasound Foetal Transducer - comp w/ Bionet - Uterine Contractions		Ultrasound Foetal Transducer - comp w/ Bionet - UC	Bionet "
"	KT-A012-L1		KT-A012-L1	https://www.medten.com/product/10185	Replacement	Reusable		Equipment	Equipment	Aneroid Sphygmomanometer for Large Adult	Reusable Aneroid Sphygmomanometer for Large Adult	65mm diameter dial","ABS plastic case","PVC bulb","single tube","large adult nylon cuff without iron ring","62*17.5cm "," PVC bladder	Aneroid Sphygmomanometer for Large Adult 65mm diameter dial","ABS plastic case","PVC bulb","single tube","large adult nylon cuff without iron ring","62*17.5cm "," PVC bladder	1	12				Ultrasound Foetal Transducer - comp w/ Bionet - Uterine Contractions		Ultrasound Foetal Transducer - comp w/ Bionet - UC	Bionet "
"	KT-A012-L2		KT-A012-L2	https://www.medten.com/product/10186	Replacement	Reusable		Equipment	Equipment	Aneroid Sphygmomanometer for Large Adult	Reusable Aneroid Sphygmomanometer for Large Adult	65mm diameter dial","ABS plastic case","PVC bulb","PVC bulb","single tube","large adult nylon cuff with iron ring",60*17cm,"PVC bladder	Aneroid Sphygmomanometer for Large Adult 65mm diameter dial","ABS plastic case","PVC bulb","PVC bulb","single tube","large adult nylon cuff with iron ring",60*17cm,"PVC bladder	1	12				Ultrasound Foetal Transducer - comp w/ Bionet - Uterine Contractions		Ultrasound Foetal Transducer - comp w/ Bionet - UC	Bionet "
"	KT-A23-A1		KT-A23-A1	https://www.medten.com/product/10187	Replacement	Reusable		Equipment	Equipment	Aneroid Sphygmomanometer for Adult	Reusable Aneroid Sphygmomanometer for Adult	65mm diameter dial","Chrome plated metal case","PVC bulb","double tube","adult cotton cuff without iron ring",50*14cm,"PVC bladder	Aneroid Sphygmomanometer for Adult 65mm diameter dial","Chrome plated metal case","PVC bulb","double tube","adult cotton cuff without iron ring",50*14cm,"PVC bladder	1	12				Ultrasound Foetal Transducer - comp w/ Bionet - Uterine Contractions		Ultrasound Foetal Transducer - comp w/ Bionet - UC	Bionet "
"	KT-A23-A2		KT-A23-A2	https://www.medten.com/product/10188	Replacement	Reusable		Equipment	Equipment	Aneroid Sphygmomanometer for Adult	Reusable Aneroid Sphygmomanometer for Adult	65mm diameter dial","Chrome plated metal case","PVC bulb","double tube","adult cotton cuff with iron ring",50*14cm,"PVC bladder	Aneroid Sphygmomanometer for Adult 65mm diameter dial","Chrome plated metal case","PVC bulb","double tube","adult cotton cuff with iron ring",50*14cm,"PVC bladder	1	12				Ultrasound Foetal Transducer - comp w/ Bionet - Uterine Contractions		Ultrasound Foetal Transducer - comp w/ Bionet - UC	Bionet "
"	KT-A23-C		KT-A23-C	https://www.medten.com/product/10189	Replacement	Reusable		Equipment	Equipment	Aneroid Sphygmomanometer for Child	Reusable Aneroid Sphygmomanometer for Child	65mm diameter dial","Chrome plated metal case","PVC bulb","double tube","child cotton cuff without iron ring",45*10cm,"PVC bladder	Aneroid Sphygmomanometer for Child 65mm diameter dial","Chrome plated metal case","PVC bulb","double tube","child cotton cuff without iron ring",45*10cm,"PVC bladder	1	12				Ultrasound Foetal Transducer - comp w/ Bionet - Uterine Contractions		Ultrasound Foetal Transducer - comp w/ Bionet - UC	Bionet "
"	KT-A23-L1		KT-A23-L1	https://www.medten.com/product/10190	Replacement	Reusable		Equipment	Equipment	Aneroid Sphygmomanometer for Large Adult	Reusable Aneroid Sphygmomanometer for Large Adult	65mm diameter dial","Chrome plated metal case","PVC bulb","double tube","large adult cotton cuff without iron ring",60*17cm,"PVC bladder	Aneroid Sphygmomanometer for Large Adult 65mm diameter dial","Chrome plated metal case","PVC bulb","double tube","large adult cotton cuff without iron ring",60*17cm,"PVC bladder	1	12				Ultrasound Foetal Transducer - comp w/ Bionet - Uterine Contractions		Ultrasound Foetal Transducer - comp w/ Bionet - UC	Bionet "
"	KT-A23-L2		KT-A23-L2	https://www.medten.com/product/10191	Replacement	Reusable		Equipment	Equipment	Aneroid Sphygmomanometer for Large Adult	Reusable Aneroid Sphygmomanometer for Large Adult	65mm diameter dial","Chrome plated metal case","PVC bulb","double tube","large adult cotton cuff with iron ring",60*17cm,"PVC bladder	Aneroid Sphygmomanometer for Large Adult 65mm diameter dial","Chrome plated metal case","PVC bulb","double tube","large adult cotton cuff with iron ring",60*17cm,"PVC bladder	1	12				Ultrasound Foetal Transducer - comp w/ Bionet - Uterine Contractions		Ultrasound Foetal Transducer - comp w/ Bionet - UC	Bionet "
"	KT-A15-A1		KT-A15-A1	https://www.medten.com/product/10192	Replacement	Reusable		Equipment	Equipment	Aneroid Sphygmomanometer for Adult	Reusable Aneroid Sphygmomanometer for Adult	Desk and wall type","square shaped 14cm diameter dial","PVC bulb","double tube","adult nylon cuff without iron ring",54*14.5cm,"PVC bladder	Aneroid Sphygmomanometer for Adult Desk and wall type","square shaped 14cm diameter dial","PVC bulb","double tube","adult nylon cuff without iron ring",54*14.5cm,"PVC bladder	1	12				Ultrasound Foetal Transducer - comp w/ Bionet - Uterine Contractions		Ultrasound Foetal Transducer - comp w/ Bionet - UC	Bionet "
"	KT-A15-A2		KT-A15-A2	https://www.medten.com/product/10193	Replacement	Reusable		Equipment	Equipment	Aneroid Sphygmomanometer for Adult	Reusable Aneroid Sphygmomanometer for Adult	Desk and wall type","square shaped 14cm diameter dial","PVC bulb","double tube","adult nylon cuff with iron ring",50*14cm,"PVC bladder	Aneroid Sphygmomanometer for Adult Desk and wall type","square shaped 14cm diameter dial","PVC bulb","double tube","adult nylon cuff with iron ring",50*14cm,"PVC bladder	1	12				Ultrasound Foetal Transducer - comp w/ Bionet - Uterine Contractions		Ultrasound Foetal Transducer - comp w/ Bionet - UC	Bionet "
"	KT-A15-C		KT-A15-C	https://www.medten.com/product/10194	Replacement	Reusable		Equipment	Equipment	Aneroid Sphygmomanometer for Child	Reusable Aneroid Sphygmomanometer for Child	Desk and wall type","square shaped 14cm diameter dial","PVC bulb","double tube","child nylon cuff without iron ring",34.5*11cm,"PVC bladder	Aneroid Sphygmomanometer for Child Desk and wall type","square shaped 14cm diameter dial","PVC bulb","double tube","child nylon cuff without iron ring",34.5*11cm,"PVC bladder	1	12				Ultrasound Foetal Transducer - comp w/ Bionet - Uterine Contractions		Ultrasound Foetal Transducer - comp w/ Bionet - UC	Bionet "
"	KT-A15-L1		KT-A15-L1	https://www.medten.com/product/10195	Replacement	Reusable		Equipment	Equipment	Aneroid Sphygmomanometer for Large Adult	Reusable Aneroid Sphygmomanometer for Large Adult	Desk and wall type","square shaped 14cm diameter dial","PVC bulb","double tube","large adult nylon cuff without iron ring",62*17.5cm,"PVC bladder	Aneroid Sphygmomanometer for Large Adult Desk and wall type","square shaped 14cm diameter dial","PVC bulb","double tube","large adult nylon cuff without iron ring",62*17.5cm,"PVC bladder	1	12				Ultrasound Foetal Transducer - comp w/ Bionet - Uterine Contractions		Ultrasound Foetal Transducer - comp w/ Bionet - UC	Bionet "
"	KT-A15-L2		KT-A15-L2	https://www.medten.com/product/10196	Replacement	Reusable		Equipment	Equipment	Aneroid Sphygmomanometer for Large Adult	Reusable Aneroid Sphygmomanometer for Large Adult	Desk and wall type","square shaped 14cm diameter dial","PVC bulb","double tube","large adult nylon cuff with iron ring",60*17cm,"PVC bladder	Aneroid Sphygmomanometer for Large Adult Desk and wall type","square shaped 14cm diameter dial","PVC bulb","double tube","large adult nylon cuff with iron ring",60*17cm,"PVC bladder	1	12				Ultrasound Foetal Transducer - comp w/ Bionet - Uterine Contractions		Ultrasound Foetal Transducer - comp w/ Bionet - UC	Bionet "
"	TNC-LB01		TNC-LB01	https://www.medten.com/product/10197	Replacement	Disposable	McGrath	Miscellaneous	Accessories	McGRATH MAC Disposable Blades","Blade 1 (10pcs/box)350-082-000	Disposable McGRATH MAC Disposable Blades","Blade 1 (10pcs/box)350-082-000	for McGrath Macintosh Video Laryngoscope"," Infant	McGRATH MAC Disposable Blades","Blade 1 (10pcs/box)350-082-000for McGrath Macintosh Video Laryngoscope"," Infant	10	0				Ultrasound Foetal Transducer - comp w/ Bionet - Uterine Contractions		Ultrasound Foetal Transducer - comp w/ Bionet - UC	Bionet "
"	TNC-LB02		TNC-LB02	https://www.medten.com/product/10198	Replacement	Disposable	McGrath	Miscellaneous	Accessories	McGRATH MAC Disposable Blades","Blade 2 (10pcs/box)350-084-000	Disposable McGRATH MAC Disposable Blades","Blade 2 (10pcs/box)350-084-000	for McGrath Macintosh Video Laryngoscope"," Child	McGRATH MAC Disposable Blades","Blade 2 (10pcs/box)350-084-000for McGrath Macintosh Video Laryngoscope"," Child	10	0				Ultrasound Foetal Transducer - comp w/ Bionet - Uterine Contractions		Ultrasound Foetal Transducer - comp w/ Bionet - UC	Bionet "
"	TNC-LB03		TNC-LB03	https://www.medten.com/product/10199	Replacement	Disposable	McGrath	Miscellaneous	Accessories	McGRATH MAC Disposable Blades","Blade 3 (10pcs/box)350-086-000	Disposable McGRATH MAC Disposable Blades","Blade 3 (10pcs/box)350-086-000	for McGrath Macintosh Video Laryngoscope"," Medium Adult	McGRATH MAC Disposable Blades","Blade 3 (10pcs/box)350-086-000for McGrath Macintosh Video Laryngoscope"," Medium Adult	10	0				Ultrasound Foetal Transducer - comp w/ Bionet - Uterine Contractions		Ultrasound Foetal Transducer - comp w/ Bionet - UC	Bionet "
"	TNC-LB04		TNC-LB04	https://www.medten.com/product/10200	Replacement	Disposable	McGrath	Miscellaneous	Accessories	McGRATH MAC Disposable Blades","Blade 4 (10pcs/box) 350-088-000	Disposable McGRATH MAC Disposable Blades","Blade 4 (10pcs/box) 350-088-000	for McGrath Macintosh Video Laryngoscope"," Large Adult	McGRATH MAC Disposable Blades","Blade 4 (10pcs/box) 350-088-000for McGrath Macintosh Video Laryngoscope"," Large Adult	10	0				Ultrasound Foetal Transducer - comp w/ Bionet - Uterine Contractions		Ultrasound Foetal Transducer - comp w/ Bionet - UC	Bionet "
"	TNC-EPC01		TNC-EPC01	https://www.medten.com/product/10201	Replacement	Disposable	Welch Allyn	Turbo Temperature Probes and Supplies	Accessories	Welch Allyn Braun Thermoscan Pro 6000 Disposable Probe Covers 06000-005	Disposable Welch Allyn Braun Thermoscan Pro 6000 Disposable Probe Covers 06000-005	for Ear Thermometer Probes","2000pcs for 1 box ","contains 200 packs","20pcs for 1 pack	Welch Allyn Braun Thermoscan Pro 6000 Disposable Probe Covers 06000-005for Ear Thermometer Probes","2000pcs for 1 box ","contains 200 packs","20pcs for 1 pack	1	0				Ultrasound Foetal Transducer - comp w/ Bionet - Uterine Contractions		Ultrasound Foetal Transducer - comp w/ Bionet - UC	Bionet "
"	KLN-107-01		KLN-107-01	https://www.medten.com/product/10203	Replacement	Reusable		Respiratory and Anesthesia Parts	Parts	Fisher & Paykel MR730 Overlay (English Version)	Reusable Fisher & Paykel MR730 Overlay (English Version)	0	Fisher & Paykel MR730 Overlay (English Version) 0	1	6				Ultrasound Foetal Transducer - comp w/ Bionet - Uterine Contractions		Ultrasound Foetal Transducer - comp w/ Bionet - UC	Bionet "
"	KLN-110-02		KLN-110-02	https://www.medten.com/product/10204	Replacement	Reusable		Monitor/Module Parts	Parts	Covidien PM10N battery door	Reusable Covidien PM10N battery door	Please type your own Product description.	Covidien PM10N battery door Please type your own Product description.	1	6				Ultrasound Foetal Transducer - comp w/ Bionet - Uterine Contractions		Ultrasound Foetal Transducer - comp w/ Bionet - UC	Bionet "
"	KLN-110-03		KLN-110-03	https://www.medten.com/product/10205	Replacement	Reusable	Covidien	Monitor/Module Parts	Parts	Nellcor NPB-40 oximeter battery door	Reusable Nellcor NPB-40 oximeter battery door	Please type your own Product description.	Nellcor NPB-40 oximeter battery door Please type your own Product description.	1	6				Ultrasound Foetal Transducer - comp w/ Bionet - Uterine Contractions		Ultrasound Foetal Transducer - comp w/ Bionet - UC	Bionet "
"	KLN-110-04		KLN-110-04	https://www.medten.com/product/10206	Replacement	Reusable		Monitor/Module Parts	Parts	Covidien N-65 battery door	Reusable Covidien N-65 battery door	Please type your own Product description.	Covidien N-65 battery door Please type your own Product description.	1	6				Ultrasound Foetal Transducer - comp w/ Bionet - Uterine Contractions		Ultrasound Foetal Transducer - comp w/ Bionet - UC	Bionet "
"	KLN-098-11		KLN-098-11	https://www.medten.com/product/10207	Replacement	Reusable	Philips	Telemetry Parts	Parts	Philips IntelliVue X3/MX-100 battery door	Reusable Philips IntelliVue X3/MX-100 battery door	0	Philips IntelliVue X3/MX-100 battery door 0	1	6				Ultrasound Foetal Transducer - comp w/ Bionet - Uterine Contractions		Ultrasound Foetal Transducer - comp w/ Bionet - UC	Bionet "
"	KLN-006-40		KLN-006-40	https://www.medten.com/product/10208	Replacement	Reusable		Telemetry Parts	Parts	Telemetry Kit Assembly(IEC)	Reusable Telemetry Kit Assembly(IEC)	for M2601B/M4841A TRx+ S01	Telemetry Kit Assembly(IEC) for M2601B/M4841A TRx+ S01	0	0				Ultrasound Foetal Transducer - comp w/ Bionet - Uterine Contractions		Ultrasound Foetal Transducer - comp w/ Bionet - UC	Bionet "
"	KLN-103-02		KLN-103-02	https://www.medten.com/product/10209	Replacement	Reusable	Bio-Med Devices	Blenders/Regulators Parts	Parts	03929 Small Block Low Flow Stem	Reusable 03929 Small Block Low Flow Stem	This item is part of the low flow front assembly	03929 Small Block Low Flow Stem This item is part of the low flow front assembly	1	6				Ultrasound Foetal Transducer - comp w/ Bionet - Uterine Contractions		Ultrasound Foetal Transducer - comp w/ Bionet - UC	Bionet "
"	M07-B001		M07-B001	https://www.medten.com/product/10211	Replacement	Reusable		Fetal Accessories and Supplies	Accessories	Fetal abdominal Belt	Reusable Fetal abdominal Belt	Button hole belt/6cm*130cm/Gray"," reusable	Fetal abdominal BeltButton hole belt/6cm*130cm/Gray"," reusable	1	0				Ultrasound Foetal Transducer - comp w/ Bionet - Uterine Contractions		Ultrasound Foetal Transducer - comp w/ Bionet - UC	Bionet "
"	ELA-DG5-D5		ELA-DG5-D5	https://www.medten.com/product/10212	Replacement	Reusable		ECG Adapter/Extension Cables	Accessories	Draeger ECG Adapter	Reusable Draeger ECG Adapter	used with 5-lead Din safety lead wires	Draeger ECG Adapterused with 5-lead Din safety lead wires	1	6				Ultrasound Foetal Transducer - comp w/ Bionet - Uterine Contractions		Ultrasound Foetal Transducer - comp w/ Bionet - UC	Bionet "
"	ELA-DG5-D5-A		ELA-DG5-D5-A	https://www.medten.com/product/10213	Replacement	Reusable		ECG Adapter/Extension Cables	Accessories	Draeger ECG Adapter (AHA)	Reusable Draeger ECG Adapter (AHA)	used with 5-lead Din safety lead wires	Draeger ECG Adapter (AHA)used with 5-lead Din safety lead wires	1	6				Ultrasound Foetal Transducer - comp w/ Bionet - Uterine Contractions		Ultrasound Foetal Transducer - comp w/ Bionet - UC	Bionet "
"	ELA-DG5-D5-I		ELA-DG5-D5-I	https://www.medten.com/product/10214	Replacement	Reusable		ECG Adapter/Extension Cables	Accessories	Draeger ECG Adapter(IEC)	Reusable Draeger ECG Adapter(IEC)	used with 5-lead Din safety lead wires	Draeger ECG Adapter(IEC)used with 5-lead Din safety lead wires	1	6				Ultrasound Foetal Transducer - comp w/ Bionet - Uterine Contractions		Ultrasound Foetal Transducer - comp w/ Bionet - UC	Bionet "
"	ELA-MQ5-D5-A		ELA-MQ5-D5-A	https://www.medten.com/product/10215	Replacement	Reusable		ECG Adapter/Extension Cables	Accessories	GE Multi-Link ECG Adapter(AHA)	Reusable GE Multi-Link ECG Adapter(AHA)	used with 5-lead Din safety lead wires	GE Multi-Link ECG Adapter(AHA)used with 5-lead Din safety lead wires	1	6				Ultrasound Foetal Transducer - comp w/ Bionet - Uterine Contractions		Ultrasound Foetal Transducer - comp w/ Bionet - UC	Bionet "
"	ELA-MQ5-D5-I		ELA-MQ5-D5-I	https://www.medten.com/product/10216	Replacement	Reusable		ECG Adapter/Extension Cables	Accessories	GE Multi-Link ECG Adapter(IEC)	Reusable GE Multi-Link ECG Adapter(IEC)	used with 5-lead Din safety lead wires	GE Multi-Link ECG Adapter(IEC)used with 5-lead Din safety lead wires	1	6				Ultrasound Foetal Transducer - comp w/ Bionet - Uterine Contractions		Ultrasound Foetal Transducer - comp w/ Bionet - UC	Bionet "
"	ELA-MR5-D5-A		ELA-MR5-D5-A	https://www.medten.com/product/10217	Replacement	Reusable		ECG Adapter/Extension Cables	Accessories	Mindray ECG Adapter (AHA)	Reusable Mindray ECG Adapter (AHA)	used with 5-lead Din safety lead wires	Mindray ECG Adapter (AHA)used with 5-lead Din safety lead wires	1	6				Ultrasound Foetal Transducer - comp w/ Bionet - Uterine Contractions		Ultrasound Foetal Transducer - comp w/ Bionet - UC	Bionet "
"	ELA-MR5-D5-I		ELA-MR5-D5-I	https://www.medten.com/product/10218	Replacement	Reusable		ECG Adapter/Extension Cables	Accessories	Mindray ECG Adapter(IEC)	Reusable Mindray ECG Adapter(IEC)	used with 5-lead Din safety lead wires	Mindray ECG Adapter(IEC)used with 5-lead Din safety lead wires	1	6				Ultrasound Foetal Transducer - comp w/ Bionet - Uterine Contractions		Ultrasound Foetal Transducer - comp w/ Bionet - UC	Bionet "
"	ELA-MS-G-BK		ELA-MS-G-BK	https://www.medten.com/product/10219	Replacement	Reusable		ECG Adapter/Extension Cables	Accessories	4.0 Snap Electrode To Pinch End	Reusable 4.0 Snap Electrode To Pinch End	length: 0.15m	4.0 Snap Electrode To Pinch Endlength: 0.15m	1	6				Ultrasound Foetal Transducer - comp w/ Bionet - Uterine Contractions		Ultrasound Foetal Transducer - comp w/ Bionet - UC	Bionet "
"	ELA-NKA5-D5-A		ELA-NKA5-D5-A	https://www.medten.com/product/10220	Replacement	Reusable		ECG Adapter/Extension Cables	Accessories	Nihon Kohden ECG Adapter (AHA)	Reusable Nihon Kohden ECG Adapter (AHA)	used with 5-lead Din safety lead wires	Nihon Kohden ECG Adapter (AHA)used with 5-lead Din safety lead wires	1	6				Ultrasound Foetal Transducer - comp w/ Bionet - Uterine Contractions		Ultrasound Foetal Transducer - comp w/ Bionet - UC	Bionet "
"	ELA-NKA5-D5-I		ELA-NKA5-D5-I	https://www.medten.com/product/10221	Replacement	Reusable		ECG Adapter/Extension Cables	Accessories	Nihon Kohden ECG Adapter(IEC)	Reusable Nihon Kohden ECG Adapter(IEC)	used with 5-lead Din safety lead wires	Nihon Kohden ECG Adapter(IEC)used with 5-lead Din safety lead wires	1	6				Ultrasound Foetal Transducer - comp w/ Bionet - Uterine Contractions		Ultrasound Foetal Transducer - comp w/ Bionet - UC	Bionet "
"	ELA-PH5-D5		ELA-PH5-D5	https://www.medten.com/product/10222	Replacement	Reusable		ECG Adapter/Extension Cables	Accessories	Philips IntelliVue ECG Adapter	Reusable Philips IntelliVue ECG Adapter	used with 5-lead Din safety lead wires	Philips IntelliVue ECG Adapterused with 5-lead Din safety lead wires	1	6				Ultrasound Foetal Transducer - comp w/ Bionet - Uterine Contractions		Ultrasound Foetal Transducer - comp w/ Bionet - UC	Bionet "
"	ELA-PH5-D5-A		ELA-PH5-D5-A	https://www.medten.com/product/10223	Replacement	Reusable		ECG Adapter/Extension Cables	Accessories	Philips IntelliVue ECG Adapter (AHA)	Reusable Philips IntelliVue ECG Adapter (AHA)	used with 5-lead Din safety lead wires	Philips IntelliVue ECG Adapter (AHA)used with 5-lead Din safety lead wires	1	6				Ultrasound Foetal Transducer - comp w/ Bionet - Uterine Contractions		Ultrasound Foetal Transducer - comp w/ Bionet - UC	Bionet "
"	ELA-PH5-D5-I		ELA-PH5-D5-I	https://www.medten.com/product/10224	Replacement	Reusable		ECG Adapter/Extension Cables	Accessories	Philips IntelliVue ECG Adapter (IEC)	Reusable Philips IntelliVue ECG Adapter (IEC)	used with 5-lead Din safety lead wires	Philips IntelliVue ECG Adapter (IEC)used with 5-lead Din safety lead wires	1	6				Ultrasound Foetal Transducer - comp w/ Bionet - Uterine Contractions		Ultrasound Foetal Transducer - comp w/ Bionet - UC	Bionet "
"6011668	SS-024-PF10		SS-024-PF10	https://www.medten.com/product/10226	Replacement	Reusable		SpO2 Sensors	Accessories	SpO2 Sensor	Reusable SpO2 Sensor	Replacement: Pediatric"," Finger clip"," 1.0m	SpO2 Sensor"," Pediatric"," Finger clip"," 1.0m	1	12				Ultrasound Foetal Transducer - comp w/ Bionet - Uterine Contractions		Ultrasound Foetal Transducer - comp w/ Bionet - UC	Bionet "
"	EL-AAS4-90G-A		EL-AAS4-90G-A	https://www.medten.com/product/10227	Replacement	Reusable	Ivy Biomedical	ECG Leadwires	Accessories	Ivy Biomedical ECG Leadwire 590433	Reusable Ivy Biomedical ECG Leadwire 590433	Replacement"," (please add OEM description here)	Ivy Biomedical ECG Leadwire 590433Replacement"," (please add OEM description here)	Set	6				Ultrasound Foetal Transducer - comp w/ Bionet - Uterine Contractions		Ultrasound Foetal Transducer - comp w/ Bionet - UC	Bionet "
"	KLN-034-06E		KLN-034-06E	https://www.medten.com/product/10228	Replacement	Reusable		Infusion Pump Parts	Parts	Dowel Pin 20.7*?4.70	Reusable Dowel Pin 20.7*?4.70	for Alaris 8100	Dowel Pin 20.7*?4.70 for Alaris 8100	0	0				Ultrasound Foetal Transducer - comp w/ Bionet - Uterine Contractions		Ultrasound Foetal Transducer - comp w/ Bionet - UC	Bionet "
"	KLN-034-06J		KLN-034-06J	https://www.medten.com/product/10230	Replacement	Reusable		Infusion Pump Parts	Parts	Torsion Spring	Reusable Torsion Spring	for BD Alaris 8100	Torsion Spring for BD Alaris 8100	0	0				Ultrasound Foetal Transducer - comp w/ Bionet - Uterine Contractions		Ultrasound Foetal Transducer - comp w/ Bionet - UC	Bionet "
"	KLN-034-06G		KLN-034-06G	https://www.medten.com/product/10231	Replacement	Reusable		Infusion Pump Parts	Parts	Type E Circlip M3.0	Reusable Type E Circlip M3.0	for BD Alaris 8100	Type E Circlip M3.0 for BD Alaris 8100	0	0				Ultrasound Foetal Transducer - comp w/ Bionet - Uterine Contractions		Ultrasound Foetal Transducer - comp w/ Bionet - UC	Bionet "
"	EL-AAS4-90G-I		EL-AAS4-90G-I	https://www.medten.com/product/10232	Replacement	Reusable	Ivy Biomedical	ECG Leadwires	Accessories	Ivy Biomedical ECG Leadwire 590447	Reusable Ivy Biomedical ECG Leadwire 590447	Replacement: 4 lead"," AA Twin-Pin"," Grabber"," 0.9m "," IEC"," Individual"," Shielded	Ivy Biomedical ECG Leadwire 590447"," 4 lead"," AA Twin-Pin"," Grabber"," 0.9m "," IEC"," Individual"," Shielded	1	6				Ultrasound Foetal Transducer - comp w/ Bionet - Uterine Contractions		Ultrasound Foetal Transducer - comp w/ Bionet - UC	Bionet "
"6012811	SS-040-LAS10		SS-040-LAS10	https://www.medten.com/product/10235	Replacement	Reusable	Nonin	SpO2 Sensors	Accessories	Nonin SpO2 Sensor	Reusable Nonin SpO2 Sensor	Replacement: Large adult"," Soft Rubber"," 1.0m"," Nonin	Nonin SpO2 Sensor"," Large adult"," Soft Rubber"," 1.0m"," Nonin	1	12				Ultrasound Foetal Transducer - comp w/ Bionet - Uterine Contractions		Ultrasound Foetal Transducer - comp w/ Bionet - UC	Bionet "
"6012812	SS-040-LAS30		SS-040-LAS30	https://www.medten.com/product/10237	Replacement	Reusable	Nonin	SpO2 Sensors	Accessories	Nonin SpO2 Sensor	Reusable Nonin SpO2 Sensor	Replacement: Large adult"," Soft Rubber"," 3.0m"," Nonin	Nonin SpO2 Sensor"," Large adult"," Soft Rubber"," 3.0m"," Nonin	1	12				Ultrasound Foetal Transducer - comp w/ Bionet - Uterine Contractions		Ultrasound Foetal Transducer - comp w/ Bionet - UC	Bionet "
"	KLF-004-06		KLF-004-06	https://www.medten.com/product/10238	Replacement	Reusable	Corometrics	Fetal Transducer Parts	Parts	Board With Coil And Screw Kit	Reusable Board With Coil And Screw Kit	for TOCO 2264HAX","2264LAX	Board With Coil And Screw Kit for TOCO 2264HAX","2264LAX	Kit	6				Ultrasound Foetal Transducer - comp w/ Bionet - Uterine Contractions		Ultrasound Foetal Transducer - comp w/ Bionet - UC	Bionet "
"	KLN-101-01B-04		KLN-101-01B-04	https://www.medten.com/product/10239	Replacement	Reusable		Blenders/Regulators Parts	Parts	Duck Bill Check Valve (2pcs)	Reusable Duck Bill Check Valve (2pcs)	Precision PM5200/PM5300	Duck Bill Check Valve (2pcs) Precision PM5200/PM5300	2	6				Ultrasound Foetal Transducer - comp w/ Bionet - Uterine Contractions		Ultrasound Foetal Transducer - comp w/ Bionet - UC	Bionet "
"	KLN-101-01B-06A		KLN-101-01B-06A	https://www.medten.com/product/10240	Replacement	Reusable		Blenders/Regulators Parts	Parts	Particulate Filter	Reusable Particulate Filter	Precision PM5200/PM5300	Particulate Filter Precision PM5200/PM5300	1	6				Ultrasound Foetal Transducer - comp w/ Bionet - Uterine Contractions		Ultrasound Foetal Transducer - comp w/ Bionet - UC	Bionet "
"	KLN-101-01L-05		KLN-101-01L-05	https://www.medten.com/product/10241	Replacement	Reusable		Blenders/Regulators Parts	Parts	Diaphragm Housing (2pcs)	Reusable Diaphragm Housing (2pcs)	Precision PM5200/PM5300	Diaphragm Housing (2pcs) Precision PM5200/PM5300	2	6				Ultrasound Foetal Transducer - comp w/ Bionet - Uterine Contractions		Ultrasound Foetal Transducer - comp w/ Bionet - UC	Bionet "
"	KLN-101-01L-06		KLN-101-01L-06	https://www.medten.com/product/10242	Replacement	Reusable		Blenders/Regulators Parts	Parts	Balance Block Diaphragm(2pcs)	Reusable Balance Block Diaphragm(2pcs)	Precision PM5200/PM5300	Balance Block Diaphragm(2pcs) Precision PM5200/PM5300	2	6				Ultrasound Foetal Transducer - comp w/ Bionet - Uterine Contractions		Ultrasound Foetal Transducer - comp w/ Bionet - UC	Bionet "
"	KLN-106-04		KLN-106-04	https://www.medten.com/product/10243	Replacement	Reusable	B. Braun	Infusion Pump Parts	Parts	Infusomat Space Connector P2 34774355	Reusable Infusomat Space Connector P2 34774355	Please type your own Product description.	Infusomat Space Connector P2 34774355 Please type your own Product description.	1	6				Ultrasound Foetal Transducer - comp w/ Bionet - Uterine Contractions		Ultrasound Foetal Transducer - comp w/ Bionet - UC	Bionet "
"	KLN-106-05		KLN-106-05	https://www.medten.com/product/10244	Replacement	Reusable	B. Braun	Infusion Pump Parts	Parts	Infusomat Space Connector P3 34774359	Reusable Infusomat Space Connector P3 34774359	Please type your own Product description.	Infusomat Space Connector P3 34774359 Please type your own Product description.	1	6				Ultrasound Foetal Transducer - comp w/ Bionet - Uterine Contractions		Ultrasound Foetal Transducer - comp w/ Bionet - UC	Bionet "
"	SS-085-VT30		SS-085-VT30	https://www.medten.com/product/10245	Replacement	Reusable	Bionet	Vital Signs Monitoring	Accessories	Bionet Veterinary Spo2 sensor with Ligual clip set	Reusable Bionet Veterinary Spo2 sensor with Ligual clip set	'3m cable length	Ultrasound Foetal Transducer - comp w/ Bionet - Uterine Contractions		Ultrasound Foetal Transducer - comp w/ Bionet - UC	Bionet "
"	'Bionet Veterinary Spo2 sensor with Ligual clip set3m cable length	for Bionet BM3"," BM3Vet"," BM5"," BM5 Vet'	'Bionet Veterinary Spo2 sensor with Ligual clip set3m cable length	Ultrasound Foetal Transducer - comp w/ Bionet - Uterine Contractions		Ultrasound Foetal Transducer - comp w/ Bionet - UC	Bionet "
"	1	for Bionet BM3"," BM3Vet"," BM5"," BM5 Vet'	1	12				Ultrasound Foetal Transducer - comp w/ Bionet - Uterine Contractions		Ultrasound Foetal Transducer - comp w/ Bionet - UC	Bionet "
"	KLN-034-06F		KLN-034-06F	https://www.medten.com/product/10246	Replacement	Reusable		Infusion Pump Parts	Parts	Dowel Pin and Type E Circlip	Reusable Dowel Pin and Type E Circlip	for BD Alaris 8100/Alaris 8100	Dowel Pin and Type E Circlip for BD Alaris 8100/Alaris 8100	Kit	6				Ultrasound Foetal Transducer - comp w/ Bionet - Uterine Contractions		Ultrasound Foetal Transducer - comp w/ Bionet - UC	Bionet "
"	KLN-109-03		KLN-109-03	https://www.medten.com/product/10247	Replacement	Reusable	ICU Medical	Infusion Pump Parts	Parts	Front Case Assembly (With Copper Alloy ) for Plum A+	Reusable Front Case Assembly (With Copper Alloy ) for Plum A+	for ICU Medical Plum A+	Front Case Assembly (With Copper Alloy ) for Plum A+ for ICU Medical Plum A+	1	6				Ultrasound Foetal Transducer - comp w/ Bionet - Uterine Contractions		Ultrasound Foetal Transducer - comp w/ Bionet - UC	Bionet "
"	KLN-109-04		KLN-109-04	https://www.medten.com/product/10248	Replacement	Reusable	ICU Medical	Infusion Pump Parts	Parts	Reat Case Assembly (With Copper Alloy ) for Plum A+	Reusable Reat Case Assembly (With Copper Alloy ) for Plum A+	for ICU Medical Plum A+	Reat Case Assembly (With Copper Alloy ) for Plum A+ for ICU Medical Plum A+	1	6				Ultrasound Foetal Transducer - comp w/ Bionet - Uterine Contractions		Ultrasound Foetal Transducer - comp w/ Bionet - UC	Bionet "
"6013026	BPD-11WS		BPD-11WS	https://www.medten.com/product/10251	Replacement	Disposable		NIBP Cuffs	Accessories	NIBP Cuff	Disposable NIBP Cuff	Replacement: Neonate #1 (3-6cm)"," Single Tube"," Non-woven fiber"," without Connector (Box of 10)	NIBP Cuff"," Neonate #1 (3-6cm)"," Single Tube"," Non-woven fiber"," without Connector (Box of 10)	10	6				Ultrasound Foetal Transducer - comp w/ Bionet - Uterine Contractions		Ultrasound Foetal Transducer - comp w/ Bionet - UC	Bionet "
"6013027	BPD-12WS		BPD-12WS	https://www.medten.com/product/10252	Replacement	Disposable		NIBP Cuffs	Accessories	NIBP Cuff	Disposable NIBP Cuff	Replacement: Neonate #2 (4-8cm)"," Single Tube"," Non-woven fiber"," without Connector (Box of 10)	NIBP Cuff"," Neonate #2 (4-8cm)"," Single Tube"," Non-woven fiber"," without Connector (Box of 10)	10	6				Ultrasound Foetal Transducer - comp w/ Bionet - Uterine Contractions		Ultrasound Foetal Transducer - comp w/ Bionet - UC	Bionet "
"6013028	BPD-13WS		BPD-13WS	https://www.medten.com/product/10253	Replacement	Disposable		NIBP Cuffs	Accessories	NIBP Cuff	Disposable NIBP Cuff	Replacement: Neonate #3 (6-11cm)"," Single Tube"," Non-woven fiber"," without Connector (Box of 10)	NIBP Cuff"," Neonate #3 (6-11cm)"," Single Tube"," Non-woven fiber"," without Connector (Box of 10)	10	6				Ultrasound Foetal Transducer - comp w/ Bionet - Uterine Contractions		Ultrasound Foetal Transducer - comp w/ Bionet - UC	Bionet "
"6013029	BPD-14WS		BPD-14WS	https://www.medten.com/product/10254	Replacement	Disposable		NIBP Cuffs	Accessories	NIBP Cuff	Disposable NIBP Cuff	Replacement: without Connector (Box of 10)	NIBP Cuff"," without Connector (Box of 10)	10	6				Ultrasound Foetal Transducer - comp w/ Bionet - Uterine Contractions		Ultrasound Foetal Transducer - comp w/ Bionet - UC	Bionet "
"6013030	BPD-15WS		BPD-15WS	https://www.medten.com/product/10255	Replacement	Disposable		NIBP Cuffs	Accessories	NIBP Cuff	Disposable NIBP Cuff	Replacement: Neonate #5 (8-15cm)"," Single Tube"," Non-woven fiber (Box of 10)	NIBP Cuff"," Neonate #5 (8-15cm)"," Single Tube"," Non-woven fiber (Box of 10)	10	6				Ultrasound Foetal Transducer - comp w/ Bionet - Uterine Contractions		Ultrasound Foetal Transducer - comp w/ Bionet - UC	Bionet "
"6013039	BPD-11WD		BPD-11WD	https://www.medten.com/product/10256	Replacement	Disposable		NIBP Cuffs	Accessories	NIBP Cuff	Disposable NIBP Cuff	Replacement: Neonate #1 (3-6cm)"," Double Tube"," Non-woven fiber"," without Connector (Box of 10)	NIBP Cuff"," Neonate #1 (3-6cm)"," Double Tube"," Non-woven fiber"," without Connector (Box of 10)	10	6				Ultrasound Foetal Transducer - comp w/ Bionet - Uterine Contractions		Ultrasound Foetal Transducer - comp w/ Bionet - UC	Bionet "
"6013040	BPD-12WD		BPD-12WD	https://www.medten.com/product/10257	Replacement	Disposable		NIBP Cuffs	Accessories	NIBP Cuff	Disposable NIBP Cuff	Replacement: Neonate #2 (4-8cm)"," Double Tube"," Non-woven fiber"," without Connector (Box of 10)	NIBP Cuff"," Neonate #2 (4-8cm)"," Double Tube"," Non-woven fiber"," without Connector (Box of 10)	10	6				Ultrasound Foetal Transducer - comp w/ Bionet - Uterine Contractions		Ultrasound Foetal Transducer - comp w/ Bionet - UC	Bionet "
"6013041	BPD-13WD		BPD-13WD	https://www.medten.com/product/10258	Replacement	Disposable		NIBP Cuffs	Accessories	NIBP Cuff	Disposable NIBP Cuff	Replacement: Neonate #3 (6-11cm)"," Double Tube"," Non-woven fiber"," without Connector (Box of 10)	NIBP Cuff"," Neonate #3 (6-11cm)"," Double Tube"," Non-woven fiber"," without Connector (Box of 10)	10	6				Ultrasound Foetal Transducer - comp w/ Bionet - Uterine Contractions		Ultrasound Foetal Transducer - comp w/ Bionet - UC	Bionet "
"6013042	BPD-14WD		BPD-14WD	https://www.medten.com/product/10259	Replacement	Disposable		NIBP Cuffs	Accessories	NIBP Cuff	Disposable NIBP Cuff	Replacement: Neonate #4 (7-13cm)"," Double Tube"," Non-woven fiber"," without Connector (Box of 10)	NIBP Cuff"," Neonate #4 (7-13cm)"," Double Tube"," Non-woven fiber"," without Connector (Box of 10)	10	6				Ultrasound Foetal Transducer - comp w/ Bionet - Uterine Contractions		Ultrasound Foetal Transducer - comp w/ Bionet - UC	Bionet "
"6013043	BPD-15WD		BPD-15WD	https://www.medten.com/product/10260	Replacement	Disposable		NIBP Cuffs	Accessories	NIBP Cuff	Disposable NIBP Cuff	Replacement: Neonate #5 (8-15cm)"," Double Tube"," Non-woven fiber"," without Connector (Box of 10)	NIBP Cuff"," Neonate #5 (8-15cm)"," Double Tube"," Non-woven fiber"," without Connector (Box of 10)	10	6				Ultrasound Foetal Transducer - comp w/ Bionet - Uterine Contractions		Ultrasound Foetal Transducer - comp w/ Bionet - UC	Bionet "
"	BPDN-11WS		BPDN-11WS	https://www.medten.com/product/10261	Replacement	Disposable		NIBP Cuffs	Accessories	NIBP Cuff	Disposable NIBP Cuff	Replacement: Neonate #1 (3-6cm)"," Single Tube"," Without Bladder"," without Connector (Box of 10)	NIBP Cuff"," Neonate #1 (3-6cm)"," Single Tube"," Without Bladder"," without Connector (Box of 10)	10	6				Ultrasound Foetal Transducer - comp w/ Bionet - Uterine Contractions		Ultrasound Foetal Transducer - comp w/ Bionet - UC	Bionet "
"	BPDN-12WS		BPDN-12WS	https://www.medten.com/product/10262	Replacement	Disposable		NIBP Cuffs	Accessories	NIBP Cuff	Disposable NIBP Cuff	Replacement: Neonate #2 (4-8cm)"," Single Tube"," Without Bladder"," without Connector (Box of 10)	NIBP Cuff"," Neonate #2 (4-8cm)"," Single Tube"," Without Bladder"," without Connector (Box of 10)	10	6				Ultrasound Foetal Transducer - comp w/ Bionet - Uterine Contractions		Ultrasound Foetal Transducer - comp w/ Bionet - UC	Bionet "
"	BPDN-13WS		BPDN-13WS	https://www.medten.com/product/10263	Replacement	Disposable		NIBP Cuffs	Accessories	NIBP Cuff	Disposable NIBP Cuff	Replacement: Neonate #3 (6-11cm)"," Single Tube"," Without Bladder"," without Connector (Box of 10)	NIBP Cuff"," Neonate #3 (6-11cm)"," Single Tube"," Without Bladder"," without Connector (Box of 10)	10	6				Ultrasound Foetal Transducer - comp w/ Bionet - Uterine Contractions		Ultrasound Foetal Transducer - comp w/ Bionet - UC	Bionet "
"	BPDN-14WS		BPDN-14WS	https://www.medten.com/product/10264	Replacement	Disposable		NIBP Cuffs	Accessories	NIBP Cuff	Disposable NIBP Cuff	Replacement: Neonate #4 (7-13cm)"," Single Tube"," Without Bladder"," without Connector (Box of 10)	NIBP Cuff"," Neonate #4 (7-13cm)"," Single Tube"," Without Bladder"," without Connector (Box of 10)	10	6				Ultrasound Foetal Transducer - comp w/ Bionet - Uterine Contractions		Ultrasound Foetal Transducer - comp w/ Bionet - UC	Bionet "
"	BPDN-15WS		BPDN-15WS	https://www.medten.com/product/10265	Replacement	Disposable		NIBP Cuffs	Accessories	NIBP Cuff	Disposable NIBP Cuff	Replacement: Neonate #5 (8-15cm)"," Single Tube"," Without Bladder"," without Connector (Box of 10)	NIBP Cuff"," Neonate #5 (8-15cm)"," Single Tube"," Without Bladder"," without Connector (Box of 10)	10	6				Ultrasound Foetal Transducer - comp w/ Bionet - Uterine Contractions		Ultrasound Foetal Transducer - comp w/ Bionet - UC	Bionet "
"	BPDN-11WD		BPDN-11WD	https://www.medten.com/product/10266	Replacement	Disposable		NIBP Cuffs	Accessories	NIBP Cuff	Disposable NIBP Cuff	Replacement: Neonate #1 (3-6cm)"," Double Tube"," Without Bladder"," without Connector (Box of 10)	NIBP Cuff"," Neonate #1 (3-6cm)"," Double Tube"," Without Bladder"," without Connector (Box of 10)	10	6				Ultrasound Foetal Transducer - comp w/ Bionet - Uterine Contractions		Ultrasound Foetal Transducer - comp w/ Bionet - UC	Bionet "
"	BPDN-12WD		BPDN-12WD	https://www.medten.com/product/10267	Replacement	Disposable		NIBP Cuffs	Accessories	NIBP Cuff	Disposable NIBP Cuff	Replacement: Neonate #2 (4-8cm)"," Double Tube"," Without Bladder"," without Connector (Box of 10)	NIBP Cuff"," Neonate #2 (4-8cm)"," Double Tube"," Without Bladder"," without Connector (Box of 10)	10	6				Ultrasound Foetal Transducer - comp w/ Bionet - Uterine Contractions		Ultrasound Foetal Transducer - comp w/ Bionet - UC	Bionet "
"	BPDN-13WD		BPDN-13WD	https://www.medten.com/product/10268	Replacement	Disposable		NIBP Cuffs	Accessories	NIBP Cuff	Disposable NIBP Cuff	Replacement: Neonate #3 (6-11cm)"," Double Tube"," Without Bladder"," without Connector (Box of 10)	NIBP Cuff"," Neonate #3 (6-11cm)"," Double Tube"," Without Bladder"," without Connector (Box of 10)	10	6				Ultrasound Foetal Transducer - comp w/ Bionet - Uterine Contractions		Ultrasound Foetal Transducer - comp w/ Bionet - UC	Bionet "
"	BPDN-14WD		BPDN-14WD	https://www.medten.com/product/10269	Replacement	Disposable		NIBP Cuffs	Accessories	NIBP Cuff	Disposable NIBP Cuff	Replacement: Neonate #4 (7-13cm)"," Double Tube"," Without Bladder"," without Connector (Box of 10)	NIBP Cuff"," Neonate #4 (7-13cm)"," Double Tube"," Without Bladder"," without Connector (Box of 10)	10	6				Ultrasound Foetal Transducer - comp w/ Bionet - Uterine Contractions		Ultrasound Foetal Transducer - comp w/ Bionet - UC	Bionet "
"	BPDN-15WD		BPDN-15WD	https://www.medten.com/product/10270	Replacement	Disposable		NIBP Cuffs	Accessories	NIBP Cuff	Disposable NIBP Cuff	Replacement: Neonate #5 (8-15cm)"," Double Tube"," Without Bladder"," without Connector (Box of 10)	NIBP Cuff"," Neonate #5 (8-15cm)"," Double Tube"," Without Bladder"," without Connector (Box of 10)	10	6				Ultrasound Foetal Transducer - comp w/ Bionet - Uterine Contractions		Ultrasound Foetal Transducer - comp w/ Bionet - UC	Bionet "
"	M07-B003		M07-B003	https://www.medten.com/product/10271	Replacement	Reusable		Fetal Accessories and Supplies	Accessories	Fetal abdominal Belt	Reusable Fetal abdominal Belt	Button hole belt/6cm*130cm/Pink"," reusable	Fetal abdominal BeltButton hole belt/6cm*130cm/Pink"," reusable	1	0				Ultrasound Foetal Transducer - comp w/ Bionet - Uterine Contractions		Ultrasound Foetal Transducer - comp w/ Bionet - UC	Bionet "
"	M07-B002		M07-B002	https://www.medten.com/product/10272	Replacement	Reusable		Fetal Accessories and Supplies	Accessories	Fetal abdominal Belt	Reusable Fetal abdominal Belt	Button hole belt/3.5cm*130cm/Pink"," reusable	Fetal abdominal BeltButton hole belt/3.5cm*130cm/Pink"," reusable	1	0				Ultrasound Foetal Transducer - comp w/ Bionet - Uterine Contractions		Ultrasound Foetal Transducer - comp w/ Bionet - UC	Bionet "
"	M07-B006		M07-B006	https://www.medten.com/product/10273	Replacement	Reusable		Fetal Accessories and Supplies	Accessories	Fetal abdominal Belt	Reusable Fetal abdominal Belt	Button hole belt/3.5cm*130cm/Gray"," reusable	Fetal abdominal BeltButton hole belt/3.5cm*130cm/Gray"," reusable	1	0				Ultrasound Foetal Transducer - comp w/ Bionet - Uterine Contractions		Ultrasound Foetal Transducer - comp w/ Bionet - UC	Bionet "
"	M04-W015		M04-W015	https://www.medten.com/product/10274	Replacement	Reusable		SpO2 Accessories and Supplies	Accessories	Single-Patient Use Adhesive Sensor Wraps	Reusable Single-Patient Use Adhesive Sensor Wraps	'Replacement (Box of 5)	Ultrasound Foetal Transducer - comp w/ Bionet - Uterine Contractions		Ultrasound Foetal Transducer - comp w/ Bionet - UC	Bionet "
"	'Single-Patient Use Adhesive Sensor WrapsReplacement (Box of 5)	For Nellcor OXI-P/I"," D-YS'	'Single-Patient Use Adhesive Sensor WrapsReplacement (Box of 5)	Ultrasound Foetal Transducer - comp w/ Bionet - Uterine Contractions		Ultrasound Foetal Transducer - comp w/ Bionet - UC	Bionet "
"	5	For Nellcor OXI-P/I"," D-YS'	5	0				Ultrasound Foetal Transducer - comp w/ Bionet - Uterine Contractions		Ultrasound Foetal Transducer - comp w/ Bionet - UC	Bionet "
"	M04-W014		M04-W014	https://www.medten.com/product/10275	Replacement	Reusable		SpO2 Accessories and Supplies	Accessories	Single-Patient Use Adult Adhesive Wraps	Reusable Single-Patient Use Adult Adhesive Wraps	Replacement (Box of 5)"," used with Nellcor OXI-A/N"," D-YS and Orantech Y-sensors	Single-Patient Use Adult Adhesive WrapsReplacement (Box of 5)"," used with Nellcor OXI-A/N"," D-YS and Orantech Y-sensors	5	0				Ultrasound Foetal Transducer - comp w/ Bionet - Uterine Contractions		Ultrasound Foetal Transducer - comp w/ Bionet - UC	Bionet "
"	M04-G003		M04-G003	https://www.medten.com/product/10276	Replacement	Reusable		SpO2 Accessories and Supplies	Accessories	Foam Tape/Velcro Wrap	Reusable Foam Tape/Velcro Wrap	Replacement used with Multi-site"," reflectance sensors	Foam Tape/Velcro WrapReplacement used with Multi-site"," reflectance sensors	1	0				Ultrasound Foetal Transducer - comp w/ Bionet - Uterine Contractions		Ultrasound Foetal Transducer - comp w/ Bionet - UC	Bionet "
"	KLN-096-08-01-01X		KLN-096-08-01-01X	https://www.medten.com/product/10278	Replacement	Reusable		Telemetry Parts	Parts	Top Housing Assembly	Reusable Top Housing Assembly	for GE PDM	Top Housing Assembly for GE PDM	1	0				Ultrasound Foetal Transducer - comp w/ Bionet - Uterine Contractions		Ultrasound Foetal Transducer - comp w/ Bionet - UC	Bionet "
"	M01-L048		M01-L048	https://www.medten.com/product/10279	Replacement	Reusable		Monitor/Module Parts	Parts	Screw M3.0*12	Reusable Screw M3.0*12	for GE PDM	Screw M3.0*12 for GE PDM	4	0				Ultrasound Foetal Transducer - comp w/ Bionet - Uterine Contractions		Ultrasound Foetal Transducer - comp w/ Bionet - UC	Bionet "
"	M01-L049		M01-L049	https://www.medten.com/product/10280	Replacement	Reusable		Monitor/Module Parts	Parts	Hex Nut M3.0	Reusable Hex Nut M3.0	for GE PDM	Hex Nut M3.0 for GE PDM	1	0				Ultrasound Foetal Transducer - comp w/ Bionet - Uterine Contractions		Ultrasound Foetal Transducer - comp w/ Bionet - UC	Bionet "
"	KLN-096-08-02-01X		KLN-096-08-02-01X	https://www.medten.com/product/10281	Replacement	Reusable		Monitor/Module Parts	Parts	Bottom Housing With Label	Reusable Bottom Housing With Label	for GE PDM	Bottom Housing With Label for GE PDM	1	0				Ultrasound Foetal Transducer - comp w/ Bionet - Uterine Contractions		Ultrasound Foetal Transducer - comp w/ Bionet - UC	Bionet "
"	KLN-096-08-02C		KLN-096-08-02C	https://www.medten.com/product/10282	Replacement	Reusable		Telemetry Parts	Parts	SN Label	Reusable SN Label	for GE PDM	SN Label for GE PDM	1	6				Ultrasound Foetal Transducer - comp w/ Bionet - Uterine Contractions		Ultrasound Foetal Transducer - comp w/ Bionet - UC	Bionet "
"	KLN-096-08-02D		KLN-096-08-02D	https://www.medten.com/product/10283	Replacement	Reusable		Telemetry Parts	Parts	SN Label Film	Reusable SN Label Film	for GE PDM	SN Label Film for GE PDM	1	0				Ultrasound Foetal Transducer - comp w/ Bionet - Uterine Contractions		Ultrasound Foetal Transducer - comp w/ Bionet - UC	Bionet "
"	COCA-PH-27		COCA-PH-27	https://www.medten.com/product/10285	Replacement	Reusable	Philips	Cardiac Output Cables	Accessories	Philips Cardiac Output Cable M1642A	Reusable Philips Cardiac Output Cable M1642A	2.7m	Philips Cardiac Output Cable M1642A2.7m	1	12				Ultrasound Foetal Transducer - comp w/ Bionet - Uterine Contractions		Ultrasound Foetal Transducer - comp w/ Bionet - UC	Bionet "
"	KLN-034-12B		KLN-034-12B	https://www.medten.com/product/10299	Replacement	Reusable	Alaris	Infusion Pump Parts	Parts	Soft plastic feet	Reusable Soft plastic feet	For Alasris 8100 rear case and 8015 battery	Soft plastic feet For Alasris 8100 rear case and 8015 battery	1	6				Ultrasound Foetal Transducer - comp w/ Bionet - Uterine Contractions		Ultrasound Foetal Transducer - comp w/ Bionet - UC	Bionet "
"	KLN-099-09		KLN-099-09	https://www.medten.com/product/10300	Replacement	Reusable	Philips	Telemetry Parts	Parts	Rear Flex Circus Board	Reusable Rear Flex Circus Board	for Philips 867041 Microstream Extension Module	Rear Flex Circus Board for Philips 867041 Microstream Extension Module	1	6				Ultrasound Foetal Transducer - comp w/ Bionet - Uterine Contractions		Ultrasound Foetal Transducer - comp w/ Bionet - UC	Bionet "
"	TNC-ML001		TNC-ML001	https://www.medten.com/product/10304	Replacement	Reusable	Welch Allyn	Medical lamps/bulbs	Parts	Welch Allyn 03000-U",3.5V,"Halogen Lamp	Reusable Welch Allyn 03000-U",3.5V,"Halogen Lamp	3.5V",0.72A,20hrs,Ophthalmoscopes/Dermatoscope,"Welch Allyn 03000-U	Welch Allyn 03000-U",3.5V,"Halogen Lamp 3.5V",0.72A,20hrs,Ophthalmoscopes/Dermatoscope,"Welch Allyn 03000-U	1	0				Ultrasound Foetal Transducer - comp w/ Bionet - Uterine Contractions		Ultrasound Foetal Transducer - comp w/ Bionet - UC	Bionet "
"	TNC-ML002		TNC-ML002	https://www.medten.com/product/10305	Replacement	Reusable	Welch Allyn	Medical lamps/bulbs	Parts	Welch Allyn 03100-U",3.5V,"Halogen Lamp	Reusable Welch Allyn 03100-U",3.5V,"Halogen Lamp	3.5V",0.72A,20hrs,0toscope,"Welch Allyn 03100-U	Welch Allyn 03100-U",3.5V,"Halogen Lamp 3.5V",0.72A,20hrs,0toscope,"Welch Allyn 03100-U	1	0				Ultrasound Foetal Transducer - comp w/ Bionet - Uterine Contractions		Ultrasound Foetal Transducer - comp w/ Bionet - UC	Bionet "
"	TNC-ML003		TNC-ML003	https://www.medten.com/product/10306	Replacement	Reusable	Welch Allyn	Medical lamps/bulbs	Parts	Welch Allyn 04900-U",3.5V,"Halogen Lamp	Reusable Welch Allyn 04900-U",3.5V,"Halogen Lamp	3.5V",0.72A,20hrs,Ophthalmoscope,"Welch Allyn 04900-U	Welch Allyn 04900-U",3.5V,"Halogen Lamp 3.5V",0.72A,20hrs,Ophthalmoscope,"Welch Allyn 04900-U	1	0				Ultrasound Foetal Transducer - comp w/ Bionet - Uterine Contractions		Ultrasound Foetal Transducer - comp w/ Bionet - UC	Bionet "
"	TNC-ML004		TNC-ML004	https://www.medten.com/product/10307	Replacement	Reusable	Welch Allyn	Medical lamps/bulbs	Parts	Welch Allyn 07800-U",6V,"Halogen Lamp	Reusable Welch Allyn 07800-U",6V,"Halogen Lamp	6V",0.71A,75hrs,"Endoscope Xenon llluminator","Welch Allyn 07800-U	Welch Allyn 07800-U",6V,"Halogen Lamp 6V",0.71A,75hrs,"Endoscope Xenon llluminator","Welch Allyn 07800-U	1	0				Ultrasound Foetal Transducer - comp w/ Bionet - Uterine Contractions		Ultrasound Foetal Transducer - comp w/ Bionet - UC	Bionet "
"	TNC-ML005		TNC-ML005	https://www.medten.com/product/10308	Replacement	Reusable	Guerra	Medical lamps/bulbs	Parts	Topcon SL-1E SL-3E 7E SL-3G","6V 20W ","Slit Lamp Halogen Bulb	Reusable Topcon SL-1E SL-3E 7E SL-3G","6V 20W ","Slit Lamp Halogen Bulb	6V",20W,100hrs,"Slit Lamp","Guerra 7507/H	Topcon SL-1E SL-3E 7E SL-3G","6V 20W ","Slit Lamp Halogen Bulb 6V",20W,100hrs,"Slit Lamp","Guerra 7507/H	1	0				Ultrasound Foetal Transducer - comp w/ Bionet - Uterine Contractions		Ultrasound Foetal Transducer - comp w/ Bionet - UC	Bionet "
"	TNC-ML006		TNC-ML006	https://www.medten.com/product/10309	Replacement	Reusable		Medical lamps/bulbs	Parts	Topcon SL-D7 SL-D8","12V 30W","Slit Lamp Halogen Bulb	Reusable Topcon SL-D7 SL-D8","12V 30W","Slit Lamp Halogen Bulb	12V",30W,100hrs,"Slit Lamp","Topcon SL-D7 SL-D8	Topcon SL-D7 SL-D8","12V 30W","Slit Lamp Halogen Bulb 12V",30W,100hrs,"Slit Lamp","Topcon SL-D7 SL-D8	1	0				Ultrasound Foetal Transducer - comp w/ Bionet - Uterine Contractions		Ultrasound Foetal Transducer - comp w/ Bionet - UC	Bionet "
"	TNC-ML007		TNC-ML007	https://www.medten.com/product/10310	Replacement	Reusable		Medical lamps/bulbs	Parts	Topcon ACP-8","12V 50W Slit Lamp Halogen Bulb	Reusable Topcon ACP-8","12V 50W Slit Lamp Halogen Bulb	12V",50W,100hrs,"Slit Lamp","Topcon ACP-8	Topcon ACP-8","12V 50W Slit Lamp Halogen Bulb 12V",50W,100hrs,"Slit Lamp","Topcon ACP-8	1	0				Ultrasound Foetal Transducer - comp w/ Bionet - Uterine Contractions		Ultrasound Foetal Transducer - comp w/ Bionet - UC	Bionet "
"	TNC-ML008		TNC-ML008	https://www.medten.com/product/10311	Replacement	Reusable	Guerra	Medical lamps/bulbs	Parts	Guerra 2158/H"," Inami 50","12V 50W P44S Slit Lamp Halogen Bulb	Reusable Guerra 2158/H"," Inami 50","12V 50W P44S Slit Lamp Halogen Bulb	12V",50W,50hrs,Microscope," Slit Lamp",P44S,"Guerra 2158/H"," Inami 50	Guerra 2158/H"," Inami 50","12V 50W P44S Slit Lamp Halogen Bulb 12V",50W,50hrs,Microscope," Slit Lamp",P44S,"Guerra 2158/H"," Inami 50	1	0				Ultrasound Foetal Transducer - comp w/ Bionet - Uterine Contractions		Ultrasound Foetal Transducer - comp w/ Bionet - UC	Bionet "
"	TNC-ML009		TNC-ML009	https://www.medten.com/product/10312	Replacement	Reusable		Medical lamps/bulbs	Parts	OSRAM 20W 6V PG22 HLX CLEAR HALOGEN LAMP	Reusable OSRAM 20W 6V PG22 HLX CLEAR HALOGEN LAMP	6V",20W,100hrs,"Ophthalmatic Slit Lamp",PG22,"OSRAM 64251	OSRAM 20W 6V PG22 HLX CLEAR HALOGEN LAMP 6V",20W,100hrs,"Ophthalmatic Slit Lamp",PG22,"OSRAM 64251	1	0				Ultrasound Foetal Transducer - comp w/ Bionet - Uterine Contractions		Ultrasound Foetal Transducer - comp w/ Bionet - UC	Bionet "
"	TNC-ML010		TNC-ML010	https://www.medten.com/product/10313	Replacement	Reusable	Ushio	Medical lamps/bulbs	Parts	Donar 28100 ","JPD25V-150W R7S T5 Clear Halogen Lamp	Reusable Donar 28100 ","JPD25V-150W R7S T5 Clear Halogen Lamp	25V",150W,2000hrs,"Dental Unit",R7S,"USHIO 1001106	Donar 28100 ","JPD25V-150W R7S T5 Clear Halogen Lamp 25V",150W,2000hrs,"Dental Unit",R7S,"USHIO 1001106	1	0				Ultrasound Foetal Transducer - comp w/ Bionet - Uterine Contractions		Ultrasound Foetal Transducer - comp w/ Bionet - UC	Bionet "
"	TNC-ML011		TNC-ML011	https://www.medten.com/product/10314	Replacement	Reusable	Osram	Medical lamps/bulbs	Parts	OSRAM 64643","24V 150W GY9.5 CLEAR HALOGEN LAMP	Reusable OSRAM 64643","24V 150W GY9.5 CLEAR HALOGEN LAMP	24V",150W,100hrs,"Dental Unit",GY9.5,"OSRAM 64643	OSRAM 64643","24V 150W GY9.5 CLEAR HALOGEN LAMP 24V",150W,100hrs,"Dental Unit",GY9.5,"OSRAM 64643	1	0				Ultrasound Foetal Transducer - comp w/ Bionet - Uterine Contractions		Ultrasound Foetal Transducer - comp w/ Bionet - UC	Bionet "
"	TNC-ML012		TNC-ML012	https://www.medten.com/product/10315	Replacement	Reusable	Ushio	Medical lamps/bulbs	Parts	USHIO 8000316 SM-B101028 50W 24V G8 CLEAR INCANDESCENT LAMP	Reusable USHIO 8000316 SM-B101028 50W 24V G8 CLEAR INCANDESCENT LAMP	24V",50W,500hrs,"O.T. Light","Ushio SM-B101028","Guerra 67021	USHIO 8000316 SM-B101028 50W 24V G8 CLEAR INCANDESCENT LAMP 24V",50W,500hrs,"O.T. Light","Ushio SM-B101028","Guerra 67021	1	0				Ultrasound Foetal Transducer - comp w/ Bionet - Uterine Contractions		Ultrasound Foetal Transducer - comp w/ Bionet - UC	Bionet "
"	TNC-ML013		TNC-ML013	https://www.medten.com/product/10316	Replacement	Reusable	Osram	Medical lamps/bulbs	Parts	OSRAM 64627 100W 12V HLX MR16 CLEAR HALOGEN LAMP	Reusable OSRAM 64627 100W 12V HLX MR16 CLEAR HALOGEN LAMP	12v",100w,50hrs,microscope,"OSRAM 64627	OSRAM 64627 100W 12V HLX MR16 CLEAR HALOGEN LAMP 12v",100w,50hrs,microscope,"OSRAM 64627	1	0				Ultrasound Foetal Transducer - comp w/ Bionet - Uterine Contractions		Ultrasound Foetal Transducer - comp w/ Bionet - UC	Bionet "
"	TNC-ML014		TNC-ML014	https://www.medten.com/product/10317	Replacement	Reusable	Osram	Medical lamps/bulbs	Parts	OSRAM 64634","150W 15V MR16 GZ6.35 CLEAR HALOGEN LAMP	Reusable OSRAM 64634","150W 15V MR16 GZ6.35 CLEAR HALOGEN LAMP	15V",150W,50hrs,Microscope," Dental",GZ6.35,"OSRAM 64634	OSRAM 64634","150W 15V MR16 GZ6.35 CLEAR HALOGEN LAMP 15V",150W,50hrs,Microscope," Dental",GZ6.35,"OSRAM 64634	1	0				Ultrasound Foetal Transducer - comp w/ Bionet - Uterine Contractions		Ultrasound Foetal Transducer - comp w/ Bionet - UC	Bionet "
"	TNC-LKX01		TNC-LKX01	https://www.medten.com/product/10318	Replacement	Reusable	STORZ	Camera Cables	Accessories	Endoscope Camera Cable for STORZ H3	Reusable Endoscope Camera Cable for STORZ H3	for STORZ H3","3m	Endoscope Camera Cable for STORZ H3for STORZ H3","3m	1	6				Ultrasound Foetal Transducer - comp w/ Bionet - Uterine Contractions		Ultrasound Foetal Transducer - comp w/ Bionet - UC	Bionet "
"	TNC-LKX02		TNC-LKX02	https://www.medten.com/product/10319	Replacement	Reusable	STORZ	Camera Cables	Accessories	Endoscope Camera Cable for STORZ H3-Z /TH100	Reusable Endoscope Camera Cable for STORZ H3-Z /TH100	for STORZ H3-Z /TH100","3m	Endoscope Camera Cable for STORZ H3-Z /TH100for STORZ H3-Z /TH100","3m	1	6				Ultrasound Foetal Transducer - comp w/ Bionet - Uterine Contractions		Ultrasound Foetal Transducer - comp w/ Bionet - UC	Bionet "
"	TNC-LKX03		TNC-LKX03	https://www.medten.com/product/10320	Replacement	Reusable	STORZ	Camera Cables	Accessories	Endoscope Camera Cable for STORZ H3-ZA	Reusable Endoscope Camera Cable for STORZ H3-ZA	for STORZ H3-ZA ","3m	Endoscope Camera Cable for STORZ H3-ZAfor STORZ H3-ZA ","3m	1	6				Ultrasound Foetal Transducer - comp w/ Bionet - Uterine Contractions		Ultrasound Foetal Transducer - comp w/ Bionet - UC	Bionet "
"	TNC-LKX04		TNC-LKX04	https://www.medten.com/product/10321	Replacement	Reusable	Stryker	Camera Cables	Accessories	Endoscope Camera Cable for STRYKER 1188	Reusable Endoscope Camera Cable for STRYKER 1188	for STRYKER 1188 "," 3.5m	Endoscope Camera Cable for STRYKER 1188for STRYKER 1188 "," 3.5m	1	6				Ultrasound Foetal Transducer - comp w/ Bionet - Uterine Contractions		Ultrasound Foetal Transducer - comp w/ Bionet - UC	Bionet "
"	TNC-LKX05		TNC-LKX05	https://www.medten.com/product/10322	Replacement	Reusable		Camera Cables	Accessories	Endoscope Camera Cable for STRYKER 1288	Reusable Endoscope Camera Cable for STRYKER 1288	for STRYKER 1288 ","3.5m	Endoscope Camera Cable for STRYKER 1288for STRYKER 1288 ","3.5m	1	6				Ultrasound Foetal Transducer - comp w/ Bionet - Uterine Contractions		Ultrasound Foetal Transducer - comp w/ Bionet - UC	Bionet "
"	TNC-LKX06		TNC-LKX06	https://www.medten.com/product/10323	Replacement	Reusable	Stryker	Camera Cables	Accessories	Endoscope Camera Cable for STRYKER 1488	Reusable Endoscope Camera Cable for STRYKER 1488	for STRYKER 1488 ","3.5m	Endoscope Camera Cable for STRYKER 1488for STRYKER 1488 ","3.5m	1	6				Ultrasound Foetal Transducer - comp w/ Bionet - Uterine Contractions		Ultrasound Foetal Transducer - comp w/ Bionet - UC	Bionet "
"	TNC-LKX07		TNC-LKX07	https://www.medten.com/product/10324	Replacement	Reusable	Stryker	Camera Cables	Accessories	Endoscope Camera Cable for STRYKER 1588	Reusable Endoscope Camera Cable for STRYKER 1588	for STRYKER 1588 ","3.5m	Endoscope Camera Cable for STRYKER 1588for STRYKER 1588 ","3.5m	1	6				Ultrasound Foetal Transducer - comp w/ Bionet - Uterine Contractions		Ultrasound Foetal Transducer - comp w/ Bionet - UC	Bionet "
"	TNC-LKX08		TNC-LKX08	https://www.medten.com/product/10325	Replacement	Reusable	WOLF	Camera Cables	Accessories	Endoscope Camera Cable for WOLF 5525	Reusable Endoscope Camera Cable for WOLF 5525	for WOLF 5525"," 3m	Endoscope Camera Cable for WOLF 5525for WOLF 5525"," 3m	1	6				Ultrasound Foetal Transducer - comp w/ Bionet - Uterine Contractions		Ultrasound Foetal Transducer - comp w/ Bionet - UC	Bionet "
"	BPC07Z		BPC07Z	https://www.medten.com/product/10326	Replacement	Reusable	Philips	NIBP Connectors and Adapters	Accessories	Philips 6.0mm air hose connector	Reusable Philips 6.0mm air hose connector	ID:4.50mm exit"," 1pc/bag	Philips 6.0mm air hose connectorID:4.50mm exit"," 1pc/bag	1	6				Ultrasound Foetal Transducer - comp w/ Bionet - Uterine Contractions		Ultrasound Foetal Transducer - comp w/ Bionet - UC	Bionet "
"	TNC-GQX01		TNC-GQX01	https://www.medten.com/product/10327	Replacement	Reusable	Stryker	Fiber Optical Cables	Accessories	Replacement Endoscopy Fiber Optic Cable for STRYKER 0233-050-084",5mm,"autoclavable	Reusable Replacement Endoscopy Fiber Optic Cable for STRYKER 0233-050-084",5mm,"autoclavable	5.0 mm × 10 ft Non-Transparent Fiberoptic Light Cable (Storz scope and Strkyer light source fittings"," screw-on)","Light source entrance temperature endurance 400?	Replacement Endoscopy Fiber Optic Cable for STRYKER 0233-050-084",5mm,"autoclavable5.0 mm × 10 ft Non-Transparent Fiberoptic Light Cable (Storz scope and Strkyer light source fittings"," screw-on)","Light source entrance temperature endurance 400?	1	6				Ultrasound Foetal Transducer - comp w/ Bionet - Uterine Contractions		Ultrasound Foetal Transducer - comp w/ Bionet - UC	Bionet "
"	TNC-GQX02		TNC-GQX02	https://www.medten.com/product/10328	Replacement	Reusable	Stryker	Fiber Optical Cables	Accessories	Replacement Endoscopy Fiber Optic Cable for STRYKER 0233-050-084",5mm,"autoclavable	Reusable Replacement Endoscopy Fiber Optic Cable for STRYKER 0233-050-084",5mm,"autoclavable	5.0 mm × 10 ft Non-Transparent Fiberoptic Light Cable (Storz scope and Strkyer light source fittings"," screw-on)","Light source entrance temperature endurance260?	Replacement Endoscopy Fiber Optic Cable for STRYKER 0233-050-084",5mm,"autoclavable5.0 mm × 10 ft Non-Transparent Fiberoptic Light Cable (Storz scope and Strkyer light source fittings"," screw-on)","Light source entrance temperature endurance260?	1	6				Ultrasound Foetal Transducer - comp w/ Bionet - Uterine Contractions		Ultrasound Foetal Transducer - comp w/ Bionet - UC	Bionet "
"	TNC-GQX03		TNC-GQX03	https://www.medten.com/product/10329	Replacement	Reusable	STORZ	Fiber Optical Cables	Accessories	Replacement Endoscopy Y-Fiber Optic Light Cable for STORZ 495UDL ",3m," Ø3.5mm","autoclavable	Reusable Replacement Endoscopy Y-Fiber Optic Light Cable for STORZ 495UDL ",3m," Ø3.5mm","autoclavable	Y-Fiber Optic Light Cable",3m," Ø3.5mm	Replacement Endoscopy Y-Fiber Optic Light Cable for STORZ 495UDL ",3m," Ø3.5mm","autoclavableY-Fiber Optic Light Cable",3m," Ø3.5mm	1	6				Ultrasound Foetal Transducer - comp w/ Bionet - Uterine Contractions		Ultrasound Foetal Transducer - comp w/ Bionet - UC	Bionet "
"	TNC-GQX04		TNC-GQX04	https://www.medten.com/product/10330	Replacement	Reusable	STORZ	Fiber Optical Cables	Accessories	Replacement Endoscopy Fiber Optic Cable for STORZ 495NA","230 cm"," Ø3.5 mm","autoclavable	Reusable Replacement Endoscopy Fiber Optic Cable for STORZ 495NA","230 cm"," Ø3.5 mm","autoclavable	Fiber Optic Light Cable","230 cm"," Ø3.5 mm	Replacement Endoscopy Fiber Optic Cable for STORZ 495NA","230 cm"," Ø3.5 mm","autoclavableFiber Optic Light Cable","230 cm"," Ø3.5 mm	1	6				Ultrasound Foetal Transducer - comp w/ Bionet - Uterine Contractions		Ultrasound Foetal Transducer - comp w/ Bionet - UC	Bionet "
"	TNC-GQX05		TNC-GQX05	https://www.medten.com/product/10331	Replacement	Reusable	Stryker	Fiber Optical Cables	Accessories	Replacement Endoscopy Fiber Optic Cable for STRYKER 0233-050-064",5mm,"autoclavable	Reusable Replacement Endoscopy Fiber Optic Cable for STRYKER 0233-050-064",5mm,"autoclavable	5.0 mm x 10 ft","Clear Case Fiberoptic Light Cable(Storz scope and Stryker light source fittings"," screw-on)	Replacement Endoscopy Fiber Optic Cable for STRYKER 0233-050-064",5mm,"autoclavable5.0 mm x 10 ft","Clear Case Fiberoptic Light Cable(Storz scope and Stryker light source fittings"," screw-on)	1	6				Ultrasound Foetal Transducer - comp w/ Bionet - Uterine Contractions		Ultrasound Foetal Transducer - comp w/ Bionet - UC	Bionet "
"	TNC-GQX06		TNC-GQX06	https://www.medten.com/product/10332	Replacement	Reusable	Stryker	Fiber Optical Cables	Accessories	Replacement Endoscopy Fiber Optic Cable for STRYKER 0233-065-010","autoclavable	Reusable Replacement Endoscopy Fiber Optic Cable for STRYKER 0233-065-010","autoclavable	6.5 mm x 10 ft Fiberoptic Light Cable(Wolf scope and Stryker light source fittings)	Replacement Endoscopy Fiber Optic Cable for STRYKER 0233-065-010","autoclavable6.5 mm x 10 ft Fiberoptic Light Cable(Wolf scope and Stryker light source fittings)	1	6				Ultrasound Foetal Transducer - comp w/ Bionet - Uterine Contractions		Ultrasound Foetal Transducer - comp w/ Bionet - UC	Bionet "
"	KLN-098-10		KLN-098-10	https://www.medten.com/product/10333	Replacement	Reusable	Philips	Telemetry Parts	Parts	Philips IntelliVue X3 Ribbon Cable 453564557711	Reusable Philips IntelliVue X3 Ribbon Cable 453564557711	for Philips IntelliVue X3	Philips IntelliVue X3 Ribbon Cable 453564557711 for Philips IntelliVue X3	1	6				Ultrasound Foetal Transducer - comp w/ Bionet - Uterine Contractions		Ultrasound Foetal Transducer - comp w/ Bionet - UC	Bionet "
"	KLN-008-06		KLN-008-06	https://www.medten.com/product/10334	Replacement	Reusable		Telemetry Parts	Parts	Cap for Blocking C.O. Hole	Reusable Cap for Blocking C.O. Hole	for Philips M3001A/M3012/M3014A	Cap for Blocking C.O. Hole for Philips M3001A/M3012/M3014A	0	6				Ultrasound Foetal Transducer - comp w/ Bionet - Uterine Contractions		Ultrasound Foetal Transducer - comp w/ Bionet - UC	Bionet "
"	KLN-008-07		KLN-008-07	https://www.medten.com/product/10335	Replacement	Reusable		Telemetry Parts	Parts	Cap for Blocking Press And Temp Hole	Reusable Cap for Blocking Press And Temp Hole	for Philips M3001A/M3012/M3014A	Cap for Blocking Press And Temp Hole for Philips M3001A/M3012/M3014A	0	6				Ultrasound Foetal Transducer - comp w/ Bionet - Uterine Contractions		Ultrasound Foetal Transducer - comp w/ Bionet - UC	Bionet "
"	KLN-105-02B		KLN-105-02B	https://www.medten.com/product/10336	Replacement	Reusable	Ohio medical	Blenders/Regulators Parts	Parts	Front Faceplate For Adult 1251/1351	Reusable Front Faceplate For Adult 1251/1351	for Ohio PUSH-TO-SET Adult 1251/1351	Front Faceplate For Adult 1251/1351 for Ohio PUSH-TO-SET Adult 1251/1351	1	6				Ultrasound Foetal Transducer - comp w/ Bionet - Uterine Contractions		Ultrasound Foetal Transducer - comp w/ Bionet - UC	Bionet "
"	KLN-105-02C		KLN-105-02C	https://www.medten.com/product/10337	Replacement	Reusable	Ohio medical	Blenders/Regulators Parts	Parts	Front Faceplate For Neonatal 1279/1372	Reusable Front Faceplate For Neonatal 1279/1372	for Ohio PUSH-TO-SET Neonatal 1279/1372	Front Faceplate For Neonatal 1279/1372 for Ohio PUSH-TO-SET Neonatal 1279/1372	1	6				Ultrasound Foetal Transducer - comp w/ Bionet - Uterine Contractions		Ultrasound Foetal Transducer - comp w/ Bionet - UC	Bionet "
"	KLN-105-02D		KLN-105-02D	https://www.medten.com/product/10338	Replacement	Reusable	Ohio medical	Blenders/Regulators Parts	Parts	Front Faceplate For Pediatric 1271/1371	Reusable Front Faceplate For Pediatric 1271/1371	for Ohio PUSH-TO-SET Pediatric 1271/1371	Front Faceplate For Pediatric 1271/1371 for Ohio PUSH-TO-SET Pediatric 1271/1371	1	6				Ultrasound Foetal Transducer - comp w/ Bionet - Uterine Contractions		Ultrasound Foetal Transducer - comp w/ Bionet - UC	Bionet "
"	KLN-098-08		KLN-098-08	https://www.medten.com/product/10339	Replacement	Reusable	Philips	Telemetry Parts	Parts	Flex FrontEnd To Adapter Board 120mm	Reusable Flex FrontEnd To Adapter Board 120mm	for Philips IntelliVue X3	Flex FrontEnd To Adapter Board 120mm for Philips IntelliVue X3	1	6				Ultrasound Foetal Transducer - comp w/ Bionet - Uterine Contractions		Ultrasound Foetal Transducer - comp w/ Bionet - UC	Bionet "
"	KLN-066-07		KLN-066-07	https://www.medten.com/product/10340	Replacement	Reusable	GE Healthcare	Telemetry Parts	Parts	Trim Knob ?31	Reusable Trim Knob ?31	for GE 4000/5000/B650	Trim Knob ?31 for GE 4000/5000/B650	1	6				Ultrasound Foetal Transducer - comp w/ Bionet - Uterine Contractions		Ultrasound Foetal Transducer - comp w/ Bionet - UC	Bionet "
"	KLN-066-08		KLN-066-08	https://www.medten.com/product/10341	Replacement	Reusable	GE Healthcare	Telemetry Parts	Parts	Trim Knob ?25	Reusable Trim Knob ?25	for GE 3000	Trim Knob ?25 for GE 3000	1	6				Ultrasound Foetal Transducer - comp w/ Bionet - Uterine Contractions		Ultrasound Foetal Transducer - comp w/ Bionet - UC	Bionet "
"	KLN-106-02		KLN-106-02	https://www.medten.com/product/10342	Replacement	Reusable	B. Braun	Infusion Pump Parts	Parts	Dust Plug With O-ring	Reusable Dust Plug With O-ring	for B Braun Infusomat Space	Dust Plug With O-ring for B Braun Infusomat Space	1	6				Ultrasound Foetal Transducer - comp w/ Bionet - Uterine Contractions		Ultrasound Foetal Transducer - comp w/ Bionet - UC	Bionet "
"	KLN-098-05		KLN-098-05	https://www.medten.com/product/10343	Replacement	Reusable	Philips	Telemetry Parts	Parts	Blank SN Plate	Reusable Blank SN Plate	for Philips IntelliVue X3/MX100	Blank SN Plate for Philips IntelliVue X3/MX100	1	6				Ultrasound Foetal Transducer - comp w/ Bionet - Uterine Contractions		Ultrasound Foetal Transducer - comp w/ Bionet - UC	Bionet "
"	KLN-098-05A		KLN-098-05A	https://www.medten.com/product/10344	Replacement	Reusable	Philips	Telemetry Parts	Parts	Blank Plate	Reusable Blank Plate	0	Blank Plate 0	1	6				Ultrasound Foetal Transducer - comp w/ Bionet - Uterine Contractions		Ultrasound Foetal Transducer - comp w/ Bionet - UC	Bionet "
"	KLN-098-05B		KLN-098-05B	https://www.medten.com/product/10345	Replacement	Reusable	Philips	Telemetry Parts	Parts	Plate Latch	Reusable Plate Latch	0	Plate Latch 0	1	6				Ultrasound Foetal Transducer - comp w/ Bionet - Uterine Contractions		Ultrasound Foetal Transducer - comp w/ Bionet - UC	Bionet "
"6012539	SS-003XC-MY30		SS-003XC-MY30	https://www.medten.com/product/10347	Replacement	Reusable	Covidien	SpO2 Sensors	Accessories	Covidien SpO2 Sensor	Reusable Covidien SpO2 Sensor	Replacement: All Sizes"," Multi-Y"," 3.0m"," Nellcor - OxiMax	Covidien SpO2 Sensor"," All Sizes"," Multi-Y"," 3.0m"," Nellcor - OxiMax	1	12				Ultrasound Foetal Transducer - comp w/ Bionet - Uterine Contractions		Ultrasound Foetal Transducer - comp w/ Bionet - UC	Bionet "
"	BPH-AD35-15A-26		BPH-AD35-15A-26	https://www.medten.com/product/10348	Replacement	Reusable	Nihon Kohden	NIBP Air Hoses	Accessories	Nihon Kohden NIBP Air Hose	Reusable Nihon Kohden NIBP Air Hose	Replacement: Adult/Pediatric"," Double Tube"," 3.5m"," Welch Allyn Flexiport	Nihon Kohden NIBP Air Hose"," Adult/Pediatric"," Double Tube"," 3.5m"," Welch Allyn Flexiport	1	6				Ultrasound Foetal Transducer - comp w/ Bionet - Uterine Contractions		Ultrasound Foetal Transducer - comp w/ Bionet - UC	Bionet "
"	TNC-DS028		TNC-DS028	https://www.medten.com/product/10349	Replacement	Reusable	Medline	Reusable DVT Sleeves	Accessories	Medline Reusable DVT Sleeve MDS601MSQ	Reusable Medline Reusable DVT Sleeve MDS601MSQ	Woolen fabric composite with spong",Triple-bladder,Calf,"12-18"" calf circumference","Size M	Medline Reusable DVT Sleeve MDS601MSQWoolen fabric composite with spong",Triple-bladder,Calf,"12-18"" calf circumference","Size M	2	0				Ultrasound Foetal Transducer - comp w/ Bionet - Uterine Contractions		Ultrasound Foetal Transducer - comp w/ Bionet - UC	Bionet "
"	EC-3090RS-I		EC-3090RS-I	https://www.medten.com/product/10352	Replacement	Reusable	Mediana	One-Piece ECG Cables	Accessories	Mediana One-Piece ECG Cable	Reusable Mediana One-Piece ECG Cable	Replacement: 3 lead"," Snap"," 2.5m+0.9m"," With Resistance"," IEC	Mediana One-Piece ECG Cable"," 3 lead"," Snap"," 2.5m+0.9m"," With Resistance"," IEC	1	12				Ultrasound Foetal Transducer - comp w/ Bionet - Uterine Contractions		Ultrasound Foetal Transducer - comp w/ Bionet - UC	Bionet "