## Sheet1
Supplier Product Code | Primary eClass Code | Secondary eClass Code | Product Name | Product Description
0012010 | FJK |  | Pulse Oximetry Finger Sensor - Adult - Nellcor Compatible | Cable Length: 0.9m - Connector Type: 9-pin D(m)
0012040 | FJK |  | Pulse Oximetry Finger Sensor - Adult - CSI Compatible | Cable Length: 3.0m - Connector Type: 5-pin Lemo
0012041 | FJK |  | Pulse Oximetry Finger Sensor - Adult - CSI Compatible | Cable Length: 1.22m - Connector Type: 9-pin D(m) right angled
0012060 | FJK |  | Pulse Oximetry Finger Sensor - Adult - Novametrix Compatible | Cable Length: 3.0m - Connector Type: 7-pin Hypertronics(m)
0012101 | FJK |  | Viamed Finger Pulse Oximeter VM-2101 | Can be used on paediatrics, 20kg+<br>As a guide equates to 6 year olds:<br>50th percentile - Boys 5 years 9 months, height 114 cm<br>50th percentile - Girls 5 years 11 months, height 114 cm<br>Derived from WHO reference 2007.
0012103 | FJK |  | Viamed Finger Pulse Oximeter Viamed VM-2103 | Can be used on paediatrics, 20kg+<br>As a guide equates to 6 year olds:<br>50th percentile - Boys 5 years 9 months, height 114 cm<br>50th percentile - Girls 5 years 11 months, height 114 cm<br>Derived from WHO reference 2007.
0012105 | FJK |  | Viamed Silicone Finger Pulse Oximeter VM-2105 - Grey | Can be used on paediatrics, 20kg+<br>As a guide equates to 6 year olds:<br>50th percentile - Boys 5 years 9 months, height 114 cm<br>50th percentile - Girls 5 years 11 months, height 114 cm<br>Derived from WHO reference 2007.
0012106 | FJK |  | Viamed Silicone Finger Pulse Oximeter VM-2105 - Orange | Can be used on paediatrics, 20kg+<br>As a guide equates to 6 year olds:<br>50th percentile - Boys 5 years 9 months, height 114 cm<br>50th percentile - Girls 5 years 11 months, height 114 cm<br>Derived from WHO reference 2007.
0012155 | FJK |  | Viamed Hand Held Pulse Oximeter VM-2160-L | Hand held model<br>Includes: <br>Adult standard sensor (hard shell, not silicone), Silicone case protector, 3 x AA batteries.<br>Language package version: Central Europe
0012160 | FJK |  | Viamed Hand Held Pulse Oximeter VM-2160 | Hand held model<br>Includes: <br>Adult standard sensor (hard shell, not silicone), Silicone case protector, 3 x AA batteries.<br>Language package version: Central Europe
0012220 | FJK |  | Pulse Oximetry Multi-Site `Y` Sensor - Ohmeda Compatible | Cable Length: 0.9m - Connector Type: 9-pin D(m)
0012230 | FJK |  | Pulse Oximetry Multi-Site `Y` Sensor - Datex Compatible | Cable Length: 0.9m - Connector Type: 9-pin D(m)
0012240 | FJK |  | Pulse Oximetry Multi-Site `Y` Sensor - CSI Compatible | Cable Length: 0.9m - Connector Type: 9-pin D(m) right angled
0012250 | FJK |  | Pulse Oximetry Multi-Site `Y` Sensor - BCI Compatible | Cable Length: 0.9m - Connector Type: 9-pin D(m)
0012260 | FJK |  | Pulse Oximetry Multi-Site `Y` Sensor - Novametrix Compatible | Cable Length: 0.9m
0012411 | FJK |  | Pulse Oximetry Extension Cable - Nellcor Compatible | Cable Length: 1.8m - Connector Type: 9-pin D(f) to 9-pin D(m)
0012414 | FJK |  | Pulse Oximetry Extension Cable - CSI Compatible | Cable Length: 1.8m - Connector Type: 9-pin D(f) right angled to 5-pin Lemo
0012415 | FJK |  | Pulse Oximetry Extension Cable - BCI Compatible | Cable Length: 1.8m - Connector Type: 9-pin D(f) to 9-pin D(m)
0012416 | FJK |  | Pulse Oximetry Adaptor Cable - Novametrix Compatible | Cable Length: 1.8m - Connector Type: 9-pin D(f) to 7-pin Hypertronics (m)
0012417 | FJK |  | Pulse Oximetry Adaptor Cable - Hewlett Packard Compatible | Cable Length: 1.8m - Connector Type: 9-pin D(f) to 12-pin HP (m)
0012418 | FJK |  | Pulse Oximetry Adaptor Cable - Spacelabs Compatible | Cable Length: 1.8m - Connector Type: 9-pin D(f) to 12-pin Hypertronics (m)
0012421 | FJK |  | Pulse Oximetry Extension Cable - Nellcor Compatible | Cable Length: 3.0m - Connector Type: 9-pin D(f) to 9-pin D(m)
0012423 | FJK |  | Pulse Oximetry Adaptor Cable - Datex Compatible | Cable Length: 3.0m - Connector Type: 9-pin D(f) to 10-pin Datex (m)
0012424 | FJK |  | Pulse Oximetry Extension Cable - CSI Compatible | Cable Length: 3.0m - Connector Type: 9-pin D(f) right angled to 5-pin Lemo
0012425 | FJK |  | Pulse Oximetry Extension Cable - BCI Compatible | Cable Length: 3.0m - Connector Type: 9-pin D(f) to 9-pin D(m)
0012426 | FJK |  | Pulse Oximetry Adaptor Cable - Novametrix Compatible | Cable Length: 3.0m - Connector Type: 9-pin D(f) to 7-pin Hypertronics (m)
0012427 | FJK |  | Pulse Oximetry Adaptor Cable - Hewlett Packard Compatible | Cable Length: 3.0m - Connector Type: 9-pin D(f) to 12-pin HP (m)
0012428 | FJK |  | Pulse Oximetry Adaptor Cable - Spacelabs Compatible | Cable Length: 3.0m - Connector Type: 9-pin D(f) to 12-pin Hypertronics (m)
0014002 | FJK |  | Pulse Oximetry Finger Sensor - Nellcor DS-100A Oximax Digit X1 | Patient weight range: >40 kg - Patient weight range: >40 kg<br>Purple connector, all 9 pins connected
0014006 | FJK |  | Pulse Oximetry Finger Sensor - Nellcor Dura-Y D-YS Oximax D-YS | Cable Length: 3ft - Patient weight range: >1 kg - Purple connector, all 9 pins connected
0014060 | FJK |  | Pulse Oximetry Extension Cable - Nellcor DEC-4 | Cable Length: 4ft - Connector Type: 9 pin D (f) - 9 pin D (m)
0014061 | FJK |  | Pulse Oximetry Extension Cable - Nellcor DEC-8 | Cable Length: 8ft - Connector Type: 9 pin D (f) - 9 pin D (m)
0014062 | FJK |  | Pulse Oximetry Sensor/Extension Cable - Nellcor DOC-10 | 3M style 14 way connector (purple) key way - off centre top left (widest side of connector).
0014070 | FJK |  | Pulse Oximetry Sensor/Extension Cable - Nellcor SCP-10 | 3M style 14 way connector (grey) no key way. 9 way D type receptacle with centre top key way.
0014071 | FJK |  | Pulse Oximetry Sensor/Extension Cable - Nellcor MC-10 | 3M style 14 way connector (grey) with centre top raised key way. 9 way D type receptacle with centre top key way.
0014072 | FJK |  | Pulse Oximetry Sensor/Extension Cable - Nellcor OEM-10 | 3M style 14 way connector (grey) no key way. 9 way D type receptacle (purple) with centre bottom key way.
0014500 | FJK |  | Pulse Oximetry Finger Sensor - Masimo LNOP DCI - Adult - 1269 | Cable Length: 90cm
0014501 | FJK |  | Pulse Oximetry Finger Sensor - Masimo LNOP DCIP - Paediatric - 1276
0014502 | FJK |  | Pulse Oximetry Multi-site Sensor - Masimo LNOP YI - 1544
0014503 | FJK |  | Pulse Oximetry Ear Sensor - Masimo LNOP Soft Touch - 1399
0014504 | FJK |  | Pulse Oximetry Sensor - Masimo LNOP TC-I Tip-Clip - 1794
0014506 | FJK |  | Pulse Oximetry Sensor - Masimo LNOP DCSC - Adult - 1396 | For use on patients >30kg, Warranty 6 months
0014507 | FJK |  | Pulse Oximetry Sensor - Masimo LNOP DC-195 (LNOPv-150) - 1560
0014520 | FJK |  | Pulse Oximetry Patient Cable - Masimo PC04 - 1173 | LNOP version cable, Warranty 6 months. Cable Length: 4ft
0014521 | FJK |  | Pulse Oximetry Patient Cable - Masimo PC08 - 1005 | Cable Length: 8ft
0014522 | FJK |  | Pulse Oximetry Patient Cable - Masimo PC12 - 1006 | Cable Length: 12ft
0014523 | FJK |  | Pulse Oximetry Extension Cable - Masimo PC04 - 1619 | Cable Length: 4ft
0014540 | FJK |  | Disposable Pulse Oximetry Sensor - Masimo LNOP - Adult - 1001
0014541 | FJK |  | Disposable Pulse Oximetry Sensor - Masimo LNOP - Paediatric - 1025 | Box of 20
0014542 | FJK |  | Disposable Pulse Oximetry Sensor - Masimo LNOP - Neonatal - 1002 | Box of 20
0014543 | FJK |  | Disposable Pulse Oximetry Sensor - Masimo LNOP NeoPt - Neonatal - 1003 | Box of 20. With Posey wrap.
0014590 | FJK |  | Pulse Oximetry Silicone Finger Sensor - Viamed - Adult - SCA6500VM | For use with VM-2160 and VM-2500 - Cable Length: 1.2m
0014591 | FJK |  | Pulse Oximetry Silicone Finger Sensor - Viamed - Paediatric - SCPA6500VM | For use with VM-2160 and VM-2500 - Cable Length: 1.2m
0014595 | FJK |  | Pulse Oximetry Silicone Finger Sensor - Viamed - Adult - SCA6501VM | For use with VM-2160 and VM-2500 - Cable Length: 1.2m
0014596 | FJK |  | Pulse Oximetry Silicone Finger Sensor - Viamed - Paediatric - SCPA6501VM | For use with VM-2160 and VM-2500 - Cable Length: 1.2m
0014601 | FJK |  | Pulse Oximetry Finger Sensor - Nellcor Compatible - Adult - SF4001 | Cable Length: 0.90m - Connect Type: 9 pin D type, (7 pins loaded)
0014602 | FJK |  | Pulse Oximetry Finger Sensor - Nellcor Compatible - Adult - SF4002 | Cable Length: 2.0m - Connector Type: 9 pin D type, (7 pins loaded)
0014603 | FJK |  | Pulse Oximetry Finger Sensor - HP/Philips Compatible - Adult - SF4006 | Cable Length: 2.95m - Connector Type: Old circular 12 pin connector
0014604 | FJK |  | Pulse Oximetry Finger Sensor - HP/Philips Compatible - Adult - SF4007 | Cable Length: 2.0m - Connector Type: Latest 8 pin connector (horse shoe type)
0014605 | FJK |  | Pulse Oximetry Finger Sensor - Datex Compatible - Adult - SF4011 | Cable Length: 0.9m - Connector Type: 9 pin D type, (9 pins loaded)
0014606 | FJK |  | Pulse Oximetry Finger Sensor - Datex Compatible - Adult - SF4012 | Cable Length: 2.95m - Connector Type: 10 pin circular Nicolet style
0014607 | FJK |  | Pulse Oximetry Finger Sensor - Ohmeda Compatible - Adult - SF4016 | Cable Length: 2.95m - Connector Type: 9 pin Hypertronics/Hypertac (7 pins loaded)
0014608 | FJK |  | Pulse Oximetry Finger Sensor - Ohmeda Compatible - Adult - SF4017 | Cable Length: 1.0m - Connector Type: 9 pin Hypertronics/Hypertac (7 pins loaded)
0014609 | FJK |  | Pulse Oximetry Finger Sensor - BCI Compatible - Adult - SF4021 | Cable Length: 1.2m - Connector Type: 9 pin D type (9 pins loaded)
0014610 | FJK |  | Pulse Oximetry Finger Sensor - Nonin Compatible - Adult - SF4026 | Cable Length: 0.9m - Connector Type: 9 pin D type (7 pins loaded)
0014611 | FJK |  | Pulse Oximetry Finger Sensor - CSI Compatible - Adult - SF4036 | Cable Length: 0.9m - Connector Type: 9 pin D type (6 pins loaded)
0014612 | FJK |  | Pulse Oximetry Finger Sensor - CSI Compatible - Adult - SF4037 | Cable Length: 2.95m - Connector Type: 9 pin D type (6 pins loaded)
0014613 | FJK |  | Pulse Oximetry Finger Sensor - Novametrix Compatible - Adult - SF4041 | Cable Length: 2.95m - Connector Type: 7 pin Hypertronics/Hypertac (6 pins loaded)
0014614 | FJK |  | Pulse Oximetry Finger Sensor - Nihon Kohden Compatible - Adult - SF4046 | Cable Length: 2.95m - Connector Type: Circular
0014615 | FJK |  | Pulse Oximetry Finger Sensor - Nihon Kohden Compatible - Adult - SF4047 | Cable Length: 1.60m - Connector Type: Large format 9 pin D type
0014617 | FJK |  | Pulse Oximetry Finger Sensor - Datascope Compatible - Adult - SF4061 | Cable Length: 0.90m - Connector Type: 9 Pin D type
0014618 | FJK |  | Pulse Oximetry Finger Sensor - Datascope Compatible - Adult - SF4062 | Cable Length: 2.95m - Connector Type: 8 pin DIN
0014619 | FJK |  | Pulse Oximetry Finger Sensor - Spacelabs Compatible - Adult - SF4066 | Cable Length: 2.95m
0014620 | FJK |  | Pulse Oximetry Finger Sensor - Sensormedics Compatible - Adult - SF4071 | Cable Length: 0.90m
0014621 | FJK |  | Pulse Oximetry Finger Sensor - Palco Compatible - Adult - SF4076 | Cable Length: 2.40m - Connector Type: Telephone style connector 6 pin plug
0014625 | FJK |  | Pulse Oximetry Finger Sensor - GE Datex Compatible - Adult - SF4013 | Cable Length: 2.95m - Connector Type: 11 pin rectangular, 2 key ways
0014650 | FJK |  | Pulse Oximetry Finger Sensor - Viamed - Adult - SF6500 | For use with VM-2160 and VM-2500. Cable Length: 1.2m
0014701 | FJK |  | Pulse Oximetry Silicone Finger Sensor - Nellcor Compatible - Adult - SC4001 | Cable Length: 0.9m - Connector Type: 9 pin D type (7 pins loaded)
0014702 | FJK |  | Pulse Oximetry Silicone Finger Sensor - Nellcor Compatible - Adult - SC4002 | Cable Length: 2.0m - Connector Type: 9 pin D type (7 pins loaded)
0014703 | FJK |  | Pulse Oximetry Silicone Finger Sensor - HP/Philips Compatible -Adult - SC4006 | Cable Length: 2.95m - Connector Type: Original 12 pin connector
0014704 | FJK |  | Pulse Oximetry Silicone Finger Sensor - HP/Philips Compatible - Adult - SC4007 | Cable Length: 2.0m - Connector Type: Latest 8 pin connector
0014705 | FJK |  | Pulse Oximetry Silicone Finger Sensor - Datex Compatible - Adult - SC4011 | Cable Length: 0.90 m - Connector Type: 9 pin D type, (9 pins loaded)
0014706 | FJK |  | Pulse Oximetry Silicone Finger Sensor - Datex Compatible - Adult - SC4012 | Cable Length: 2.95 m - Connector Type: 10 pin circular Nicolet style
0014707 | FJK |  | Pulse Oximetry Silicone Finger Sensor - Ohmeda Compatible - Adult - SC4016 | Cable Length: 2.95 m - Connector Type: 9 pin Hypertronics/Hypertac (7 pins loaded)
0014708 | FJK |  | Pulse Oximetry Silicone Finger Sensor - Ohmeda Compatible - Adult - SC4017 | Cable Length: 1.00 m - Connector Type: 9 pin Hypertronics/Hypertac (7 pins loaded)
0014709 | FJK |  | Pulse Oximetry Silicone Finger Sensor - BCI Compatible - Adult - SC4021 | Cable Length: 1.20 m - Connector Type: 9 pin D type (9 pins loaded)
0014710 | FJK |  | Pulse Oximetry Silicone Finger Sensor - Nonin Compatible - Adult - SC4026 | Cable Length: 0.90 m - Connector Type: 9 pin D type (7 pins loaded)
0014711 | FJK |  | Pulse Oximetry Silicone Finger Sensor - CSI Compatible - Adult - SC4036 | Cable Length: 0.90 m - Connector Type: 9 pin D type (6 pins loaded)
0014712 | FJK |  | Pulse Oximetry Silicone Finger Sensor - CSI Compatible - Adult - SC4037 | Cable Length: 2.95 m - Connector Type: 9 pin D type (6 pins loaded)
0014713 | FJK |  | Pulse Oximetry Silicone Finger Sensor - Novametrix Compatible - Adult - SC4041 | Cable Length: 2.95 m - Connector Type: 7 pin Hypertronics/Hypertac (6 pins loaded)
0014714 | FJK |  | Pulse Oximetry Silicone Finger Sensor - Nihon Kohden Compatible - Adult - SC4046 | Cable Length: 2.95 m - Connector Type: Circular
0014715 | FJK |  | Pulse Oximetry Silicone Finger Sensor - Nihon Kohden Compatible - Adult - SC4047 | Cable Length: 1.60 m - Connector Type: Large format 9 pin D type
0014717 | FJK |  | Pulse Oximetry Silicone Finger Sensor - Datascope Compatible - Adult - SC4061 | Cable Length: 0.90m - Connector Type: 9 Pin D type
0014718 | FJK |  | Pulse Oximetry Silicone Finger Sensor - Datascope Compatible - Adult - SC4062 | Cable Length: 2.95 m - Connector Type: 8 pin DIN
0014719 | FJK |  | Pulse Oximetry Silicone Finger Sensor - Spacelabs Compatible - Adult - SC4066 | Cable Length: 2.95 m
0014720 | FJK |  | Pulse Oximetry Silicone Finger Sensor - Sensormedics Compatible - Adult - SC4071 | Cable Length: 0.90 m
0014721 | FJK |  | Pulse Oximetry Silicone Finger Sensor - Palco Compatible - Adult - SC4076 | Cable Length: 2.40 m - Connector Type: Telephone style connector 6 pin plug
0014722 | FJK |  | Pulse Oximetry Silicone Finger Sensor - Minolta Compatible Adult - SC4031 | Cable Length: 0.33 m
0014723 | FJK |  | Pulse Oximetry Silicone Finger Sensor - HP/Philips Compatible - Adult - SC4007L SC4008 | Cable Length: 2.90 m - Connector Type: Latest 8 pin connector.
0014724 | FJK |  | Pulse Oximetry Silicone Finger Sensor - Nihon Kohden Compatible - Adult - SC4047R | Cable Length: 2.95 m - Connector Type: New style 14 pin rectangular
0014725 | FJK |  | Pulse Oximetry Silicone Finger Sensor - GE Datex Compatible Adult - SC4013 | Cable Length: 2.95 m - Connector Type: 11 pin rectangular, 2 key ways
0014750 | FJK |  | Pulse Oximetry Silicone Finger Sensor - Viamed - Adult - SC6500VM | For use with VM-2160 and VM-2500. Cable Length: 1.2m
0014751 | FJK |  | Pulse Oximetry Silicone Finger Sensor - Viamed - Paediatric - SCP6500VM | For use with VM-2160 and VM-2500. Cable Length: 1.2m
0014755 | FJK |  | Pulse Oximetry Silicone Finger Sensor - Viamed - Adult - SC6501VM | For use with VM-2160 and VM-2500. Cable Length: 1.2m
0014756 | FJK |  | Pulse Oximetry Silicone Finger Sensor - Viamed - Paediatric - SCP6501VM | For use with VM-2160 and VM-2500. Cable Length: 1.2m
0014761 | FJK |  | Pulse Oximetry Silicone Finger Sensor - Nellcor Compatible - Paediatric - SCP4001 | Cable Length: 0.9m - Connector Type: 9 pin D type (7 pins loaded)
0014762 | FJK |  | Pulse Oximetry Silicone Finger Sensor - Nellcor Compatible - Paediatric - SCP4002 | Cable Length: 2.0m - Connector Type: 9 pin D type (7 pins loaded)
0014763 | FJK |  | Pulse Oximetry Silicone Finger Sensor - HP/Philips Compatible - Paediatric - SCP4006 | Cable Length: 2.95 m - Connector Type: Original 12 pin connector.
0014764 | FJK |  | Pulse Oximetry Silicone Finger Sensor - HP/Philips Compatible - Paediatric - SCP4007 | Cable Length: 2.00 m - Connector Type: Latest 8 pin connector.
0014765 | FJK |  | Pulse Oximetry Silicone Finger Sensor - Datex Compatible - Paediatric - SCP4011 | Cable Length: 0.90 m - Connector Type: 9 pin D type, (9 pins loaded)
0014766 | FJK |  | Pulse Oximetry Silicone Finger Sensor - Datex Compatible - Paediatric - SCP4012 | Cable Length: 2.95 m - Connector Type: 10 pin circular Nicolet style
0014767 | FJK |  | Pulse Oximetry Silicone Finger Sensor - Ohmeda Compatible - Paediatric - SCP4016 | Cable Length: 2.95 m - Connector Type: 9 pin Hypertronics/Hypertac (7 pins loaded)
0014768 | FJK |  | Pulse Oximetry Silicone Finger Sensor - Ohmeda Compatible - Paediatric - SCP4017 | Cable Length: 1.00 m - Connector Type: 9 pin Hypertronics/Hypertac (7 pins loaded)
0014769 | FJK |  | Pulse Oximetry Silicone Finger Sensor - BCI Compatible - Paediatric - SCP4021 | Cable Length: 1.20 m - Connector Type: 9 pin D type (9 pins loaded)
0014770 | FJK |  | Pulse Oximetry Silicone Finger Sensor - Nonin Compatible - Paediatric - SCP4026 | Cable Length: 1.20 m - Connector Type: 9 pin D type (7 pins loaded)
0014771 | FJK |  | Pulse Oximetry Silicone Finger Sensor - CSI Compatible - Paediatric - SCP4036 | Cable Length: 0.90 m - Connector Type: 9 pin D type (6 pins loaded)
0014772 | FJK |  | Pulse Oximetry Silicone Finger Sensor - CSI Compatible - Paediatric - SCP4037 | Cable Length: 2.95 m - Connector Type: 9 pin D type (6 pins loaded)
0014773 | FJK |  | Pulse Oximetry Silicone Finger Sensor - Novametrix Compatible - Paediatric - SCP4041 | Cable Length: 2.95 m - Connector Type: 7 pin Hypertronics/Hypertac (6 pins loaded)
0014774 | FJK |  | Pulse Oximetry Silicone Finger Sensor - Nihon Kohden Compatible - Paediatric - SCP4046 | Cable Length: 2.95 m - Connector Type: Circular
0014775 | FJK |  | Pulse Oximetry Silicone Finger Sensor - Nihon Kohden Compatible - Paediatric - SCP4047 | Cable Length: 1.60 m - Connector Type: Large format 9 pin D type
0014777 | FJK |  | Pulse Oximetry Silicone Finger Sensor - Datascope Compatible - Paediatric - SCP4061 | Cable Length: 0.90 m - Connector Type: 9 Pin D type
0014778 | FJK |  | Pulse Oximetry Silicone Finger Sensor - Datascope Compatible - Paediatric - SCP4062 | Cable Length: 2.95 m - Connector Type: 8 pin DIN
0014779 | FJK |  | Pulse Oximetry Silicone Finger Sensor - Spacelabs Compatible - Paediatric - SCP4066 | Cable Length: 2.95 m
0014780 | FJK |  | Pulse Oximetry Silicone Finger Sensor - Sensormedics Compatible - Paediatric - SCP4071 | Cable Length: 0.90 m
0014781 | FJK |  | Pulse Oximetry Silicone Finger Sensor - Palco Compatible - Paediatric - SCP4076 | Cable Length: 2.40 m - Connector Type: Telephone style connector 6 pin plug
0014782 | FJK |  | Pulse Oximetry Silicone Finger Sensor - Minolta Compatible - Paediatric - SCP4031 | Cable Length: 2.95 m
0014785 | FJK |  | Pulse Oximetry Silicone Finger Sensor - GE Datex Compatible - Paediatric - SCP4013 | Cable Length: 2.95 m - Connector Type: 11 pin rectangular, 2 key ways
0014801 | FJK |  | Pulse Oximetry Ear Sensor - Nellcor Compatible - EP4001 | Cable Length: 0.9m - Connector Type: 9 pin D type (7 pins loaded)
0014802 | FJK |  | Pulse Oximetry Ear Sensor - HP/Philips Compatible - EP4007 | Cable Length: 2.0m - Connector Type: Latest 8 pin connector
0014803 | FJK |  | Pulse Oximetry Ear Sensor - Datex Compatible - EP4011 | Cable Length: 0.9m - Connector Type: 9 pin D
0014804 | FJK |  | Pulse Oximetry Ear Sensor - Datex Compatible - EP4012 | Cable Length: 2.95m - Connector Type: 10 pin circular Nicolet style
0014805 | FJK |  | Pulse Oximetry Ear Sensor - Ohmeda Compatible - EP4016 | Cable Length: 2.95m - Connector Type: 9 pin Hypertronics/Hypertac (7 pins loaded)
0014806 | FJK |  | Pulse Oximetry Ear Sensor - Nihon Kohden Compatible - EP4046 | Cable Length: 2.95m - Connector Type: Circular
0014807 | FJK |  | Pulse Oximetry Ear Sensor - Nihon Kohden Compatible - EP4047 | Cable Length: 1.60m - Connector Type: Large format 9 pin D type
0014816 | FJK |  | Pulse Oximetry Ear Sensor - GE Datex Compatible - EP4013 | Cable Length: 2.95m - Connector Type: 11 pin rectangular, 2 key ways
0014821 | FJK |  | Pulse Oximetry Wrap Sensor - Nellcor Compatible - W4001 | Cable Length: 0.9m
0014822 | FJK |  | Pulse Oximetry Wrap Sensor - Nellcor Compatible - W4002 | Cable Length: 2.0m
0014823 | FJK |  | Pulse Oximetry Wrap Sensor - HP/Philips Compatible - W4006 | Cable Length: 2.95m
0014824 | FJK |  | Pulse Oximetry Wrap Sensor - HP/Philips Compatible - W4007 | Cable Length: 2.0m - Connector Type: Latest 8 pin connector
0014825 | FJK |  | Pulse Oximetry Ear Sensor - Viamed - EP6500VM | For use with VM-2160 and VM-2500. Cable Lengh: 1.2m
0014826 | FJK |  | Pulse Oximetry Wrap Sensor - Datex Compatible - W4011 | Cable Length: 0.9m - Connector Type: 9 pin D' type
0014827 | FJK |  | Pulse Oximetry Wrap Sensor - Datex Compatible - W4012 | Cable Length: 2.95m - Connector Type: 10 pin circular Nicolet style
0014828 | FJK |  | Pulse Oximetry Wrap Sensor - Ohmeda Compatible - W4016 | Cable Length: 2.95m - Connector Type: 9 pin Hypertronics/Hypertac (7 pins loaded)
0014829 | FJK |  | Pulse Oximetry Wrap Sensor - Ohmeda Compatible - W4017 | Cable Length: 1.00m - Connector Type: 9 pin Hypertronics/Hypertac (7 pins loaded)
0014835 | FJK |  | Pulse Oximetry Wrap Sensor - Viamed - W6500VM | For use with VM-2160 and VM-2500. Cable Lengh: 1.2m
0014895 | FJK |  | Pulse Oximetry Extension Cable - XT 6500 | For use with VM-2160 and VM-2500. Cable Length 1.2m
0014896 | FJK |  | Pulse Oximetry Extension Cable - XT 6501 | For use with VM-2160 and VM-2500. Cable Length 2.4m
0014901 | FJK |  | Disposable Pulse Oximetry Sensors - Nellcor Compatible - Adult - Micro Foam - 1-AF | Cable length 45cm (18"). Box of 24.
0014902 | FJK |  | Disposable Pulse Oximetry Sensors - Nellcor Compatible - Paediatric - Micro Foam - 1-PF | Cable length 45cm (18"). Box of 24.
0014903 | FJK |  | Disposable Pulse Oximetry Sensors - Nellcor Compatible - Infant - Micro Foam - 1-IF | Cable length 90cm (36"). Box of 24.
0014904 | FJK |  | Disposable Pulse Oximetry Sensors - Nellcor Compatible - Neonatal - Micro Foam - 1-NF | Cable length 90cm (36"). Box of 24.
0014905 | FJK |  | Disposable Pulse Oximetry Sensors - Nellcor Compatible - Adult - Transpore - 1-AT | Cable length 45cm (18"). Box of 24.
0014906 | FJK |  | Disposable Pulse Oximetry Sensors - Nellcor Compatible - Paediatric - Transpore - 1-PT | Cable length 45cm (18"). Box of 24.
0014909 | FJK |  | Disposable Pulse Oximetry Sensors - Nellcor Compatible - Adult - Plaster - 1-AP | Cable length 45cm (18"). Box of 24.
0014910 | FJK |  | Disposable Pulse Oximetry Sensors - Nellcor Compatible - Paediatric - Plaster - 1-PP | Cable length 45cm (18"). Box of 24.
0014911 | FJK |  | Disposable Pulse Oximetry Sensors - Nellcor Compatible - Infant - Plaster - 1-IP | Cable length 90cm (36"). Box of 24.
0014912 | FJK |  | Disposable Pulse Oximetry Sensors - Nellcor Compatible - Neonatal - Plaster - 1-NP | Cable length 90cm (36"). Box of 24.
0014913 | FJK |  | Disposable Pulse Oximetry Sensors - Ohmeda Compatible - Adult - Micro Foam - 2-AF | Cable length 45cm (18"). Box of 24.
0014914 | FJK |  | Disposable Pulse Oximetry Sensors - Ohmeda Compatible - Paediatric - Micro Foam - 2-PF | Cable length 45cm (18"). Box of 24.
0014915 | FJK |  | Disposable Pulse Oximetry Sensors - Ohmeda Compatible - Infant - Micro Foam - 2-IF | Cable length 90cm (36"). Box of 24.
0014916 | FJK |  | Disposable Pulse Oximetry Sensors - Ohmeda Compatible - Neonatal - Micro Foam - 2-NF | Cable length 90cm (36"). Box of 24.
0014917 | FJK |  | Disposable Pulse Oximetry Sensors - Ohmeda Compatible - Adult - Transpore - 2-AT | Cable length 45cm (18"). Box of 24.
0014918 | FJK |  | Disposable Pulse Oximetry Sensors - Ohmeda Compatible - Paediatric - Transpore - 2-PT | Cable length 45cm (18"). Box of 24.
0014921 | FJK |  | Disposable Pulse Oximetry Sensors - Ohmeda Compatible - Adult - Plaster - 2-AP | Cable length 45cm (18"). Box of 24.
0014922 | FJK |  | Disposable Pulse Oximetry Sensors - Ohmeda Compatible - Paediatric - Plaster - 2-PP | Cable length 45cm (18"). Box of 24.
0014923 | FJK |  | Disposable Pulse Oximetry Sensors - Ohmeda Compatible - Infant - Plaster - 2-IP | Cable length 90cm (36"). Box of 24.
0014924 | FJK |  | Disposable Pulse Oximetry Sensors - Ohmeda Compatible - Neonatal - Plaster - 2-NP | Cable length 90cm (36"). Box of 24.
0014925 | FJK |  | Disposable Pulse Oximetry Sensors - Datex Compatible - Adult - Micro Foam - 3-AF | Cable length 45cm (18"). Box of 24.
0014926 | FJK |  | Disposable Pulse Oximetry Sensors - Datex Compatible - Paediatric - Micro Foam - 3-PF | Cable length 45cm (18"). Box of 24.
0014927 | FJK |  | Disposable Pulse Oximetry Sensors - Datex Compatible - Infant - Micro Foam - 3-IF | Cable length 90cm (36"). Box of 24.
0014928 | FJK |  | Disposable Pulse Oximetry Sensors - Datex Compatible - Neonatal - Micro Foam - 3-NF | Cable length 90cm (36"). Box of 24.
0014929 | FJK |  | Disposable Pulse Oximetry Sensors - Datex Compatible - Adult - Transpore - 3-AT | Cable length 45cm (18"). Box of 24.
0014930 | FJK |  | Disposable Pulse Oximetry Sensors - Datex Compatible - Paediatric - Transpore - 3-PT | Cable length 45cm (18"). Box of 24.
0014933 | FJK |  | Disposable Pulse Oximetry Sensors - Datex Compatible - Adult - Plaster - 3-AP | Cable length 45cm (18"). Box of 24.
0014934 | FJK |  | Disposable Pulse Oximetry Sensors - Datex Compatible - Paediatric - Plaster - 3-PP | Cable length 45cm (18"). Box of 24.
0014935 | FJK |  | Disposable Pulse Oximetry Sensors - Datex Compatible - Infant - Plaster - 3-IP | Cable length 90cm (36"). Box of 24.
0014936 | FJK |  | Disposable Pulse Oximetry Sensors - Datex Compatible - Neonatal - Plaster - 3-NP | Cable length 90cm (36"). Box of 24.
0014937 | FJK |  | Disposable Pulse Oximetry Sensors - CSI Compatible - Adult - Micro Foam - 4-AF | Cable length 45cm (18"). Box of 24.
0014938 | FJK |  | Disposable Pulse Oximetry Sensors - CSI Compatible - Paediatric - Micro Foam - 4-PF | Cable length 45cm (18"). Box of 24.
0014939 | FJK |  | Disposable Pulse Oximetry Sensors - CSI Compatible - Infant - Micro Foam - 4-IF | Cable length 90cm (36"). Box of 24.
0014940 | FJK |  | Disposable Pulse Oximetry Sensors - CSI Compatible - Neonatal - Micro Foam - 4-NF | Cable length 90cm (36"). Box of 24.
0014941 | FJK |  | Disposable Pulse Oximetry Sensors - CSI Compatible - Adult - Transpore - 4-AT | Cable length 45cm (18"). Box of 24.
0014942 | FJK |  | Disposable Pulse Oximetry Sensors - CSI Compatible - Paediatric - Transpore - 4-PT | Cable length 45cm (18"). Box of 24.
0014945 | FJK |  | Disposable Pulse Oximetry Sensors - CSI Compatible - Adult - Plaster - 4-AP | Cable length 45cm (18"). Box of 24.
0014946 | FJK |  | Disposable Pulse Oximetry Sensors - CSI Compatible - Paediatric - Plaster - 4-PP | Cable length 45cm (18"). Box of 24.
0014947 | FJK |  | Disposable Pulse Oximetry Sensors - CSI Compatible - Infant - Plaster - 4-IP | Cable length 45cm (18"). Box of 24.
0014948 | FJK |  | Disposable Pulse Oximetry Sensors - CSI Compatible - Neonatal - Plaster - 4-NP | Cable length 90cm (36"). Box of 24.
0014949 | FJK |  | Disposable Pulse Oximetry Sensors - BCI Compatible - Adult - Micro Foam - 5-AF | Cable length 45cm (18"). Box of 24.
0014950 | FJK |  | Disposable Pulse Oximetry Sensors - BCI Compatible - Paediatric - Micro Foam - 5-PF | Cable length 45cm (18"). Box of 24.
0014951 | FJK |  | Disposable Pulse Oximetry Sensors - BCI Compatible - Infant - Micro Foam - 5-IF | Cable length 90cm (36"). Box of 24.
0014952 | FJK |  | Disposable Pulse Oximetry Sensors - BCI Compatible - Neonatal - Micro Foam - 5-NF | Cable length 90cm (36"). Box of 24.
0014953 | FJK |  | Disposable Pulse Oximetry Sensors - BCI Compatible - Adult - Transpore - 5-AT | Cable length 45cm (18"). Box of 24.
0014954 | FJK |  | Disposable Pulse Oximetry Sensors - BCI Compatible - Paediatric - Transpore - 5-PT | Cable length 45cm (18"). Box of 24.
0014957 | FJK |  | Disposable Pulse Oximetry Sensors - BCI Compatible - Adult - Plaster - 5-AP | Cable length 45cm (18"). Box of 24.
0014958 | FJK |  | Disposable Pulse Oximetry Sensors - BCI Compatible - Paediatric - Plaster - 5-PP | Cable length 45cm (18"). Box of 24.
0014959 | FJK |  | Disposable Pulse Oximetry Sensors - BCI Compatible - Infant - Plaster - 5-IP | Cable length 90cm (36"). Box of 24.
0014960 | FJK |  | Disposable Pulse Oximetry Sensors - BCI Compatible - Neonatal - Plaster - 5-NP | Cable length 90cm (36"). Box of 24.
0014961 | FJK |  | Disposable Pulse Oximetry Sensors - Novametrix Compatible - Adult - Micro Foam - 6-AF | Cable length 45cm (18"). Box of 24.
0014962 | FJK |  | Disposable Pulse Oximetry Sensors - Novametrix Compatible - Paediatric - Micro Foam - 6-PF | Cable length 45cm (18"). Box of 24.
0014963 | FJK |  | Disposable Pulse Oximetry Sensors - Novametrix Compatible - Infant - Micro Foam - 6-IF | Cable length 90cm (36"). Box of 24.
0014964 | FJK |  | Disposable Pulse Oximetry Sensors - Novametrix Compatible - Neonatal - Micro Foam - 6-NF | Cable length 90cm (36"). Box of 24.
0014965 | FJK |  | Disposable Pulse Oximetry Sensors - Novametrix Compatible - Adult - Transpore - 6-AT | Cable length 45cm (18"). Box of 24.
0014966 | FJK |  | Disposable Pulse Oximetry Sensors - Novametrix Compatible - Paediatric - Transpore - 6-PT | Cable length 45cm (18"). Box of 24.
0014969 | FJK |  | Disposable Pulse Oximetry Sensors - Novametrix Compatible - Adult - Plaster - 6-AP | Cable length 45cm (18"). Box of 24.
0014970 | FJK |  | Disposable Pulse Oximetry Sensors - Novametrix Compatible - Paediatric - Plaster - 6-PP | Cable length 45cm (18"). Box of 24.
0014971 | FJK |  | Disposable Pulse Oximetry Sensors - Novametrix Compatible - Infant - Plaster - 6-IP | Cable length 90cm (36"). Box of 24.
0014972 | FJK |  | Disposable Pulse Oximetry Sensors - Novametrix Compatible - Neonatal - Plaster - 6-NP | Cable length 90cm (36"). Box of 24.
0014973 | FJK |  | Disposable Pulse Oximetry Sensors - Nonin Compatible - Adult - Micro Foam - 7-AF | Cable length 45cm (18"). Box of 24.
0014974 | FJK |  | Disposable Pulse Oximetry Sensors - Nonin Compatible - Paediatric - Micro Foam - 7-PF | Cable length 45cm (18"). Box of 24.
0014975 | FJK |  | Disposable Pulse Oximetry Sensors - Nonin Compatible - Infant - Micro Foam - 7-IF | Cable length 90cm (36"). Box of 24.
0014976 | FJK |  | Disposable Pulse Oximetry Sensors - Nonin Compatible - Neonatal - Micro Foam - 7-NF | Cable length 90cm (36"). Box of 24.
0014977 | FJK |  | Disposable Pulse Oximetry Sensors - Nonin Compatible - Adult - Transpore - 7-AT | Cable length 45cm (18"). Box of 24.
0014978 | FJK |  | Disposable Pulse Oximetry Sensors - Nonin Compatible - Paediatric - Transpore - 7-PT | Cable length 45cm (18"). Box of 24.
0014981 | FJK |  | Disposable Pulse Oximetry Sensors - Nonin Compatible - Adult - Plaster - 7-AP | Cable length 45cm (18"). Box of 24.
0014982 | FJK |  | Disposable Pulse Oximetry Sensors - Nonin Compatible - Paediatric - Plaster - 7-PP | Cable length 45cm (18"). Box of 24.
0014983 | FJK |  | Disposable Pulse Oximetry Sensors - Nonin Compatible - Infant - Plaster - 7-IP | Cable length 90cm (36"). Box of 24.
0014984 | FJK |  | Disposable Pulse Oximetry Sensors - Nonin Compatible - Neonatal - Plaster - 7-NP | Cable length 90cm (36"). Box of 24.
0014985 | FJK |  | Disposable Pulse Oximetry Sensors - Viamed- Adult - Micro Foam - 8-AF | Cable length 45cm (18"). Box of 24.
0014986 | FJK |  | Disposable Pulse Oximetry Sensors - Viamed - Paediatric - Micro Foam - 8-PF | Cable length 45cm (18"). Box of 24.
0014987 | FJK |  | Disposable Pulse Oximetry Sensors - Viamed - Infant - Micro Foam - 8-IF | Cable length 90cm (36"). Box of 24.
0014988 | FJK |  | Disposable Pulse Oximetry Sensors - Viamed - Neonatal - Micro Foam - 8-NF | Cable length 90cm (36"). Box of 24.
0014989 | FJK |  | Disposable Pulse Oximetry Sensors - Viamed - Adult - Transpore - 8-AT | Cable length 45cm (18"). Box of 24.
0014990 | FJK |  | Disposable Pulse Oximetry Sensors - Viamed - Paediatric - Transpore - 8-PT | Cable length 45cm (18"). Box of 24.
0014993 | FJK |  | Disposable Pulse Oximetry Sensors - Viamed - Adult - Plaster - 8-AP | Cable length 45cm (18"). Box of 24.
0014994 | FJK |  | Disposable Pulse Oximetry Sensors - Viamed - Paediatric - Plaster - 8-PP | Cable length 45cm (18"). Box of 24.
0014995 | FJK |  | Disposable Pulse Oximetry Sensors - Viamed - Infant - Plaster - 8-IP | Cable length 90cm (36"). Box of 24.
0014996 | FJK |  | Disposable Pulse Oximetry Sensors - Viamed - Neonatal - Plaster - 8-NP | Cable length 90cm (36"). Box of 24.
0018520 | FJK |  | Pulse Oximetry Finger Sensor - Nihon Kohden Compatible - P852RA | Cable Length: 10ft (3m) - Connector: 12 pin Hypertronics
0018530 | FJK |  | Pulse Oximetry Finger Sensor - Odam Bruker Compatible - P853RA | Cable Length: 12ft (3.65m) - Connector: 9 pin D'
0018540 | FJK |  | Pulse Oximetry Finger Sensor - Medlab Comdek Compatible - P854RA | Cable Length: 12ft (3.65m) - Connector: Switchcraft, 5 way
0018550 | FJK |  | Pulse Oximetry Finger Sensor - BCI Compatible - P855RA | Cable Length: 12ft (3.65m) - Connector: 9 pin Hypertronics
0018560 | FJK |  | Pulse Oximetry Finger Sensor - Nellcor Compatible - P856RA | Cable Length: 3ft (0.9m) - Connector: 9 pin D'
0018570 | FJK |  | Pulse Oximetry Finger Sensor - Spacelabs Compatible - P857RA | Cable Length: 10ft (3m) - Connector: 5 pin Lemo
0018580 | FJK |  | Pulse Oximetry Finger Sensor - Nellcor Compatible - P858RA | Cable Length: 3ft (0.9m) - Connector: 9 pin D'
0018590 | FJK |  | Pulse Oximetry Finger Sensor - Pace Tech Compatible - P859RA | Cable Length: 12ft (3.65m) - Connector: 8 pin DIN
0018600 | FJK |  | Pulse Oximetry Finger Sensor - Simed, Baxter Compatible - P860RA | Cable Length: 3ft (0.9m) - Connector: Compu-shield, 6 way
0018610 | FJK |  | Pulse Oximetry Finger Sensor - BCI Compatible - P861RA | Cable Length: 12ft (3.65m) - Connector: 9 pin Hypertronics
0018620 | FJK |  | Pulse Oximetry Finger Sensor - Criticare Compatible - P862RA | Cable Length: 12ft (3.65m) - Connector: 9 pin Hypertronics
0018630 | FJK |  | Pulse Oximetry Finger Sensor - Datascope Compatible - P863RA. | Cable Length: 3ft (0.9m) - Connector: 9 pin D', right angled
0018640 | FJK |  | Pulse Oximetry Finger Sensor - Datascope Compatible - P864RA | Cable Length: 3ft (0.9m) - Connector: 9 pin D'
0018650 | FJK |  | Pulse Oximetry Finger Sensor - Sensormedics Compatible - P865RA | Cable Length: 10ft (3m) - Connector: 9 pin D', right angled
0018660 | FJK |  | Pulse Oximetry Finger Sensor - Simed, Baxter Compatible - P866RA | Cable Length: 3ft (0.9m) - Connector: 9 pin D'
0018670 | FJK |  | Pulse Oximetry Finger Sensor - Ohmeda Compatible - P867RA | Cable Length: 12ft (3.65m) - Connector: DPK1 (grey), 10 way
0018680 | FJK |  | Pulse Oximetry Finger Sensor - Criticare Compatible - P868RA | Cable Length: 3ft (0.9m) - Connector: 9 pin D'
0018690 | FJK |  | Pulse Oximetry Finger Sensor - Criticare Compatible - P869RA | Cable Length: 3ft (0.9m) - Connector: Sub min, 6 way
0018700 | FJK |  | Pulse Oximetry Finger Sensor - Criticare Compatible - P870RA | Cable Length: 10ft (3m) - Connector: 7 pin Hypertronics
0018710 | FJK |  | Pulse Oximetry Finger Sensor - Nonin Compatible - P871RA | Cable Length: 10ft (3m) - Connector: 7 pin Hypertronics
0018720 | FJK |  | Pulse Oximetry Finger Sensor - Datex Compatible - P872RA | Cable Length: 3ft (0.9m) - Connector: 9 pin D'
0018730 | FJK |  | Pulse Oximetry Finger Sensor - Datex Compatible - P873RA | Cable Length: 10ft (3m) - Connector: 7 pin Lemo
0018740 | FJK |  | Pulse Oximetry Finger Sensor - Palco Compatible - P874RA | Cable Length: 12ft (3.65m) - Connector: 12 pin SPK1-A
0018750 | FJK |  | Pulse Oximetry Finger Sensor - Novametrix Compatible - P875RA | Cable Length: 8ft (2.4m) - Connector: 9 pin D'
0018760 | FJK |  | Pulse Oximetry Finger Sensor - Novametrix Compatible - P876RA | Cable Length: 12ft (3.65m) - Connector: 12 pin DPK1 (maroon)
0018770 | FJK |  | Pulse Oximetry Finger Sensor - Critikon Compatible - P877RA | Cable Length: 10ft (3m) - Connector: 12 pin Hypertronics
0018780 | FJK |  | Pulse Oximetry Finger Sensor - Invivo Compatible - P878RA | Cable Length: 12ft (3.65m) - Connector: SPK1 (purple), 10 way
0018790 | FJK |  | Pulse Oximetry Finger Sensor - Artema Compatible - P879RA | Cable Length: 10ft (3m) - Connector: Thorkom, 12 way
0018800 | FJK |  | Pulse Oximetry Finger Sensor - Nonin Compatible - P880RA | Cable Length: 10ft (3m) - Connector: 7 pin Lemo
0018860 | FJK |  | Pulse Oximetry Finger Sensor - Kontron Compatible - P886RA | Cable Length: 10ft (3m) - Connector: 11 pin Marquette
0018870 | FJK |  | Pulse Oximetry Finger Sensor - Spacelabs Compatible - P887RA | Cable Length: 12ft (3.65m) - Connector: 12 pin HP
0018880 | FJK |  | Pulse Oximetry Finger Sensor - S&W (Ohmeda) Compatible - P888RA | Cable Length: 12ft (3.65m) - Connector: SPK1-N (pink), 10 way
0018900 | FJK |  | Pulse Oximetry Finger Sensor - Critikon Compatible - P890RA | Cable Length: 12ft (3.65m) - Connector: 8 pin Philips HP
0018910 | FJK |  | Pulse Oximetry Finger Sensor - Critikon Compatible - P891RA | Cable Length: 10ft (3m)-Connector: 7 pin Lemo
0018920 | FJK |  | Pulse Oximetry Finger Sensor - GE Marquette (Nellcor technology, non-Oximax) Compatible - P892RA | Cable Length: 10ft (3m)-Connector: 11 pin Marquette
0018950 | FJK |  | Pulse Oximetry Finger Sensor - Hewlett Packard Compatible - P895RA | Cable Length: 12ft (3.65m)-Connector: 12 pin HP
0018960 | FJK |  | Pulse Oximetry Finger Sensor - S&W (Nellcor) Compatible - P896RA | Cable Length: 12ft (3.65m)-Connector: SPK1-N (pink), 10 way
0018970 | FJK |  | Pulse Oximetry Finger Sensor - Philips Hewlett Packard Compatible - P897RA | Cable Length: 12ft (3.65m)-Connector: 8 pin Philips HP
0019238 | FJK |  | Pulse Oximetry Extension Cable - Siemens Compatible - P923E8 | Cable Length: 8ft (2.4m) - Probe Connector: Type D - Contact points: 9 - Gender: F - Monitor Connector Type - Siemens - Contact Points: 10 - Gender: M
0019248 | FJK |  | Pulse Oximetry Extension/Adapter Cable - Spacelabs Compatible - P924E8 | Cable Length: 8ft (2.4m) - Probe Connector: Type D - Contact points: 9 - Gender: F - Monitor Connector Type - Spacelabs - Contact Points: 10 - Gender: M
0019252 | FJK |  | Pulse Oximetry Extension/Adapter Cable - Spacelabs Compatible - P925E2 | Cable Length: 2ft (0.6m) - Probe Connector: Type Hypertronics - Contact points: 7 - Gender: F - Monitor Connector Type - Hypertronics - Contact Points: 12 - Gender: M - pins 5,6,7,8 & 12 missing
0019260 | FJK |  | Pulse Oximetry Extension/Adapter Cable - Spacelabs Compatible - P926E10 | Cable Length: 10ft (3m) - Probe Connector: Type D - Contact points: 9 - Gender: F - Monitor Connector Type - Hypertronics - Contact Points: 12 - Gender: M - pins 5,6,7,9,& 10 missing
0019278 | FJK |  | Pulse Oximetry Extension Cable - Spacelabs Compatible - P927E8 | Cable Length: 8ft (2.4m) - Probe Connector: Type D - Contact points: 9 - Gender: F - Monitor Connector Type - Hypertronics - Contact Points: 12 - Gender: M - pins 5,6,7,9,& 10 missing
0019280 | FJK |  | Pulse Oximetry Extension Cable - Spacelabs Compatible - P928E10 | Cable Length: 10ft (3m) - Probe Connector: Hypertronics - Contact points: 7 - Gender: F - Monitor Connector Type - Hypertronics - Contact Points: 7 - Gender: M - pin 7 missing
0019538 | FJK |  | Pulse Oximetry Extension Cable - Odam Bruker Compatible - P953E8 | Cable Length: 8ft (2.4m) - Probe Connector: Type D - Contact points: 7 - Gender: F - Monitor Connector Type - - Contact Points: 12 - Gender: M
0019564 | FJK |  | Pulse Oximetry Extension Cable - Nellcor Compatible - P956E4 | Cable Length: 4ft (1.2m) - Probe Connector: Type D - Contact points: 9 - Gender: F - Monitor Connector Type - D - Contact Points: 9 - Gender: M - pins 4 & 8 missing
0019568 | FJK |  | Pulse Oximetry Extension Cable - Nellcor Compatible - P956E8 | Cable Length: 8ft (2.4m) - Probe Connector: Type D - Contact points: 9 - Gender: F - Monitor Connector Type - D - Contact Points: 9 - Gender: M - pins 4 & 8 missing
0019578 | FJK |  | Pulse Oximetry Extension Cable - Nellcor Compatible - P957E8 | Cable Length: 8ft (2.4m) - Probe Connector: Type D - Contact points: 9 - Gender: F - Monitor Connector Type - 3M - Contact Points: 14 - Gender: F - No key way
0019618 | FJK |  | Pulse Oximetry Extension Cable - BCI Compatible - P961E8 | Cable Length: 8ft (2.4m) - Probe Connector: Type D - Contact points: 9 - Gender: F - Monitor Connector Type - Redel - Contact Points: 7 - Gender: M
0019630 | FJK |  | Pulse Oximetry Extension/Adapter Cable - Datascope Compatible - P963E10 | Cable Length: 10ft (3m) - Probe Connector: Type D - Contact points: 9 - Gender: F - Monitor Connector Type - DIN - Contact Points: 8 - Gender: M
0019650 | FJK |  | Pulse Oximetry Extension/Adapter Cable - Critikon/Sensormedics Compatible - P965E10 | Cable Length: 10ft (3m) - Probe Connector: Type Compushield - Contact points: 6 - Gender: F - Monitor Connector Type - Thorkom - Contact Points: 12 - Gender: F - sockets 5,8,9 & 10 missing
0019688 | FJK |  | Pulse Oximetry Extension Cable - Criticare Compatible - P968E8 | Cable Length: 8ft (2.4m) - Probe Connector: Type D - Contact points: 9 - Gender: F - Monitor Connector Type - D - Contact Points: 9 - Gender: M - pins 3,7 & 8 missing
0019698 | FJK |  | Pulse Oximetry Extension/Adapter Cable - Criticare Compatible - P969E8 | Cable Length: 8ft (2.4m) - Probe Connector: Type D - Contact points: 9 - Gender: F - Monitor Connector Type - Lemo - Contact Points: 5 - Gender: M
0019710 | FJK |  | Pulse Oximetry Extension Cable - Nonin Compatible - P971E10 | Cable Length: 10ft (3m) - Probe Connector: Type D - Contact points: 9 - Gender: - Monitor Connector Type - D - Contact Points: 9 - Gender: M - pins 4 & 8 missing
0019713 | FJK |  | Pulse Oximetry Extension Cable - Nonin Compatible - P971E3 | Cable Length: 3ft (0.9m) - Probe Connector: Type D - Contact points: 9 - Gender: F - Monitor Connector Type - D - Contact Points: 9 - Gender: M - pins 4 & 8 missing
0019718 | FJK |  | Pulse Oximetry Extension Cable - Nonin Compatible - P971E8 | Cable Length: 8ft (2.4m) - Probe Connector: Type D - Contact points: 9 - Gender: - Monitor Connector Type - D - Contact Points: 9 - Gender: M - pins 4 & 8 missing
0019730 | FJK |  | Pulse Oximetry Extension/Adapter Cable - Datex Compatible - P973E10 | Cable Length: 10ft (3m) - Probe Connector: Type D - Contact points: 9 - Gender: F - Monitor Connector Type - DPK1 - Contact Points: 10 - Gender: F - sockets 2, 3 & 0 missing
0019733 | FJK |  | Pulse Oximetry Extension/Adapter Cable - Datex Compatible - P973E33 | Cable Length: 33ft (10m) - Probe Connector: Type D - Contact points: 9 - Gender: F - Monitor Connector Type - DPK1 - Contact Points: 10 - Gender: F - sockets 2, 3 & 0 missing
0019735 | FJK |  | Pulse Oximetry Extension/Adapter Cable - Datex Compatible - P973E5 | Cable Length: 5ft (1.5m) - Probe Connector: Type D - Contact points: 9 - Gender: F - Monitor Connector Type - DPK1 - Contact Points: 10 - Gender: F - sockets 2, 3 & 0 missing
0019910 | FJK |  | Pulse Oximetry Extension/Adapter Cable - Critikon Compatible - P991E10 | Cable Length: 10ft (3m) - Probe Connector: Type Compushield - Contact points: 6 - Gender: F - Monitor Connector Type - Lemo - Contact Points: 7 - Gender: M
0019928 | FJK |  | Pulse Oximetry Extension Cable - Marquette Compatible - P992E8 | Cable Length: 8ft (2.4m) - Probe Connector: Type D - Contact points: 9 - Gender: F - Monitor Connector Type - Marquette - Contact Points: 11 - Gender: M
0019938 | FJK |  | Pulse Oximetry Extension Cable - Pacetec Compatible - P993E8 | Cable Length: 8ft (2.4m) - Probe Connector: Type D - Contact points: 9 - Gender: F - Monitor Connector Type - Redel - Contact Points: 7 - Gender: M
0019948 | FJK |  | Pulse Oximetry Extension Cable - HME Compatible - P994E8 | Cable Length: 8ft (2.4m) - Probe Connector: Type D - Contact points: 9 - Gender: F - Monitor Connector Type - Redel - Contact Points: 7 - Gender: M
0019968 | FJK |  | Pulse Oximetry Extension Cable - S&W (Nellcor) Compatible - P996E8 | Cable Length: 8ft (2.4m) - Probe Connector: Type D - Contact points: 9 - Gender: F - Monitor Connector Type - SPK1-N - Contact Points: 10 - Gender: F
0019978 | FJK |  | Pulse Oximetry Extension Cable - S&W (Ohmeda) Compatible - P997E8 | Cable Length: 8ft (2.4m) - Probe Connector: Type D - Contact points: 9 - Gender: F - Monitor Connector Type - SPK1-O - Contact Points: 10 - Gender: F
0019988 | FJK |  | Pulse Oximetry Extension Cable - Draeger Compatible - P998E8 | Cable Length: 8ft (2.4m) - Probe Connector: Type D - Contact points: 9 - Gender: F - Monitor Connector Type - Draeger - Contact Points: 8 - Gender: M
0021013 | FJK |  | Posey Sensor wraps - Box of 12 - Model: 6554 | Also available in case of 48 boxes
0021014 | FJK |  | Posey Sensor wraps - Case of 48 boxes - Model: 6554 | Also available in single boxes of 12
0021018 | FJK |  | Posey Sensor wraps - Box of 12 - Model: 6554P | Also available in case of 48 boxes
0021019 | FJK |  | Posey Sensor wraps - Case of 48 boxes - Model: 6554P | Also available in single boxes of 12
0022160 | FJK |  | Protection cover for Viamed VM-2160 - Clear
0022174 | FJK |  | USB Cable for use with Viamed VM-2160
0022175 | FJK |  | Lanyard (Blue) for use with Viamed VM-2160
0022178 | FJK |  | Carrying case for VM-2160 | Hi-vis yellow case, with grey inside. MicrAgard antimicrobial protection. Flame retardant to aircraft standards. Fluid repellent. Non rot. U/V stable. Washable at 60 degrees C. Silverstorm self healing & waterproof zips. Silverlining inners. Excellent abrasion & tear resistance. High visibility & reflective properties. Dimensions - external (approximate): 220mm (L) x 80mm x (W) x 85mm (H)
0022190 | FJK |  | Pulse Oximeter Soft Carrying Case (Black) | Carrying cases with belt loop and D-ring for the convenient storage and protection of most models of finger pulse oximeters. Available in black, orange or green.<br>Features: Soft construction. Securing flap with hook and loop fastener. Belt loop with attached D-ring. External Dimensions: 85 mm (L) x 50 mm (W) x 50 mm (D). Internal Dimensions: 70 mm (L) x 40 mm (W) x 40 mm (D).
0022191 | FJK |  | Pulse Oximeter Soft Carrying Case (Orange) | Carrying cases with belt loop and D-ring for the convenient storage and protection of most models of finger pulse oximeters. Available in black, orange or green.<br>Features: Soft construction. Securing flap with hook and loop fastener. Belt loop with attached D-ring. External Dimensions: 85 mm (L) x 50 mm (W) x 50 mm (D). Internal Dimensions: 70 mm (L) x 40 mm (W) x 40 mm (D).
0022192 | FJK |  | Pulse Oximeter Soft Carrying Case (Green) | Carrying cases with belt loop and D-ring for the convenient storage and protection of most models of finger pulse oximeters. Available in black, orange or green.<br>Features: Soft construction. Securing flap with hook and loop fastener. Belt loop with attached D-ring. External Dimensions: 85 mm (L) x 50 mm (W) x 50 mm (D). Internal Dimensions: 70 mm (L) x 40 mm (W) x 40 mm (D).
0110001 | FYZ |  | Teledyne Oxygen sensor C-1R | OEM Part Number: B39022, Output Connector: 1 mm pin, lead wires x 2, Sensor Output: 200 +/- 40 ?A, Response Time: < 30 s
0110002 | FYZ |  | Teledyne Oxygen sensor C-2R | OEM Part Number: B39023, Output Connector: 1 mm pin, lead wires x 2, Sensor Output: 200 +/- 40 ?A, Response Time: < 30 s
0110013 | FYZ |  | Teledyne Oxygen sensor R-13 | OEM Part Number: 5500, Output Connector: 1 mm pins, x 4, Sensor Output: 0.4 +/- 0.1 ?A, Response Time: < 6 s
0110015 | FYZ |  | Teledyne Oxygen sensor R-15 | OEM Part Number: 0237-2034-700, Output Connector: Slip rings, 3, Sensor Output: 59 +/- 11 ?A, Response Time: < 15 s
0110016 | FYZ |  | Teledyne Oxygen sensor R-17MEDV | OEM Part Number: C43690, Output Connector: Phone jack socket, 0.141", Sensor Output: 9 - 13 mV, Response Time: < 6 s
0110017 | FYZ |  | Teledyne Oxygen sensor R-17MED | OEM Part Number: C43690, Output Connector: Phone jack socket, 0.141", Sensor Output: 7 - 13 mV, Response Time: < 6 s
0110021 | FYZ |  | Teledyne Oxygen sensor R-22MEDV | OEM Part Number: 83 620 30, Output Connector: Molex KK, 3 pin plug, Sensor Output: 9 - 13 mV, Response Time: < 6 s
0110022 | FYZ |  | Teledyne Oxygen sensor R-22MED | OEM Part Number: C44611, Output Connector: Molex KK, 3 pin plug, Sensor Output: 7 - 13 mV, Response Time: < 6 s
0110023 | FYZ |  | Viamed Oxygen sensor R-23V | OEM Part Number: 6850645, Output Connector: Slip rings, 3, Sensor Output: 13 - 16 mV, Response Time: < 12 s
0110024 | FYZ |  | Teledyne Oxygen sensor R-24MED | OEM Part Number: 64 19 332 E380E, Output Connector: Molex KK, 3 pin plug, Sensor Output: 10 - 17 mV, Response Time: < 10 s
0110026 | FYZ |  | Teledyne Oxygen sensor R-26MED | OEM Part Number: 8-100412-00, Output Connector: Phone jack socket, 0.141", Sensor Output: 7 - 13 mV, Response Time: < 10 s
0110034 | FYZ |  | Teledyne Oxygen sensor R-34MED | OEM Part Number: R115P85, Output Connector: Mini power socket, Sensor Output: 12 +/- 2 mV, Response Time: < 5 s
0110036 | FYZ |  | Teledyne Oxygen sensor R-36MED | OEM Part Number: 64 19 332 E380E, Output Connector: Molex KK, 3 pin plug, Sensor Output: 10 - 17 mV, Response Time: < 20 s
0110040 | FYZ |  | Viamed Oxygen sensor R-30V | OEM Part Number: 6050-0004-110, Output Connector: Phone socket, 6P4C, Sensor Output: 9 - 12 mV, Response Time: < 12 s
0110041 | FYZ |  | Viamed Oxygen sensor R-41V | OEM Part Number: 6735142, Output Connector: Phone jack socket, 3.5 mm, Sensor Output: 13 - 16 mV, Response Time: < 12 s
0110042 | FYZ |  | Viamed Oxygen sensor R-42V | OEM Part Number: 130060001, Output Connector: AMP plug, 2 pin, Sensor Output: 9 - 11.5 mV, Response Time: < 12 s
0110043 | FYZ |  | Viamed Oxygen sensor R-43V - Pack of 2 sensors - Matched Pair | OEM Part Number: 6600-1278-600, Output Connector: Slip rings, 2, Sensor Output: 23 - 35 mV, Response Time: < 12 s
0110044 | FYZ |  | Viamed Oxygen sensor R-44V | OEM Part Number: 806572, Output Connector: Molex, 3 pin, lead wire, Sensor Output: 9 - 13 mV, Response Time: < 12 s
0110045 | FYZ |  | Viamed Oxygen sensor R-45V | OEM Part Number: 0600-00-0002, Output Connector: Molex KK, 3 pin plug, Sensor Output: 9 - 13 mV, Response Time: < 12 s
0110047 | FYZ |  | Viamed Oxygen sensor R-47V | OEM Part Number: OOM204, Output Connector: Molex, 3 pin, Sensor Output: 9.0 - 13.5 mV, Response Time: < 12 s
0110051 | FYZ |  | Teledyne Oxygen sensor T-1 | OEM Part Number: A37016, Output Connector: Slip rings, 2, Sensor Output: 200 +/- 40 ?A, Response Time: < 30 s
0110052 | FYZ |  | Teledyne Oxygen sensor T-2 | OEM Part Number: A38070, Output Connector: Slip rings, 2, Sensor Output: 200 +/- 40 ?A, Response Time: < 30 s
0110054 | FYZ |  | Teledyne Oxygen sensor T-4 | OEM Part Number: A37017, Output Connector: 1 mm plug, x 3, Sensor Output: 0.4 +/- 0.2 ?A, Response Time: < 6 s
0110057 | FYZ |  | Teledyne Oxygen sensor T-7 | OEM Part Number: A51327, Output Connector: Phone socket, 4 way, Sensor Output: 0.4 +/- 0.1 ?A, Response Time: < 6 s
0110071 | FYZ |  | Teledyne Oxygen sensor R-22MEDV - Pack of 2 - Matched Pair | OEM Part Number: 83 620 30, Output Connector: Molex KK, 3 pin plug, Sensor Output: 9 - 13 mV, Response Time: < 6 s
0110080 | FYZ |  | Teledyne Oxygen sensor UFO 130-1 | OEM Part Number: 010-1120-00, Output Connector: DIL, 10 pin, Sensor Output: 3.4 +/- 0.4 V, Response Time: < 130 ms
0110081 | FYZ |  | Teledyne Oxygen sensor UFO 130-2 | OEM Part Number: 010-1120-01, Output Connector: DIL, 10 pin, Sensor Output: 3.4 +/- 0.4 V, Response Time: < 130 ms
0110403 | FYZ |  | Maxtec Oxygen sensor MAX-3 | OEM Part Number: MOX-3, Output Connector: Phone socket, 4 way, Sensor Output: 9 - 13 mV, Response Time: < 15 s
0110416 | FYZ |  | Maxtec Oxygen sensor MAX-16 | OEM Part Number: 4-072214-00, Output Connector: Molex KK, 3 pin plug, Sensor Output: 8.5 - 15.0 mV, Response Time: < 15 s
0110420 | FYZ |  | Maxtec Oxygen sensor MAX-14 (Fluke version) | OEM Part Number: R116P82-001, Output Connector: Molex SL, 2 pin, lead wire, Sensor Output: 9 - 13 mV, Response Time: < 12 s
0110425 | FYZ |  | Maxtec Oxygen sensor MAX-250. With `O` ring. MAX-250 | OEM Part Number: R125P01-007, Output Connector: 2 pin socket, flying lead, Sensor Output: 10.0 - 15.5 mV, Response Time: < 15 s
0110427 | FYZ |  | Maxtec Oxygen sensor MAX-250+ | OEM Part Number: R125P02-011, Output Connector: Molex SL, 2 pin, lead wire, Sensor Output: 10.0 - 15.5 mV, Response Time: < 15 s
0110428 | FYZ |  | Maxtec Oxygen sensor MAX-250 | OEM Part Number: R125P01-002, Output Connector: 2 pin socket, flying lead, Sensor Output: 10.0 - 15.5 mV, Response Time: < 15 s
0110429 | FYZ |  | Maxtec Oxygen sensor MAX-250E | OEM Part Number: 66045, Output Connector: Mini power socket, Sensor Output: 10.0 - 15.5 mV, Response Time: < 15 s
0110430 | FYZ |  | Maxtec Oxygen sensor MAX-250ESF | OEM Part Number: R115P85, Output Connector: Mini power socket, Sensor Output: 12 +/- 2 mV, Response Time: < 5 s
0110431 | FYZ |  | Maxtec Oxygen sensor MAX-250A | OEM Part Number: 70300001, Output Connector: Phone socket, 4 way, Sensor Output: 11 +/- 2.5 mV, Response Time: < 15 s
0110432 | FYZ |  | Maxtec Oxygen sensor MAX-250(B) | OEM Part Number: R125P02-003, Output Connector: Lead wires, unterminated, Sensor Output: 10.0 - 15.5 mV, Response Time: < 15 s
0110433 | FYZ |  | Maxtec Oxygen sensor MAX-250K | OEM Part Number: 15974, Output Connector: Mini power plug, lead wire, Sensor Output: 10.0 - 15.5 mV, Response Time: < 15 s
0110436 | FYZ |  | Maxtec Oxygen sensor MAX-250(B)-SLE - 2 Pole Socket | OEM Part Number: N2191, Output Connector: 2 pole socket, lead wire, Sensor Output: 10.0 - 15.5 mV, Response Time: < 15 s
0110437 | FYZ |  | Maxtec Oxygen sensor MAX-250(B)-SLE - 3 Pole Socket | OEM Part Number: N2191/10, Output Connector: 3 pole socket, lead wire, Sensor Output: 10.0 - 15.5 mV, Response Time: < 15 s
0110524 | FYZ |  | Viamed Oxygen sensor KE-25 - Unterminated | Output Connector: Lead wires - unterminated, Sensor Output: 10.0 - 15.5 mV, Response Time: 14 +/- 2 s
0110525 | FYZ |  | Viamed Oxygen sensor KE-25 | OEM Part Number: C79451-A3458-B55, Output Connector: 2 pole socket, lead wire, Sensor Output: 10.0 - 15.5 mV, Response Time: 14 +/- 2 s
0111230 | FJA |  | Teledyne Oxygen analyser w/o alarms - AX300-I | 3.5 digit display. Hypoxic alarm. Analogue data out.
0111232 | FJA |  | Teledyne Oxygen analyser w/o alarms - AX300-I | 3.5 digit display. Hypoxic alarm. RS232 data out.
0111233 | FJA |  | Teledyne Oxygen analyser w/o alarms - AX300I | 2.5 digit display. Hypoxic alarm. Analogue data out.
0111234 | FJA |  | Teledyne Oxygen analyser w/o alarms - AX300-I | 2.5 digit display. Hypoxic alarm. RS232 data out.
0111235 | FJA |  | Teledyne Oxygen monitor with alarms - MX300-I | 3.5 digit display. Adjustable high & low alarms. Analogue data out.
0111237 | FJA |  | Teledyne Oxygen monitor with alarms - MX300-I | 3.5 digit display. Adjustable high & low alarms. RS232 data out.
0111238 | FJA |  | Teledyne Oxygen monitor with alarms - MX300-I | 2.5 digit display. Adjustable high & low alarms. Analogue data out.
0111239 | FJA |  | Teledyne Oxygen monitor with alarms - MX300-I | 2.5 digit display. Adjustable high & low alarms. RS232 data out.
0111250 | FJA |  | Maxtec Oxygen analyser with integral sensor - Handi | This analyser is great for spot-checking O2 percentage in hospitals, clinics and in home-care environments. Includes integrated sensor and battery.<br>One-touch calibration.<br>Over-mould for extra protection.<br>Small, convenient and portable.<br>Auto-off.<br>Disposable at end of sensor life.
0111251 | FJA |  | Maxtec Oxygen analyser with internal sensor - OM-25A | The OM-25A model has the sensor inside the analyser When attached to the tubing, checking oxygen concentrators for O2 percentage accuracy is done quickly and with ease.<br>Internal MAX-250 long-life sensor.<br>Large display for easy reading.
0111252 | FJA |  | Maxtec Oxygen analyser - OM-25AE | The OM-25AE is best used anywhere an in-line analyser is needed, when alarms are not deemed important. It is especially useful in conjunction with older ventilators or oscillators.<br>External MAX-250E long-life sensor.<br>Large display for easy reading.
0111253 | FJA |  | Maxtec Oxygen monitor with high/low alarms - OM-25ME | The OM-25ME and MEL are for use anywhere high/low limit alarms are deemed important. It is great for use in-line with older ventilators, or delivering O2 in conjunction with a blender or heart lung machine.<br>High and low alarms<br> 18 - 99% alarm limits (OM-25ME)<br> 15 - 99% alarm limits (OM-25MEL)<br>Large LCD digit display.<br>Durable design.<br>Extended life sensor (MAX-250E)
0111254 | FJA |  | Maxtec Oxygen monitor with high/low alarms - OM-25MEL | The OM-25ME and MEL are for use anywhere high/low limit alarms are deemed important. It is great for use in-line with older ventilators, or delivering O2 in conjunction with a blender or heart lung machine.<br>High and low alarms<br> 18 - 99% alarm limits (OM-25ME)<br> 15 - 99% alarm limits (OM-25MEL)<br>Large LCD digit display.<br>Durable design.<br>Extended life sensor (MAX-250E)
0111260 | FJA |  | Maxtec Oxygen analyser with internal sensor - MAX02+A | The MAXO2+A analyser is ideal for checking oxygen percent accuracy in concentrators.<br>Long Battery Life (Approximately 5,000 hours on 2 x AA batteries).<br>Ergonomic Handheld Design.<br>Impact resistant and drip proof.<br>Large LCD with 3 digit display.
0111261 | FJA |  | Maxtec Oxygen analyser with external sensor - MAX02+AE | The MAXO2+AE is best used anywhere an in-line analyser is needed, when alarms are deemed important. It is especially useful in conjunction with older ventilators or oscillators.<br>Long Battery Life (Approximately 5,000 hours on 2 x AA batteries).<br>Ergonomic Handheld Design.<br>Impact resistant and drip proof.<br>Large LCD with 3 digit display.
0111262 | FJA |  | Maxtec Oxygen analyser with external sensor - MAX02+AE Short Cable | The MAXO2+AE is best used anywhere an in-line analyser is needed, when alarms are deemed important. It is especially useful in conjunction with older ventilators or oscillators.<br>Long Battery Life (Approximately 5,000 hours on 2 x AA batteries).<br>Ergonomic Handheld Design.<br>Impact resistant and drip proof.<br>Large LCD with 3 digit display.<br>Shorter cable
0120099 | FDO |  | Oxygen sensor flow diverter | includes O ring
0120100 | FDO |  | `T` Adapter. 22mm I.D. - 22mm O.D. | Disposable. Material: High density polyethylene
0120101 | FDO |  | Oxygen sensor Adapter cap 22mm I.D. - Female
0120102 | FDO |  | Oxygen sensor Adapter cap 22mm O.D. - Male
0120103 | FDO |  | `T` Adapter 15mm Paediatric circuits | 15mm I.D. - 15mm O.D., T 15mm I.D.
0120104 | FDO |  | `T` Adapter. 22mm O.D. - 22mm I.D. | T 15mm I.D./22mm O.D.<br>Reusable.<br>Material: Polycarbonate.<br>Model A274
0120106 | FDO |  | `T` Adapter. 22mm I.D. - 22mm O.D. | T 15mm I.D./22mm O.D. Disposable<br>Material: High density polyethylene.
0120107 | FDO |  | `T` Adapter non rebreathing. | 22mm O.D. - 22mm I.D. T 15mm I.D./22mm O.D.<br>Disposable.<br>Material: High density polyethylene.
0120108 | FDO |  | `T` Adapter. 22mm O.D. - 22mm O.D. | T 15mm I.D./22mm O.D.<br>Reusable.<br>Material: Polycarbonate
0120120 | FDO |  | Oxygen concentrator Adapter | Screws directly onto sensors such as R-17MED. Tapered inlet.<br>For testing outputs of oxygen concentrators.
0120125 | FDO |  | Connector 22mm I.D. - 22mm I.D. | Colour: Green
0120126 | FDO |  | Connector 22mm O.D. - 22mm O.D. | Colour: Green
0120127 | FDO |  | Connector 15mm I.D./22mm O.D. - 6.5mm | Tapered. Colour: Green
0120130 | FDO |  | Connector 15mm O.D. - tapered barbed connection | Reusable.<br>Material: Polycarbonate
0120131 | FDO |  | Connector 15mm I.D./22mm O.D. - tapered barbed connection | Reusable.<br>Material: Polycarbonate
0120133 | FDO |  | Connector 22mm I.D./30mm O.D. - tapered barbed connection | Reusable.<br>Material: Polycarbonate
0120139 | FDO |  | Silicone Adapter 15mm I.D. - 10mm I.D | Can be used to connect NeoPEEP circuit to F&P Neopuff. <br>Reusable.<br>Material: Silicone<br>Ref: PF 1510
0120140 | FDO |  | Silicone Adapter 15mm I.D. - 15mm I.D | Can be used to connect NeoPEEP circuits to Tom Thumb units.<br>Reusable.<br>Material: Silicone<br>Ref: PF 1515
0120141 | FDO |  | Disposable Adapter 15mm I.D./22mm O.D. | Can be used to connect NeoPEEP circuits to Tom Thumb units.<br>15mm I.D./22mm O.D - 15mm I.D./22mm O.D.<br>Disposable.<br>Material: Polystyrene Butadiene<br>Ref: KC 2124
0120151 | FDU |  | Disposable Adapter 15mm I.D./22mm O.D. | 15mm I.D./22mm O.D - 15mm I.D./22mm O.D.<br>Disposable.<br>Material: Polystyrene Butadiene<br>Ref: KC 2124<br>Pack of 25
0120160 | FDO |  | FiO2 sensor Adapter | 15mm I.D./22mm O.D. - 15mm I.D./22mm O.D.<br>Reusable.<br>Material: Polycarbonate<br>Includes: <br>BE 101-3A activator for small bore tubing.
0120161 | FDO |  | FiO2 activator for small bore tubing | Reusable.<br>Material: Polycarbonate<br>Model: BE 101-3A
0120162 | FDO |  | FiO2 activator for 15mm O2 sensors | 15mm I.D./22mm O.D.<br>Reusable.<br>Material: Polycarbonate<br>Model: ACT 15/22
0120163 | FDO |  | FiO2 activator for 18mm O2 sensors | 18mm I.D./22mm O.D.<br>Reusable.<br>Material: Polycarbonate<br>Model: ACT 18/22
0120164 | FDO |  | Spring loaded FiO2 sensor Adapter | 15mm I.D./22mm O.D - 15mm I.D./22mm O.D.<br>Activator reusable, 'T' assembly disposable.<br>Material: Activator Polycarbonate, <br> 'T' assembly Polypropylene.<br>Model: MT 100
0120165 | FDO |  | Replacement `T` assembly for MT 100 | Disposable.<br>Material: Polypropylene<br>Model: MT 100-TA
0120166 | FDO |  | Replacement activator for MT 100 | Reusable.<br>Material: Polycarbonate.<br>Model: MT 100-A
0121197 | FJA |  | `V` mount pole clamp - Horizontal | for use with AX300/MX300
0121198 | FJA |  | `V` mount rail clamp | for use with AX300/MX300
0121199 | FJA |  | Swivel mount | for use with AX300/MX300
0121200 | FJA |  | Universal mounting clamp | This universal mounting clamp allows your monitor to be mounted to various rails or poles.<br>The clamp has both vertical and horizontal adjustments, your monitor is mounted to the clamp using the screw thread.
0121201 | FJA |  | `V` mount pole clamp - Vertical | Allows your monitor to be mounted to a vertical pole.<br>The V shape of the mounting plate means that you can quickly and easily remove your monitor from the mount, but the clamp will remain fixed onto the pole.
0121202 | FJA |  | `V` wall mount model B647 | This wall plate allows you to mount your monitor onto a wall.<br>The V shape of the mounting plate means that you can quickly and easily remove your monitor from the plate, but the plate will remain fixed onto the wall.
0121203 | FJA |  | AX/MX300 0-1V DC interface Cable
0121204 | FJA |  | AX/MX300 RS232 interface Cable
0121205 | FJA |  | Calibration assembly for AX/MX300
0131201 | FJA |  | Oxygen Sensor Cable Black for use with AX300 MX300 | Coiled cable with straight connectors.
0131202 | FJA |  | Oxygen Sensor Cable Black for use with AX300 MX300 - Viamed Version | Coiled cable with right-angled connectors.
0212009 | FJA |  | Temperature probe - Oesphageal/Rectal - Jack Plug - Neonatal | Neonatal, 2mm diameter. Compatible with YSI 400 series. Connector: 6.35mm (1/4") jack (mono). Cable length: 280cm.
0212010 | FJA |  | Temperature probe - Oesophageal/Rectal - Jack Plug - Paediatric | Paediatric, 3mm diameter. Compatible with YSI 400 series. Connector: 6.35mm (1/4") jack (mono). Cable length: 280cm.
0212011 | FJA |  | Temperature probe - Oesophageal/Rectal - Jack Plug - Adult | Adult, 4mm diameter. Compatible with YSI 400 series. Connector: 6.35mm (1/4") jack (mono). Cable length: 280cm.
0212012 | FJA |  | Temperature probe - Oesophageal/Rectal - Jack Plug Right - Neonatal | Neonatal, 2mm diameter. Compatible with YSI 400 series. Connector: Right Angled 6.35mm (1/4") jack (mono). Cable length: 280cm.
0212013 | FJA |  | Temperature probe - Oesophageal/Rectal - Jack Plug Right - Paediatric | Paediatric, 3mm diameter. Compatible with YSI 400 series. Connector: Right Angled 6.35mm (1/4") jack (mono). Cable length: 280cm.
0212014 | FJA |  | Temperature probe - Oesophageal/Rectal - Jack Plug Right - Adult | Adult, 4mm diameter. Compatible with YSI 400 series. Connector: Right Angled 6.35mm (1/4") jack (mono). Cable length: 280cm.
0212015 | FJA |  | Temperature probe - Oesophageal/Rectal - Siemens - Neonatal | Neonatal, 2mm diameter. Compatible with YSI 400 series. Connector: Siemens. Cable length: 280cm.
0212016 | FJA |  | Temperature probe - Oesophageal/Rectal - Siemens - Paediatric | Paediatric, 3mm diameter. Compatible with YSI 400 series. Connector: Siemens. Cable length: 280cm.
0212017 | FJA |  | Temperature probe - Oesophageal/Rectal - Siemens - Adult | Adult, 4mm diameter. Compatible with YSI 400 series. Connector: Siemens. Cable length: 280cm.
0212018 | FJA |  | Temperature probe - Oesophageal/Rectal - Hewlett Packard - Neonatal | Neonatal, 2mm diameter. Compatible with YSI 400 series. Connector: Hewlett Packard. Cable length: 280cm.
0212019 | FJA |  | Temperature probe - Oesophageal/Rectal - Hewlett Packard - Paediatric | Paediatric, 3mm diameter. Compatible with YSI 400 series. Connector: Hewlett Packard. Cable length: 280cm.
0212020 | FJA |  | Temperature probe - Oesophageal/Rectal - Hewlett Packard - Adult | Adult, 4mm diameter. Compatible with YSI 400 series. Connector: Hewlett Packard. Cable length: 280cm.
0212021 | FJA |  | Temperature probe - Skin contact - Jack Plug - Neonatal | Neonatal, 6mm diameter. Compatible with YSI 400 series. Connector: 6.35mm (1/4") jack (mono).. Cable length: 280cm.
0212022 | FJA |  | Temperature probe - Skin contact - Jack Plug - Paediatric | Paediatric, 10mm diameter. Compatible with YSI 400 series. Connector: 6.35mm (1/4") jack (mono).. Cable length: 280cm.
0212023 | FJA |  | Temperature probe - Skin contact - Jack Plug - Adult | Adult, 16mm diameter. Compatible with YSI 400 series. Connector: 6.35mm (1/4") jack (mono).. Cable length: 280cm.
0212024 | FJA |  | Temperature probe - Skin contact - Jack Plug Right - Neonatal | Neonatal, 6mm diameter. Compatible with YSI 400 series. Connector: Right Angled 6.35mm (1/4") jack (mono). Cable length: 280cm.
0212025 | FJA |  | Temperature probe - Skin contact - Jack Plug Right - Paediatric | Paediatric, 10mm diameter. Compatible with YSI 400 series. Connector: Right Angled 6.35mm (1/4") jack (mono). Cable length: 280cm.
0212026 | FJA |  | Temperature probe - Skin contact - Jack Plug Right - Adult | Adult, 16mm diameter. Compatible with YSI 400 series. Connector: Right Angled 6.35mm (1/4") jack (mono). Cable length: 280cm.
0212027 | FJA |  | Temperature probe - Skin contact - Siemens - Neonatal | Neonatal, 6mm diameter. Compatible with YSI 400 series. Connector: Siemens. Cable length: 280cm.
0212028 | FJA |  | Temperature probe - Skin contact - Siemes - Paediatric | Paediatric, 10mm diameter. Compatible with YSI 400 series. Connector: Siemens. Cable length: 280cm.
0212029 | FJA |  | Temperature probe - Skin contact - Siemens - Adult | Adult, 16mm diameter. Compatible with YSI 400 series. Connector: Siemens. Cable length: 280cm.
0212030 | FJA |  | Temperature probe - Skin contact - Hewlett Packard - Neonatal | Neonatal, 6mm diameter. Compatible with YSI 400 series. Connector: Hewlett Packard. Cable length: 280cm.
0212031 | FJA |  | Temperature probe - Skin contact - Hewlett Packard - Paediatric | Paediatric, 10mm diameter. Compatible with YSI 400 series. Connector: Hewlett Packard. Cable length: 280cm.
0212032 | FJA |  | Temperature probe - Skin contact - Hewlett Packard - Adult | Adult, 16mm diameter. Compatible with YSI 400 series. Connector: Hewlett Packard. Cable length: 280cm.
0310002 | FEW |  | Infant resuscitation cabinet | Includes: Mattress, Tom Thumb infant resuscitator, low suction controller, Apgar timer. Internal rails x 3. Includes Shelf x 1. Storage bins x 3. Radiant warmer - wall mounted Ceratherm 600-3. With double hinged arm and wall mounting bracket, with integrated electrics. Optional air/oxygen blender for delivering mixed gases.
0310020 | FYZ |  | Storage bin - Size 3 - Blue
0310030 | FEW |  | TT480 Tom Thumb Infant Resuscitator without Flowmeter
0310032 | FEW |  | TT490-15 Tom Thumb Infant Resuscitator (Oxygen) with 1 metre hose with 0-15 litres/min Flowmeter
0310034 | FEW |  | TT490-15 Tom Thumb Infant Resuscitator (Oxygen) with 3 metre hose with 0-15 litres/min Flowmeter
0310025 | FDB |  | Radiant Warmer Ceratherm 600-3, with double hinged arm & wall mounting bracket with integrated electrics
0310038 | FDB |  | Radiant Warmer Ceratherm 600-3, ceiling mounted with height adjustment.
0310039 | FDB |  | Radiant Warmer Ceratherm 600-3, with double-jointed wall mounting & with height adjustment.
0310040 | FDB |  | Radiant Warmer Ceratherm 600-3 SM, on mobile floor stand.
0310045 | FDB |  | Radiant Warmer Ceratherm 600-3, no mounting bracket.
0310046 | FDB |  | Radiant Warmer Ceratherm 600-3, with fixed wall mounting bracket, not pivotable.
0310080 | FEW |  | TT480 Tom Thumb Infant Resuscitator (RO) without Flowmeter | Reduced outlet for alternative patient circuit
0310082 | FEW |  | TT490-15 Tom Thumb Infant Resuscitator (RO) with 1 metre hose | Reduced outlet for alternative patient circuit
0310092 | FEW |  | TT490-15 Tom Thumb Infant Resuscitator (TG) with 1 metre hose with 0-15 litres/min Flowmeter | Pressure gauge mounted on the top of the block, to be viewed from above
0310100 | FJL |  | Digital APGAR Timer | Audible indications at 1 minute, 5 minutes and 10 minutes.<br>Also has time freeze function.<br>Large LCD display.<br>Start, Freeze, Reset functions.<br>Uses 4 x AA batteries (supplied).<br>Battery life > 1 year
0310105 | FPB |  | Filters for use with Oxylitre Low Suction Controller | Box of 30
0310110 | FPB |  | Low Suction Controller Filters - Pack of 10 | For Therapy Equipment 4725 suction controller.
0310200 | FDJ |  | Low-Flow Blender Air & Oxygen | Includes: Low-flow blender with 3m Oxygen hose, 3m Air hose, Flowmeter, Flowmeter outlet adapter and Medirail mounting bracket
0320021 | FYZ |  | Resuscitation Bed 14" flat | 14" flat bed with retaining lip, for use with Viamed infant resuscitation cabinets. Width measurements: across base: 356mm (14"), across top (outside): 400mm (15.75")
0320042 | FYZ |  | Mattress small - infant resuscitation. | For use with 12" wide beds as used in Viamed infant resuscitation cabinet
0320043 | FYZ |  | Mattress large - infant resuscitation. | For use with 14" wide beds as used in Viamed infant resuscitation cabinet
1114005 | IVE |  | EyeMax 2 Neonatal Phototherapy Mask - Regular | Occipital - Frontal Circumference: 32 - 38 cm. Pack of 20
1114006 | IVE |  | EyeMax 2 Neonatal Phototherapy Mask - Preemie | Occipital - Frontal Circumference: 26 - 32 cm. Pack of 20
1114007 | IVE |  | EyeMax 2 Neonatal Phototherapy Mask - Micro | Occipital - Frontal Circumference: 20 - 26 cm. Pack of 20
1131050 | FDJ |  | Silicone curtain/flap | Supplied individually.<br>Provides a soft silicone neck aperture as an alternative to the sliding front. Can be used with Size 1 oxygen hoods and Size 1 & 1b phototherapy light shields with front.
1410000 | FJL |  | Viamed Foetal Heart Simulator model V1000 | The V1000 foetal heart simulator is a hand held device that has been designed for use by engineers, midwives and clinicians.<br>This unique patented simulator is easy to use and offers objective testing of foetal heart monitors, rather than subjective traditional methods or cumbersome and expensive test equipment.<br>To be used with foetal heart monitors and transducers for:<br>Testing prior to use<br>Fault finding and diagnosis<br>Soak testing<br>Simulation and training<br>Use as part of a PPM procedure
1420000 | FYZ |  | Wall mount for Foetal Heart Simulator V1000
1420001 | FYZ |  | Case protector for Foetal Heart Simulator V1000
2010001 | CTN |  | DryMax Neo 330mm 280mm - Pack of 250 | Protective absorbent under pad - for dry and comfortable care of premature babies.<br><br>Pack of 250.<br><br>Pad size: 330mm x 280mm.<br><br>Premature babies have very sensitive skin and an umbilical cord that is normally visible.<br><br>DryMaxNEO allows full visibility of the whole body, including the umbilical area where bleeding often occurs DryMaxNEO avoids irritation to the sensitive skin of tiny babies. DryMaxNEO easily allows treatment by light-lamp if jaundice occurs.
2310000 | FDJ |  | Single Patient Use Oxygen hood/tent - standard | Size: 178 x 178 x 178mm - Pack of 5
2310001 | FDJ |  | Single Patient Use Oxygen hood/tent - standard | Size: 216 x 216 x 216mm - Pack of 5
2310002 | FDJ |  | Single Patient Use Oxygen hood/tent - standard | Size: 229 x 229 x 191mm - Pack of 5
2310003 | FDJ |  | Single Patient Use Oxygen hood/tent - standard | Size: 254 x 254 x 203mm - Pack of 5
2310004 | FDJ |  | Single Patient Use Oxygen hood/tent - standard | Size: 254 x 254 x 254mm - Pack of 5
2310006 | FDJ |  | Single Patient Use Oxygen hood/tent - standard | Size: 305 x 305 x 254mm - Pack of 5
2310007 | FDJ |  | Single Patient Use Oxygen hood/tent - standard | Size: 305 x 305 x 305mm - Pack of 5
2310010 | FDJ |  | Single Patient Use Oxygen hood/tent - standard | Size: 457 x 457 x 457mm - Pack of 5
2310013 | FDJ |  | Single Patient Use Oxygen hood/tent - standard | Size: 610 x 610 x 610mm - Pack of 5
2310025 | FDJ |  | Single Patient Use Oxygen hood/tent - no bottom | Size: 178 x 178 x 127mm - Pack of 5
2310026 | FDJ |  | Single Patient Use Oxygen hood/tent - no bottom | Size: 178 x 178 x 178mm - Pack of 5
2310027 | FDJ |  | Single Patient Use Oxygen hood/tent - no bottom | Size: 216 x 216 x 216mm - Pack of 5
2310028 | FDJ |  | Single Patient Use Oxygen hood/tent - no bottom | Size: 254 x 254 x 203mm - Pack of 5
2310029 | FDJ |  | Single Patient Use Oxygen hood/tent - no bottom | Size: 254 x 254 x 254mm - Pack of 5
2310031 | FDJ |  | Single Patient Use Oxygen hood/tent - no bottom | Size: 305 x 305 x 254mm - Pack of 5
2310032 | FDJ |  | Single Patient Use Oxygen hood/tent - no bottom | Size: 305 x 305 x 305mm - Pack of 5
2310035 | FDJ |  | Single Patient Use Oxygen hood/tent - no bottom | Size: 457 x 457 x 457mm - Pack of 5
2310050 | FDJ |  | Single Patient Use Oxygen hood/tent - partial | Size: 305 x 305 x 305mm - Pack of 5
2310052 | FDJ |  | Single Patient Use Oxygen hood/tent - partial | Size: 457 x 457 x 457mm - Pack of 5
2310055 | FDJ |  | Single Patient Use Oxygen hood/tent - partial | Size: 610 x 610 x 610mm - Pack of 5
2310075 | FDJ |  | Single Patient Use Oxygen hood/tent - NICU | Size: 178 x 178 x 178mm - Pack of 5
2310076 | FDJ |  | Single Patient Use Oxygen hood/tent - NICU | Size: 216 x 216 x 216mm - Pack of 5
2310077 | FDJ |  | Single Patient Use Oxygen hood/tent - NICU | Size: 254 x 254 x 203mm - Pack of 5
2310078 | FDJ |  | Single Patient Use Oxygen hood/tent - NICU | Size: 254 x 254 x 254mm - Pack of 5
2310080 | FDJ |  | Single Patient Use Oxygen hood/tent - NICU | Size: 305 x 305 x 254mm - Pack of 5
2310081 | FDJ |  | Single Patient Use Oxygen hood/tent - NICU | Size: 305 x 305 x 305mm - Pack of 5
2310100 | FDJ |  | Single Patient Use Low birth weight tenthouse | Size: 254 x 406 x 127mm - Pack of 5
2310101 | FDJ |  | Single Patient Use Low birth weight tenthouse w/port | Size: 254 x 406 x 127 mm - Pack of 5
2310103 | FDJ |  | Single Patient Use Low birth weight tenthouse with top & rear access | Size: 254 x 406 x 127mm - Pack of 5
2310104 | FDJ |  | Single Patient Use Low birth weight tenthouse | Size: 279 x 470 x 178mm - Pack of 5
2310105 | FDJ |  | Single Patient Use Low birth weight tenthouse w/port | Size: 279 x 470 x 178mm - Pack of 5
2310107 | FDJ |  | Single Patient Use Low birth weight tenthouse with top & rear access | Size: 279 x 470 x 178mm - Pack of 5
2310125 | FDJ |  | Single Patient Use Double tent set | Size: 610 x 610 x 610 x 305mm - Pack of 3
2310126 | FDJ |  | Single Patient Use Double tent set | Size: 610 x 610 x 610 x 457mm - Pack of 3
2310127 | FDJ |  | Single Patient Use Double tent set | Size: 457 x 457 x 457 x 305mm - Pack of 3
2310128 | FDJ |  | Single Patient Use Double tent set inner no bottom | Size: 457 x 457 x 457 x 305mm - Pack of 3
2310129 | FDJ |  | Single Patient Use Double tent set | Size: 457 x 457 x 457 x 254mm - Pack of 3
2310130 | FDJ |  | Single Patient Use Double tent set | Size: 305 x 305 x 305 x 254mm - Pack of 3
2310131 | FDJ |  | Single Patient Use Double tent - outer tent only for use with inner tent 254mm or 305mm | Size: 610 x 610 x 610mm - Pack of 5
2310132 | FDJ |  | Single Patient Use Double tent - outer tent only for use with inner tent 457mm | Size: 610 x 610 x 610mm - Pack of 5
2310133 | FDJ |  | Single Patient Use Double tent - outer tent only for use with inner tent 254mm or 305mm | Size: 457 x 457 x 457mm - Pack of 5
2310134 | FDJ |  | Single Patient Use Double tent - outer tent only for use with inner tent 254mm | Size: 305 x 305 x 305mm - Pack of 5
2510000 | FDA |  | Microstim DB3 - Supramaximal Nerve | Hand-held, battery-powered Supramaximal Nerve Stimulator - provides a means of assessing, on demand, the depth or degree of muscle relaxation achieved during anaesthesia.<br><br>This Nerve Stimulator has four settings:<br>- Train of Four<br>- Double Burst Stimulation<br>- Post Tetanic Count<br>- Continuous 1 Hz<br>
2510005 | FDA |  | Microstim DB3 Tester
2520000 | FDA |  | Microstim DB3 - Patient Lead - Press Studs | Cable Length: 0.90m
2520001 | FDA |  | Microstim DB3 - Patient Lead - Press Studs | Cable Length: 1.5m
2520003 | FDA |  | Microstim DB3 - Patient Lead - Pinch Clamps | Cable Length: 1.5m
2550002 | FDA |  | Microstim DB3 - Electrode | Pack of 30. 'Fast' solid hydrogel electrode. Foam backing, 45mm, Radiolucent carbon eyelet, Ag/AgCl sensor, Extra strong adhesive, <br>Abrader
2710100 | FBU |  | Blue Diamond 3/4 Gel Table Pad | 20" (W) x 46" (L) 0.5" (H)<br>Designed for surgical procedures tables, body sections of operating tables, and other surfaces. When foot sections are dropped off tables, this pad will cover head and body regions.
2710101 | FBU |  | Blue Diamond Full Gel Table Pad | 20" (w) x 72" (l) x 0.5" (h).<br>Designed for full-length protection of any surgical surface as well as ideal size for recovery. Has also been sold as a back saver for surgeons to stand on during longer procedures.
2710102 | FBU |  | Blue Diamond Lightweight Full Table Gel Pad | 20" (w) x 72" (l) x 0.25" (h).<br>Designed for full-length protection of any surgical surface as well as an ideal surface for recovery. It is a thinner pad therefore making it lighter and more mobile.<br>It should be used for shorter procedures that do not require specialized positions. Has also been sold as a back saver for surgeons to stand on during longer procedures.
2710103 | FBU |  | Blue Diamond 3 Unit Gel Pad Set with 2 Cut Outs | Set for head, body and foot section of an operating table.
2710104 | FBU |  | Blue Diamond Gel Head Section only part of BD2130
2710105 | FBU |  | Blue Diamond Gel Mid Section only part of BD2130
2710106 | FBU |  | Blue Diamond Gel Foot Section only part of BD2130
2710107 | FBU |  | Blue Diamond 3 Unit table gel set with square foot
2710108 | FBU |  | Blue Diamond 3/4 Full table gel pad with perineal
2710109 | FBU |  | Blue Diamond Gel table/hip pad - lightweight
2710110 | FBU |  | Blue Diamond Doctor/nurse seat cushion.
2710111 | FBU |  | Blue Diamond Wheel chair gel pad
2710112 | FBU |  | Blue Diamond Gel Table/Hip Pad
2710113 | FBU |  | Blue Diamond Beanbag vac pac gel overlay
2710114 | FBU |  | Blue Diamond Amsco/Steris 1080/2080 2 1/4`` tri-level
2710115 | FBU |  | Blue Diamond Head section for Amsco/Steris 1080/2080
2710116 | FBU |  | Blue Diamond Body section for Amsco/Steris 1080/2080
2710117 | FBU |  | Blue Diamond Foot section for Amsco/Steris 1080/2080
2710118 | FBU |  | Blue Diamond Amsco/Steris 1080/2080 3 1/4`` tri-level
2710119 | FBU |  | Blue Diamond Amsco/Steris 3080/3085 2 1/4`` tri-level
2710120 | FBU |  | Blue Diamond Amsco/Steris 1080/2080 2 1/4`` tri-level
2710121 | FBU |  | Blue Diamond Midmark 7100 2 1/4`` tri-level combo pad
2710122 | FBU |  | Blue Diamond Skytron 3100 2 1/4`` tri-level combo pad
2710123 | FBU |  | Blue Diamond Skytron 3500 2 1/4`` tri-level combo pad
2710124 | FBU |  | Blue Diamond Skytron 5000/6001/6500 2 1/4`` tri-level
2710125 | FBU |  | Blue Diamond Shampaine 4900 2 1/4`` tri-level
2710126 | FBU |  | Blue Diamond Shampaine 300/600/900 2 1/4`` tri-level
2710127 | FBU |  | Blue Diamond Tri-level combo pad with gel for Standard Arm board
2710128 | FBU |  | Blue Diamond Tri-level combo pad with gel for Standard Arm board
2710129 | FBU |  | Blue Diamond Tri-level level combo series contoured
2710130 | FBU |  | Blue Diamond Tri-level level combo series contoured
2710131 | FBU |  | Blue Diamond Tri-level level combo series contoured
2710132 | FBU |  | Blue Diamond Paediatric gel positioning set.
2710150 | FBU |  | Blue Diamond Gel Head Pillow with Centring Dish
2710151 | FBU |  | Blue Diamond Gel Head Pillow with Centring Dish
2710152 | FBU |  | Blue Diamond Neonatal Gel Head Donut
2710153 | FBU |  | Blue Diamond Small Gel Head Donut
2710154 | FBU |  | Blue Diamond Adult Gel Head Donut
2710155 | FBU |  | Blue Diamond Small Gel Horseshoe Pad
2710156 | FBU |  | Blue Diamond Adult Gel Horseshoe Headrest
2710157 | FBU |  | Blue Diamond Prone Gel Headrest
2710158 | FBU |  | Blue Diamond Neonatal Gel Horseshoe Pad
2710200 | FBU |  | Blue Diamond Small Gel Arm Board Pad
2710201 | FBU |  | Blue Diamond Large Gel Arm Board Pad
2710202 | FBU |  | Blue Diamond Gel Arm Board Pad Rounded End (h 1/4)
2710203 | FBU |  | Blue Diamond Oval Ulnar Gel Nerve Protector
2710204 | FBU |  | Blue Diamond Full Size Ulnar Gel Nerve Protector
2710205 | FBU |  | Blue Diamond Toboggan Arm/Leg Shield Gel Liner.
2710206 | FBU |  | Blue Diamond Gel Arm Board Pad Rounded End (h 5/8)
2710207 | FBU |  | Blue Diamond Lateral arm board pad universal size
2710250 | FBU |  | Blue Diamond Gel Foot/Heel/Sole Protector
2710251 | FBU |  | Blue Diamond Small Gel Knee Crutch Pad
2710252 | FBU |  | Blue Diamond Medium Knee Crutch Pad
2710253 | FBU |  | Blue Diamond 1/2 Medium Knee Crutch
2710254 | FBU |  | Blue Diamond Large Knee Crutch Pad
2710255 | FBU |  | Blue Diamond Allen style boot liner gel pads (Pair)
2710256 | FBU |  | Blue Diamond Gel Heel Elevators (pair)
2710257 | FBU |  | Blue Diamond Universal gel stirrup pads (pair)
2710258 | FBU |  | Blue Diamond Gel Clamshell Heel/Elbow Protector
2710259 | FBU |  | Blue Diamond Candy cane gel foot straps (pair)
2710260 | FBU |  | Blue Diamond Candy cane gel stirrup pads (pair)
2710300 | FBU |  | Blue Diamond Standard Gel Filled Sandbag Positioner
2710301 | FBU |  | Blue Diamond Large Gel Filled Sandbag Positioner
2710302 | FBU |  | Blue Diamond Extra Long Gel Filled Sandbag Positioner
2710303 | FBU |  | Blue Diamond Small gel roll with Velcro
2710304 | FBU |  | Blue Diamond Large gel roll with Velcro
2710305 | FBU |  | Blue Diamond Sloped Thoracic Gel Positioner
2710350 | FBU |  | Blue Diamond Flat Bottom Paediatric Gel Positioner
2710351 | FBU |  | Blue Diamond Flat Bottom Gel Positioner
2710352 | FBU |  | Blue Diamond Flat Bottom Gel Positioner
2710353 | FBU |  | Blue Diamond Flat Bottom Gel Positioner
2710354 | FBU |  | Blue Diamond Flat Bottom Gel Positioner
2710355 | FBU |  | Blue Diamond Flat Bottom Gel Positioner
2710356 | FBU |  | Blue Diamond Flat Bottom Gel Positioner
2710400 | FBU |  | Blue Diamond Fracture table gel hip pad
2710401 | FBU |  | Blue Diamond Fracture table gel hip pad with post hole
2710402 | FBU |  | Blue Diamond Fracture table gel post pad
2710403 | FBU |  | Blue Diamond Andrews frame gel iliac crest pad
2710404 | FBU |  | Blue Diamond Andrews frame gel knee pad
2710405 | FBU |  | Blue Diamond Hip & sacral gel pad set for hip positioner
2710406 | FBU |  | Blue Diamond Lateral gel hip positioner post caps
2710407 | FBU |  | Blue Diamond Wilson frame gel pad set
2710408 | FBU |  | Blue Diamond Wilson frame gel pad set
2710409 | FBU |  | Blue Diamond Adjustable patient restraint
2710417 | FBU |  | Blue Diamond Velcro kits 12`` hook and loop (qty 2)
2710418 | FBU |  | Blue Diamond Repair patch for Blue Diamond gel
2710419 | FBU |  | Blue Diamond Repair patch for Blue Diamond gel
2710449 | FBU |  | Blue Diamond Light Cloud Donut Head Positioner
2710450 | FBU |  | Blue Diamond Light Cloud Donut Head Positioners | Pack of 3
2710451 | FBU |  | Blue Diamond Light Cloud Prone Headrest
2710500 | FBU |  | Blue Diamond Bean Bag 10 (L) x 20`` (W)
2710501 | FBU |  | Blue Diamond Bean Bag with gel overlay
2710502 | FBU |  | Blue Diamond Bean Bag 20 (L) x 20`` (W)
2710503 | FBU |  | Blue Diamond Bean Bag with gel overlay
2710504 | FBU |  | Blue Diamond Bean Bag with shoulder cut-out
2710505 | FBU |  | Blue Diamond Bean Bag with shoulder cut-out & with gel overlay
2710506 | FBU |  | Blue Diamond Bean Bag full length 30 (W) x 76`` (L)
2710507 | FBU |  | Blue Diamond Bean Bag extra large with cut-out
2710508 | FBU |  | Blue Diamond Bean Bag extra large with gel layer
2710509 | FBU |  | Blue Diamond Bean Bag vac pac gel overlay with cut-out for shoulder
2710510 | FBU |  | Blue Diamond Bean Bag valve replacement kit
2710511 | FBU |  | Blue Diamond Bean Bag repair patch
2810006 | FJK |  | Paediatric OLED Finger Pulse Oximeter - Teddy Bear
2810007 | FJK |  | Paediatric OLED Finger Pulse Oximeter - Frog
2810008 | FJK |  | Paediatric OLED Finger Pulse Oximeter - Pig
2810009 | FJK |  | Paediatric OLED Finger Pulse Oximeter - Blue
2810010 | FJK |  | MD300-C LED Finger Pulse Oximeter
2810011 | FJK |  | MD300-D OLED Finger Pulse Oximeter
2820011 | FJK |  | Silicone cover for MD300-D - Blue
3210011 | FEY |  | NeoPEEP Neonatal single patient use | Hose Length: 1m
3210013 | FFK |  | NeoPEEP Neonatal single patient use - Blue | Box of 20 without adapter - Hose Length: 1m
3210070 | FEY |  | Single Patient Use Silicone Round Facemask - SIZE #00 | Single
3210071 | FEY |  | Single Patient Use Silicone Round Facemask - SIZE #01 | Single
3210073 | FEY |  | Single Patient Use Silicone Round Facemask - SIZE #00 | Pack of 20
3210074 | FEY |  | Single Patient Use Silicone Round Facemask - SIZE #01 | Pack of 20
3210076 | FEY |  | Single Patient Use Silicone Round Facemask - SIZE #00 | Box of 100
3210077 | FEY |  | Single Patient Use Silicone Round Facemask - SIZE #01 | Box of 100
3833-007 | FPA |  | Tapered connectors | Pack of 10
3833-132 | FPA |  | 1 Litre VacSax canister with V mount
9910-340 | FPA |  | Vacsax Disposable Liners | Box of 25
4310001 | FDP |  | Flow sensors - A | Pack of 5 - Direct compatible to Draeger 84 03 735 Spirolog flow sensor. For use with: Spirolog, Anemone, PM8030, PM8060, Eva, Cicero, Cato, Julian, Evita 1-4 XL...
4310003 | FDP |  | Flow sensors - H | Pack of 6 - Differential pressure flow sensor for ventilators. Direct compatible to Hamilton H7400 Accu Tach. For use with: Hamilton ventilators, H7200 VR1, Galileo, Amadeus, Veolar, Raphael
4410500 | FJA |  | Mainstream Capnograph - VM-2500-M - EU version | Hand-held, battery-powered CO2 / SpO2 monitor. Features mainstream CO2 monitoring. Displays EtCO2, FiCO2, SpO2, Respiration and Pulse Rate, with user adjustable alarms. Colour OLED display. Up to 400 hours data storage with trending screens and USB2.0 output to download to PC (Windows software provided). Supplied with an adult silicone SpO2 Finger Sensor. A range of sensor types are available.
4410520 | FJA |  | Sidestream Capnograph - VM-2500-S - EU version | Hand-held, battery-powered CO2 / SpO2 monitor. Features sidestream CO2 monitoring. Displays EtCO2, FiCO2, SpO2, Respiration and Pulse Rate, with user adjustable alarms. Colour OLED display. Up to 400 hours data storage with trending screens and USB2.0 output to download to PC (Windows software provided). Supplied with an adult silicone SpO2 Finger Sensor. A range of sensor types are available.
4410550 | FJA |  | Multigas Capnograph - VM-2500-MG - EU version | Hand-held, battery-powered multigas monitor. Features mainstream monitoring of 5 anaesthetic gases, plus N2O, EtCO2, FiCO2, SpO2, Respiration and Pulse Rate, with user adjustable alarms. Colour OLED display. Up to 400 hours data storage with trending screens and USB2.0 output to download to PC (Windows software provided). Supplied with an adult silicone SpO2 Finger Sensor. A range of sensor types are available.
4420505 | FJA |  | IRMA CO2 analyser | for use with Mainstream Capnograph
4420506 | FJA |  | IRMA AX+ analyser | for use with Multigas Capnograph
4420511 | FJA |  | IRMA airway Adapter - Adult/Paediatric
4420521 | FJA |  | IRMA airway Adapter - Infant
4420525 | FJA |  | Nomo Adapter | Reusable anti-bacterial moisture filter for use with Sidestream Capnograph. Single
4420531 | FJA |  | Sidestream disposable airway Adapter | for use with Sidestream Capnograph. Box of 25
4420550 | FFQ |  | Disposable sampling line | for use with Sidestream Capnograph. Box of 25
4420560 | FDR |  | Disposable nasal sampling line | for use with Sidestream Capnograph. Box of 40
4420570 | FFM |  | 15mm Adapters I.D. 2.0 mm | for use with Sidestream Capnograph. Box of 10
4420571 | FFM |  | 15mm Adapters I.D. 2.5 mm | for use with Sidestream Capnograph. Box of 10
4420572 | FFM |  | 15mm Adapters I.D. 3.0 mm | for use with Sidestream Capnograph. Box of 10
4420573 | FFM |  | 15mm Adapters I.D. 3.5 mm | for use with Sidestream Capnograph. Box of 10
4420574 | FFM |  | 15mm Adapters I.D. 4.0 mm | for use with Sidestream Capnograph. Box of 10
4420575 | FFM |  | 15mm Adapters I.D. 5.0 mm | for use with Sidestream Capnograph. Box of 10
4420576 | FFM |  | 15mm Adapters I.D. 6.0 mm | for use with Sidestream Capnograph. Box of 10
4420577 | FFM |  | 15mm Adapters I.D. 7.0 mm | for use with Sidestream Capnograph. Box of 10
4420578 | FFM |  | 15mm Adapters I.D. 8.0 mm | for use with Sidestream Capnograph. Box of 10
4420579 | FFM |  | 15mm Adapters I.D. 9.0 mm | for use with Sidestream Capnograph. Box of 10
4420580 | FFM |  | 15mm Adapters I.D. 10.0 mm | for use with Sidestream Capnograph. Box of 10
4420590 | FJA |  | Rechargeable Li-Poly battery | for use with VM-2500 Capnograph range
4420597 | FJA |  | USB Cable for use with Viamed VM-2500
4420600 | FJA |  | Universal mounting kit Rev. 1 - for use with VM-2500
4420610 | FJA |  | Silicone cover - for use with VM-2500
4420620 | FJA |  | Carrying case - for use with VM-2500
4420710 | FDR |  | CO2 Nasal Sampling Cannula - Adult | for use with Sidestream Capnograph. Box of 25
4420711 | FDR |  | CO2 Nasal Sampling Cannula - Paediatric | for use with Sidestream Capnograph. Box of 25
4420730 | FDR |  | CO2 Nasal/Oral Sampling Cannula | for use with Sidestream Capnograph. Box of 25
4420731 | FDR |  | CO2 Nasal/Oral Sampling Cannula | for use with Sidestream Capnograph. Box of 25
4430603 | FYZ |  | UK Plug Adapter for use with the Capnograph range
4430604 | FYZ |  | EU Plug Adapter for use with the Capnograph range
4430605 | FYZ |  | AUS Plug Adapter for use with the Capnograph range
4430606 | FYZ |  | US Plug Adapter for use with the Capnograph range
9910127 | FYZ |  | Lanyard - Viamed screw thread
PP1968 | FDO |  | Connector - 22mm Oxygen Stem | Single Patient Use
PP8000 | FDJ |  | Oxygen Hood - Size 1 with sliding front | Size: 165 x 200 x 150 (mm L/W/H)
PP8020 | FDJ |  | Oxygen Hood - Size 1 with sliding front and side ports | Size: 165 x 200 x 150 (mm L/W/H)
PP8050 | FDJ |  | Oxygen Hood - Size 2 with sliding front | Size: 245 x 255 x 185 (mm L/W/H)
PP8055 | FDJ |  | Oxygen Hood - Size 2 with sliding front and side ports | Size: 245 x 255 x 185 (mm L/W/H)
PP8060 | FDJ |  | Oxygen Hood - Size 3 with sliding front | Size: 300 x 310 x 230 (mm L/W/H)
PP8065 | FDJ |  | Oxygen Hood - Size 3 with sliding front and side ports | Size: 300 x 310 x 230 (mm L/W/H)
PP8100 | FDJ |  | Heat Shield Open Ends | Size: 254 x 203 x 152 (mm L/W/H)
PP8101 | FDJ |  | Heat Shield One End Open | Size: 254 x 203 x 152 (mm L/W/H)
PP8102 | FDJ |  | Heat Shield Both Ends Open | Size: 254 x 203 x 152 (mm L/W/H)
PP8103 | FDJ |  | Heat Shield Open Ends | Size: 305 x 203 x 152 (mm L/W/H)
PP8104 | FDJ |  | Heat Shield One End Closed | Size: 305 x 203 x 152 (mm L/W/H)
PP8105 | FDJ |  | Heat Shield Both Ends Closed | Size: 305 x 203 x 152 (mm L/W/H)
PP8106 | FDJ |  | Heat Shield Open Ends | Size: 356 x 203 x 152 (mm L/W/H)
PP8107 | FDJ |  | Heat Shield Open One End | Size: 356 x 203 x 152 (mm L/W/H)
PP8108 | FDJ |  | Heat Shield Both Ends Closed | Size: 356 x 203 x 152 (mm L/W/H)
PP8109 | FDJ |  | Heat Shield Open Ends | Size: 381 x 203 x 152 (mm L/W/H)
PP8110 | FDJ |  | Heat Shield One End Closed | Size: 381 x 203 x 152 (mm L/W/H)
PP8111 | FDJ |  | Heat Shield Both Ends Closed | Size: 381 x 203 x 152 (mm L/W/H)
PP8112 | FDJ |  | Heat Shield Open Ends | Size: 457 x 203 x 152 (mm L/W/H)
PP8113 | FDJ |  | Heat Shield One End Closed | Size: 457 x 203 x 152 (mm L/W/H)
PP8114 | FDJ |  | Heat Shield Both Ends Closed | Size: 457 x 203 x 152 (mm L/W/H)
PP8400 | FDJ |  | Phototherapy Light Shield - Size 1 | Size: 165 x 200 x 150 (mm L/W/H)
PP8509 | FDJ |  | Phototherapy Light Shield/Oxygen Hood - Size 1 | Size: 165 x 200 x 150 (mm L/W/H)
PP8510 | FDJ |  | Phototherapy Light Shield - Size 1 with front | Size: 165 x 200 x 150 (mm L/W/H)
PP8526 | FDJ |  | Ventilator Tube Holder 14 Slots
PP8533 | FDJ |  | Phototherapy Light Shield/Oxygen Hood - Size 2 | Size: 245 x 255 x 185 (mm L/W/H)
PP8559 | FDJ |  | Phototherapy Light Shield - Size 2 | Size: 245 x 255 x 185 (mm L/W/H)
PP8560 | FDJ |  | Phototherapy Light Shield - Size 2 with front | Size: 245 x 255 x 185 (mm L/W/H)
PP8562 | FDJ |  | Phototherapy Light Shield/Oxygen Hood - Size 3 | Size: 300 x 310 x 230 (mm L/W/H)
PP8589 | FDJ |  | Oxygen Hood - Size 4 with sliding front | Size: 400 x 400 x 300 (mm L/W/H)
PP8601 | FDJ |  | Heat Shield Open Ends | Size: 280 x 355 x 165 (mm L/W/H)
PP8620 | FDJ |  | Heat Shield Both Ends Closed | Size: 640 x 340 x 190 (mm L/W/H)
PP8711 | FDJ |  | Hoskins Cot Lid | External dimensions: 413mm (W) x 712mm (L)
PP8712 | FDJ |  | Bristol Maid Cot Lid | External Dimensions: 423mm (W) x 712mm (L)
PP8713 | FDJ |  | Nesbitt Evans Cot Lid | External Dimensions: 428mm (W) x 712mm (L)
PP8715 | FDJ |  | Oxygen Hood - Size 4 with sliding front and side ports | Size: 400 x 400 x 300
9950450 | MFD |  | TECcare Control - Sanitising Surface Wipes | 200 x 200 mm wipes, 200 wipes per tub. Single Tub
9950451 | MFD |  | TECcare Control - Sanitising Surface Wipes | 200 x 200 mm wipes, 200 wipes per tub. Box of 10 Tubs
9950452 | MFD |  | TECcare Control - Sanitising Surface Wipes | 250 x 280 mm wipes, 225 wipes per tub. Single Tub
9950453 | MFD |  | TECcare Control - Sanitising Surface Wipes | 250 x 280 mm wipes, 225 wipes per tub. Box of 4 Tubs
9950454 | MFD |  | TECcare Control - Textured Surface Wipes | 200 x 250 mm wipes, 200 wipes per tub. Single Tub
9950455 | MFD |  | TECcare Control - Textured Surface Wipes | 200 x 250 mm wipes, 200 wipes per tub. Box of 4 Tubs
9950460 | MFD |  | TECcare Control - Fluid Trigger Spray | 750ml. Single Spray
9950461 | MFD |  | TECcare Control - Fluid Trigger Spray | 750ml. Box of 6 sprays
9950470 | MFD |  | TECcare Control - Fluid Concentrate | 5 Litres. Single 5 Litre drum
9950490 | MTH |  | TECcare Protect - Hand Sanitiser, Foamer | 50ml, Single Foamer
9950491 | MTH |  | TECcare Protect - Hand Sanitiser, Foamer | 50ml, Box of 10 foamers
9950492 | MTH |  | TECcare Protect - Hand Sanitiser, Foamer | 600ml, Single Foamer
9950493 | MTH |  | TECcare Protect - Hand Sanitiser, Foamer | 600ml, Box of 6 Sprays
9950480 | MFD |  | TECcare Ultra - Fluid Concentrate | 4 Litres, Single 5 litre drum