## GHX Master 2018 24_05_18 (1)
Part Number | Description | Extended Description | Selling Price | Quantity Break 1 | Quantity Break 1 Price | Quantity Break 2 | Quantity Break 2 Price | Quantity Break 3 | Quantity Break 3 Price | Quantity Break 4 | Quantity Break 4 Price | EAN/GTIN | COSHH | Electromedical | Latex | Environmentally Friendly | Ethically Sourced | NHS Eclass | UOM | UOM Description | QOM | QOM Description | Brand | Warranty | Manufacturer | Manufacturer Code | Pack Size | Whilst Stocks Last | Expiry Date
0012101 | Viamed Finger Pulse Oximeter VM-2101 | Can be used on paediatrics, 20+kg. As a guide equates to 6 year olds: 50th percentile - Boys 5 years 9 months, height 114 cm; 50th percentile - Girls 5 years 11 months, height 114 cm. Derived from WHO reference 2007 | 120.00 | 2 | 114 | 3 | 108 | 11 | 102 | 0 | 0 | 5051826002568 | No |  | No | Yes | Yes | FJK | EA | EACH | 1 | 1 | Viamed | 24 | Viamed | VM-2101 | 1 | No | 2019-06-30
0012105 | Viamed Silicone Finger Pulse Oximeter VM-2105 - Grey | Can be used on paediatrics, 20+kg. As a guide equates to 6 year olds: 50th percentile - Boys 5 years 9 months, height 114 cm; 50th percentile - Girls 5 years 11 months, height 114 cm. Derived from WHO reference 2007. | 225.00 | 2 | 213.75 | 3 | 202.5 | 11 | 191.25 | 0 | 0 | 5051826000854 | No |  | No | Yes | Yes | FJK | EA | EACH | 1 | 1 | Viamed | 24 | Viamed | VM-2105 | 1 | No | 2019-06-30
0012106 | Viamed Silicone Finger Pulse Oximeter VM-2105 - Orange | Can be used on paediatrics, 20+kg. As a guide equates to 6 year olds: 50th percentile - Boys 5 years 9 months, height 114 cm; 50th percentile - Girls 5 years 11 months, height 114 cm. Derived from WHO reference 2007. | 225.00 | 2 | 213.75 | 3 | 202.5 | 11 | 191.25 | 0 | 0 | 5051826002605 | No |  | No | Yes | Yes | FJK | EA | EACH | 1 | 1 | Viamed | 24 | Viamed | VM-2105 | 1 | No | 2019-06-30
0012160 | Viamed Hand Held Pulse Oximeter VM-2160 | Hand held model. Includes: Adult silicone sensor (alternative sensors available upon request), silicone case protector, PC (Windows) Software, USB cable, 3 x AA batteries. Language package version: Central Europe. | 345.00 | 0 | 0 | 0 | 0 | 0 | 0 | 0 | 0 | 5051826000007 | No |  | No | Yes | Yes | FJK | EA | EACH | 1 | 1 | Viamed | 24 | Viamed | VM-2160 | 1 | No | 2019-06-30
0014002 | Pulse Oximetry Finger Sensor - Nellcor DS-100A Oximax Digit X1 | Patient weight range: >40 kg. Connector Type: 9 pin D type, purple connector, all 9 pins connected. Oximax. | 97.50 | 0 | 0 | 0 | 0 | 0 | 0 | 0 | 0 | 5051826004340 | No |  | No | Yes | Yes | FJK | EA | EACH | 1 | 1 | Viamed | 6 | Nellcor | DS-100A | 1 | No | 2019-06-30
0014006 | Pulse Oximetry Finger Sensor - Nellcor Dura-Y D-YS Oximax D-YS | Cable Length: 3ft - Patient weight range: >1 kg. Connector Type: 9 pin D type, purple connector, all 9 pins connected. Oximax. | 158.00 | 0 | 0 | 0 | 0 | 0 | 0 | 0 | 0 | 5051826004364 | No |  | No | Yes | Yes | FJK | EA | EACH | 1 | 1 | Viamed | 3 | Nellcor |  | 1 | No | 2019-06-30
0014060 | Pulse Oximetry Extension Cable - Nellcor DEC-4 | Cable Length: 4ft - Connector Type: 9 pin D (f) - 9 pin D (m) | 50.50 | 0 | 0 | 0 | 0 | 0 | 0 | 0 | 0 | 5051826004371 | No |  | No | Yes | Yes | FJK | EA | EACH | 1 | 1 | Viamed | 12 | Nellcor | DEC-4 | 1 | No | 2019-06-30
0014061 | Pulse Oximetry Extension Cable - Nellcor DEC-8 | Cable Length: 8ft - Connector Type: 9 pin D (f) - 9 pin D (m) | 64.75 | 0 | 0 | 0 | 0 | 0 | 0 | 0 | 0 | 5051826004388 | No |  | No | Yes | Yes | FJK | EA | EACH | 1 | 1 | Viamed | 12 | Nellcor | DEC-8 | 1 | No | 2019-06-30
0014062 | Pulse Oximetry Sensor/Extension Cable - Nellcor DOC-10 | 3M style 14 way connector (purple) key way - off centre top left (widest side of connector). | 78.75 | 0 | 0 | 0 | 0 | 0 | 0 | 0 | 0 | 5051826004395 | No |  | No | Yes | Yes | FJK | EA | EACH | 1 | 1 | Viamed | 12 | Nellcor | DOC-10 | 1 | Yes | 2019-06-30
0014070 | Pulse Oximetry Sensor/Extension Cable - Nellcor SCP-10 | 3M style 14 way connector (grey) no key way. 9 way D type receptacle with centre top key way. | 93.50 | 0 | 0 | 0 | 0 | 0 | 0 | 0 | 0 | 5051826004401 | No |  | No | Yes | Yes | FJK | EA | EACH | 1 | 1 | Viamed | 12 | Nellcor | SCP-10 | 1 | Yes | 2019-06-30
0014071 | Pulse Oximetry Sensor/Extension Cable - Nellcor MC-10 | 3M style 14 way connector (grey) with centre top raised key way. 9 way D type receptacle with centre top key way. | 75.85 | 0 | 0 | 0 | 0 | 0 | 0 | 0 | 0 | 5051826023112 | No |  | No | Yes | Yes | FJK | EA | EACH | 1 | 1 | Viamed | 12 | Nellcor | MC-10 | 1 | Yes | 2019-06-30
0014072 | Pulse Oximetry Sensor/Extension Cable - Nellcor OEM-10 | 3M style 14 way connector (grey) no key way. 9 way D type receptacle (purple) with centre bottom key way. | 56.75 | 0 | 0 | 0 | 0 | 0 | 0 | 0 | 0 | 5051826004418 | No |  | No | Yes | Yes | FJK | EA | EACH | 1 | 1 | Viamed | 12 | Nellcor | OEM-10 | 1 | Yes | 2019-06-30
0014499 | Pulse Oximetry Finger Sensor - Masimo LNCS DCI - Adult - 1863 | Connector: 9 pin D, Cable Length: 90cm. Can only be used with LNC extension cables | 114.75 | 0 | 0 | 0 | 0 | 0 | 0 | 0 | 0 | 5051826004456 | No |  | No | Yes | Yes | FJK | EA | EACH | 1 | 1 | LNCS | 6 | Masimo | 1863 | 1 | No | 2019-06-30
0014500 | Pulse Oximetry Finger Sensor - Masimo LNOP DCI - Adult - 1269 | Cable Length: 0.90m - Connector: PCB type `wafer` connector | 114.75 | 0 | 0 | 0 | 0 | 0 | 0 | 0 | 0 | 5051826004463 | No |  | No | Yes | Yes | FJK | EA | EACH | 1 | 1 | LNOP | 12 | Masimo | 1269 | 1 | Yes | 2019-06-30
0014501 | Pulse Oximetry Finger Sensor - Masimo LNOP DCIP - Paediatric - 1276 | Connector: PCB type `wafer` connector | 140.25 | 0 | 0 | 0 | 0 | 0 | 0 | 0 | 0 | 5051826023129 | No |  | No | Yes | Yes | FJK | EA | EACH | 1 | 1 | LNOP | 12 | Masimo | 1276 | 1 | No | 2019-06-30
0014502 | Pulse Oximetry Multi-site Sensor - Masimo LNOP YI - 1544 | Connector: PCB type `wafer` connector | 165.00 | 0 | 0 | 0 | 0 | 0 | 0 | 0 | 0 | 5051826004470 | No |  | No | Yes | Yes | FJK | EA | EACH | 1 | 1 | LNOP | 12 | Masimo | 1544 | 1 | No | 2019-06-30
0014504 | Pulse Oximetry Sensor - Masimo LNOP TC-I Tip-Clip - 1794 | Connector: PCB type `wafer` connector | 140.25 | 0 | 0 | 0 | 0 | 0 | 0 | 0 | 0 | 5051826004487 | No |  | No | Yes | Yes | FJK | EA | EACH | 1 | 1 | LNOP | 12 | Masimo | 1794 | 1 | No | 2019-06-30
0014506 | Pulse Oximetry Sensor - Masimo LNOP DCSC - Adult - 1396 | For use on patients >30kg, Warranty 6 months | 119.00 | 0 | 0 | 0 | 0 | 0 | 0 | 0 | 0 | 5051826004494 | No |  | No | Yes | Yes | FJK | EA | EACH | 1 | 1 | LNOP | 12 | Masimo | 1396 | 1 | No | 2019-06-30
0014507 | Pulse Oximetry Sensor - Masimo LNOP DC-195 (LNOPv-150) - 1560 | No cable: sensor has PCB type connector on top of sensor. | 89.25 | 0 | 0 | 0 | 0 | 0 | 0 | 0 | 0 | 5051826004500 | No |  | No | Yes | Yes | FJK | EA | EACH | 1 | 1 | LNOP | 12 | Masimo | 1560 | 1 | No | 2019-06-30
0014520 | Pulse Oximetry Patient Cable - Masimo PC04 - 1173 | LNOP version cable, Warranty 6 months. Cable Length: 4ft | 72.25 | 0 | 0 | 0 | 0 | 0 | 0 | 0 | 0 | 5051826004517 | No |  | No | Yes | Yes | FJK | EA | EACH | 1 | 1 | LNOP | 12 | Masimo | 1173 | 1 | Yes | 2019-06-30
0014521 | Pulse Oximetry Patient Cable - Masimo PC08 - 1005 | Cable Length: 8ft | 76.50 | 0 | 0 | 0 | 0 | 0 | 0 | 0 | 0 | 5051826004524 | No |  | No | Yes | Yes | FJK | EA | EACH | 1 | 1 | LNOP | 12 | Masimo | 1005 | 1 | Yes | 2019-06-30
0014522 | Pulse Oximetry Patient Cable - Masimo PC12 - 1006 | Cable Length: 12ft | 80.75 | 0 | 0 | 0 | 0 | 0 | 0 | 0 | 0 | 5051826004531 | No |  | No | Yes | Yes | FJK | EA | EACH | 1 | 1 | LNOP | 12 | Masimo | 1006 | 1 | Yes | 2019-06-30
0014523 | Pulse Oximetry Extension Cable - Masimo PC04 - 1619 | Cable Length: 4ft | 59.50 | 0 | 0 | 0 | 0 | 0 | 0 | 0 | 0 | 5051826023136 | No |  | No | Yes | Yes | FJK | EA | EACH | 1 | 1 | LNOP | 12 | Masimo | 1619 | 1 | Yes | 2019-06-30
0014526 | Pulse Oximetry Cable - Masimo LC-10 LNCS - 2109 | For use with LNCS sensors, not compatible with LNOP sensors. | 76.50 | 0 | 0 | 0 | 0 | 0 | 0 | 0 | 0 | 5051826004548 | No |  | No | Yes | Yes | FJK | EA | EACH | 1 | 1 | LNCS | 6 | Masimo | 2109 | 1 | No | 2019-06-30
0014540 | Disposable Pulse Oximetry Sensor - Masimo LNOP - Adult - 1001 | Box of 20 | 155.00 | 0 | 0 | 0 | 0 | 0 | 0 | 0 | 0 | 5051826023143 | No |  | No | Yes | Yes | FJK | PK | PACK | 1 | Pack (20) | LNOP | 12 | Masimo | 1001 | 20 | No | 2019-06-30
0014541 | Disposable Pulse Oximetry Sensor - Masimo LNOP - Paediatric - 1025 | Box of 20 | 175.00 | 0 | 0 | 0 | 0 | 0 | 0 | 0 | 0 | 5051826023150 | No |  | No | Yes | Yes | FJK | PK | PACK | 1 | Pack (20) | LNOP | 12 | Masimo | 1025 | 20 | Yes | 2019-06-30
0014542 | Disposable Pulse Oximetry Sensor - Masimo LNOP - Neonatal - 1002 | Box of 20 | 220.00 | 0 | 0 | 0 | 0 | 0 | 0 | 0 | 0 | 5051826023167 | No |  | No | Yes | Yes | FJK | PK | PACK | 1 | Pack (20) | LNOP | 12 | Masimo | 1002 | 20 | Yes | 2019-06-30
0014543 | Disposable Pulse Oximetry Sensor - Masimo LNOP NeoPt - Neonatal - 1003 | Box of 20. With Posey wrap. | 240.00 | 0 | 0 | 0 | 0 | 0 | 0 | 0 | 0 | 5051826004555 | No |  | No | Yes | Yes | FJK | PK | PACK | 1 | Pack (20) | LNOP | 12 | Masimo | 1003 | 20 | Yes | 2019-06-30
0014590 | Pulse Oximetry Silicone Finger Sensor - Viamed - Adult - SCA6500VM | For use with VM-2160 and VM-2500 - Cable Length: 1.2m - Autoclavable | 255.00 | 2 | 242.25 | 3 | 229.5 | 11 | 216.75 | 0 | 0 | 5051826004586 | No |  | No | Yes | Yes | FJK | EA | EACH | 1 | 1 | 4000 Series | 24 | Viamed | SCA6500VM | 1 | No | 2019-06-30
0014591 | Pulse Oximetry Silicone Finger Sensor - Viamed - Paediatric - SCPA6500VM | For use with VM-2160 and VM-2500 - Cable Length: 1.2m - Autoclavable | 255.00 | 2 | 242.25 | 3 | 229.5 | 11 | 216.75 | 0 | 0 | 5051826004593 | No |  | No | Yes | Yes | FJK | EA | EACH | 1 | 1 | 4000 Series | 24 | Viamed | CPA6500VM | 1 | No | 2019-06-30
0014601 | Pulse Oximetry Finger Sensor - Nellcor Compatible - Adult - SF4001 | Cable Length: 0.90m - Connector Type: 9 pin D type, (7 pins loaded) | 40.80 | 2 | 38.76 | 3 | 36.72 | 11 | 34.68 | 0 | 0 | 5051826001226 | No |  | No | Yes | Yes | FJK | EA | EACH | 1 | 1 | 4000 Series | 24 | Viamed | SF4001 | 1 | No | 2019-06-30
0014602 | Pulse Oximetry Finger Sensor - Nellcor Compatible - Adult - SF4002 | Cable Length: 2.0m - Connector Type: 9 pin D type, (7 pins loaded) | 49.30 | 2 | 46.84 | 3 | 44.37 | 11 | 41.91 | 0 | 0 | 5051826001233 | No |  | No | Yes | Yes | FJK | EA | EACH | 1 | 1 | 4000 Series | 24 | Viamed | SF4002 | 1 | No | 2019-06-30
0014603 | Pulse Oximetry Finger Sensor - HP/Philips Compatible - Adult - SF4006 | Cable Length: 2.95m - Connector Type: Old circular 12 pin connector | 96.05 | 2 | 91.25 | 3 | 86.45 | 11 | 81.64 | 0 | 0 | 5051826004616 | No |  | No | Yes | Yes | FJK | EA | EACH | 1 | 1 | 4000 Series | 24 | Viamed | SF4006 | 1 | No | 2019-06-30
0014604 | Pulse Oximetry Finger Sensor - HP/Philips Compatible - Adult - SF4007 | Cable Length: 2.0m - Connector Type: Latest 8 pin connector (horse shoe type) | 79.90 | 2 | 75.91 | 3 | 71.91 | 11 | 67.92 | 0 | 0 | 5051826004623 | No |  | No | Yes | Yes | FJK | EA | EACH | 1 | 1 | 4000 Series | 24 | Viamed | SF4007 | 1 | No | 2019-06-30
0014605 | Pulse Oximetry Finger Sensor - Datex Compatible - Adult - SF4011 | Cable Length: 0.9m - Connector Type: 9 pin D type, (9 pins loaded) | 59.50 | 2 | 56.33 | 3 | 53.55 | 11 | 50.58 | 0 | 0 | 5051826004630 | No |  | No | Yes | Yes | FJK | EA | EACH | 1 | 1 | 4000 Series | 24 | Viamed | SF4011 | 1 | No | 2019-06-30
0014606 | Pulse Oximetry Finger Sensor - Datex Compatible - Adult - SF4012 | Cable Length: 2.95m - Connector Type: 10 pin circular Nicolet style | 84.15 | 2 | 79.94 | 3 | 75.74 | 11 | 71.53 | 0 | 0 | 5051826004647 | No |  | No | Yes | Yes | FJK | EA | EACH | 1 | 1 | 4000 Series | 24 | Viamed | SF4012 | 1 | No | 2019-06-30
0014607 | Pulse Oximetry Finger Sensor - Ohmeda Compatible - Adult - SF4016 | Cable Length: 2.95m - Connector Type: 9 pin Hypertronics/Hypertac (7 pins loaded) | 96.05 | 2 | 91.25 | 3 | 86.45 | 11 | 81.64 | 0 | 0 | 5051826004654 | No |  | No | Yes | Yes | FJK | EA | EACH | 1 | 1 | 4000 Series | 24 | Viamed | SF4016 | 1 | No | 2019-06-30
0014608 | Pulse Oximetry Finger Sensor - Ohmeda Compatible - Adult - SF4017 | Cable Length: 1.0m - Connector Type: 9 pin Hypertronics/Hypertac (7 pins loaded) | 96.05 | 2 | 91.25 | 3 | 86.45 | 11 | 81.64 | 0 | 0 | 5051826004661 | No |  | No | Yes | Yes | FJK | EA | EACH | 1 | 1 | 4000 Series | 24 | Viamed | SF4017 | 1 | No | 2019-06-30
0014609 | Pulse Oximetry Finger Sensor - BCI Compatible - Adult - SF4021 | Cable Length: 1.2m - Connector Type: 9 pin D type (9 pins loaded) | 67.15 | 2 | 63.79 | 3 | 60.44 | 11 | 57.08 | 0 | 0 | 5051826003084 | No |  | No | Yes | Yes | FJK | EA | EACH | 1 | 1 | 4000 Series | 24 | Viamed | SF4021 | 1 | No | 2019-06-30
0014610 | Pulse Oximetry Finger Sensor - Nonin Compatible - Adult - SF4026 | Cable Length: 0.9m - Connector Type: 9 pin D type (7 pins loaded) | 59.50 | 2 | 56.33 | 3 | 53.55 | 11 | 50.58 | 0 | 0 | 5051826004678 | No |  | No | Yes | Yes | FJK | EA | EACH | 1 | 1 | 4000 Series | 24 | Viamed | SF4026 | 1 | No | 2019-06-30
0014611 | Pulse Oximetry Finger Sensor - CSI Compatible - Adult - SF4036 | Cable Length: 0.9m - Connector Type: 9 pin D type (6 pins loaded) Right Angled | 67.15 | 2 | 63.79 | 3 | 60.44 | 11 | 57.08 | 0 | 0 | 5051826004685 | No |  | No | Yes | Yes | FJK | EA | EACH | 1 | 1 | 4000 Series | 24 | Viamed | SF4036 | 1 | No | 2019-06-30
0014612 | Pulse Oximetry Finger Sensor - CSI Compatible - Adult - SF4037 | Cable Length: 2.95m - Connector Type: 9 pin D type (6 pins loaded) Right Angled | 79.90 | 2 | 75.91 | 3 | 71.91 | 11 | 67.92 | 0 | 0 | 5051826004692 | No |  | No | Yes | Yes | FJK | EA | EACH | 1 | 1 | 4000 Series | 24 | Viamed | SF4037 | 1 | No | 2019-06-30
0014613 | Pulse Oximetry Finger Sensor - Novametrix Compatible - Adult - SF4041 | Cable Length: 2.95m - Connector Type: 7 pin Hypertronics/Hypertac (6 pins loaded) | 113.05 | 2 | 107.4 | 3 | 101.75 | 11 | 96.09 | 0 | 0 | 5051826004708 | No |  | No | Yes | Yes | FJK | EA | EACH | 1 | 1 | 4000 Series | 24 | Viamed | SF4041 | 1 | No | 2019-06-30
0014614 | Pulse Oximetry Finger Sensor - Nihon Kohden Compatible - Adult - SF4046 | Cable Length: 2.95m - Connector Type: Circular | 113.05 | 2 | 107.4 | 3 | 101.75 | 11 | 96.09 | 0 | 0 | 5051826023198 | No |  | No | Yes | Yes | FJK | EA | EACH | 1 | 1 | 4000 Series | 24 | Viamed | SF4046 | 1 | No | 2019-06-30
0014615 | Pulse Oximetry Finger Sensor - Nihon Kohden Compatible - Adult - SF4047 | Cable Length: 1.60m - Connector Type: Large format 9 pin D type | 113.05 | 2 | 107.4 | 3 | 101.75 | 11 | 96.09 | 0 | 0 | 5051826023204 | No |  | No | Yes | Yes | FJK | EA | EACH | 1 | 1 | 4000 Series | 24 | Viamed | SF4047 | 1 | No | 2019-06-30
0014617 | Pulse Oximetry Finger Sensor - Datascope Compatible - Adult - SF4061 | Cable Length: 0.90m - Connector Type: 9 Pin D type | 40.80 | 2 | 38.76 | 3 | 36.72 | 11 | 34.68 | 0 | 0 | 5051826004715 | No |  | No | Yes | Yes | FJK | EA | EACH | 1 | 1 | 4000 Series | 24 | Viamed | SF4061 | 1 | No | 2019-06-30
0014618 | Pulse Oximetry Finger Sensor - Datascope Compatible - Adult - SF4062 | Cable Length: 2.95m - Connector Type: 8 pin DIN | 84.15 | 2 | 79.94 | 3 | 75.74 | 11 | 71.53 | 0 | 0 | 5051826004722 | No |  | No | Yes | Yes | FJK | EA | EACH | 1 | 1 | 4000 Series | 24 | Viamed | SF4062 | 1 | No | 2019-06-30
0014619 | Pulse Oximetry Finger Sensor - Spacelabs Compatible - Adult - SF4066 | Cable Length: 2.95m | 113.05 | 2 | 107.4 | 3 | 101.75 | 11 | 96.09 | 0 | 0 | 5051826023211 | No |  | No | Yes | Yes | FJK | EA | EACH | 1 | 1 | 4000 Series | 24 | Viamed | SF4066 | 1 | No | 2019-06-30
0014621 | Pulse Oximetry Finger Sensor - Palco Compatible - Adult - SF4076 | Cable Length: 2.40m - Connector Type: Telephone style connector 6 pin plug | 113.05 | 2 | 107.4 | 3 | 101.75 | 11 | 96.09 | 0 | 0 | 5051826004739 | No |  | No | Yes | Yes | FJK | EA | EACH | 1 | 1 | 4000 Series | 24 | Viamed | SF4076 | 1 | No | 2019-06-30
0014623 | Pulse Oximetry Finger Sensor - HP/Philips Compatible - Adult - SF4008 | Cable Length: 2.95m - Connector: Latest 8 pin connector (horse shoe type) | 96.50 | 2 | 91.67 | 3 | 86.85 | 11 | 82.02 | 0 | 0 | 5051826004746 | No |  | No | Yes | Yes | FJK | EA | EACH | 1 | 1 | 4000 Series | 24 | Viamed | SF4008 | 1 | No | 2019-06-30
0014625 | Pulse Oximetry Finger Sensor - GE Datex Compatible - Adult - SF4013 | Cable Length: 2.95m - Connector Type: 11 pin rectangular, 2 key ways | 96.05 | 2 | 91.25 | 3 | 86.45 | 11 | 81.64 | 0 | 0 | 5051826004753 | No |  | No | Yes | Yes | FJK | EA | EACH | 1 | 1 | 4000 Series | 24 | Viamed | SF4013 | 1 | No | 2019-06-30
0014650 | Pulse Oximetry Finger Sensor - Viamed - Adult - SF6500 | For use with VM-2160 and VM-2500. Cable Length: 1.2m | 140.25 | 2 | 133.24 | 3 | 126.23 | 11 | 119.21 | 0 | 0 | 5051826001240 | No |  | No | Yes | Yes | FJK | EA | EACH | 1 | 1 | 4000 Series | 24 | Viamed | SF6500 | 1 | No | 2019-06-30
0014701 | Pulse Oximetry Silicone Finger Sensor - Nellcor Compatible - Adult - SC4001 | Cable Length: 0.9m - Connector Type: 9 pin D type (7 pins loaded) | 113.05 | 2 | 107.4 | 3 | 101.75 | 11 | 96.09 | 0 | 0 | 5051826001257 | No |  | No | Yes | Yes | FJK | EA | EACH | 1 | 1 | 4000 Series | 24 | Viamed | SC4001 | 1 | No | 2019-06-30
0014702 | Pulse Oximetry Silicone Finger Sensor - Nellcor Compatible - Adult - SC4002 | Cable Length: 2.0m - Connector Type: 9 pin D type (7 pins loaded) | 121.55 | 2 | 115.47 | 3 | 109.4 | 11 | 103.32 | 0 | 0 | 5051826001264 | No |  | No | Yes | Yes | FJK | EA | EACH | 1 | 1 | 4000 Series | 24 | Viamed | SC4002 | 1 | No | 2019-06-30
0014703 | Pulse Oximetry Silicone Finger Sensor - HP/Philips Compatible -Adult - SC4006 | Cable Length: 2.95m - Connector Type: Original 12 pin connector | 128.35 | 2 | 121.93 | 3 | 115.52 | 11 | 109.1 | 0 | 0 | 5051826002797 | No |  | No | Yes | Yes | FJK | EA | EACH | 1 | 1 | 4000 Series | 24 | Viamed | SC4006 | 1 | No | 2019-06-30
0014704 | Pulse Oximetry Silicone Finger Sensor - HP/Philips Compatible - Adult - SC4007 | Cable Length: 2.0m - Connector Type: Latest 8 pin connector | 113.05 | 2 | 107.4 | 3 | 101.75 | 11 | 96.09 | 0 | 0 | 5051826002803 | No |  | No | Yes | Yes | FJK | EA | EACH | 1 | 1 | 4000 Series | 24 | Viamed | SC4007 | 1 | No | 2019-06-30
0014705 | Pulse Oximetry Silicone Finger Sensor - Datex Compatible - Adult - SC4011 | Cable Length: 0.90 m - Connector Type: 9 pin D type, (9 pins loaded) | 113.05 | 2 | 107.4 | 3 | 101.75 | 11 | 96.09 | 0 | 0 | 5051826002810 | No |  | No | Yes | Yes | FJK | EA | EACH | 1 | 1 | 4000 Series | 24 | Viamed | SC4011 | 1 | No | 2019-06-30
0014706 | Pulse Oximetry Silicone Finger Sensor - Datex Compatible - Adult - SC4012 | Cable Length: 2.95 m - Connector Type: 10 pin circular Nicolet style | 144.50 | 2 | 137.28 | 3 | 130.05 | 11 | 122.83 | 0 | 0 | 5051826002827 | No |  | No | Yes | Yes | FJK | EA | EACH | 1 | 1 | 4000 Series | 24 | Viamed | SC4012 | 1 | No | 2019-06-30
0014707 | Pulse Oximetry Silicone Finger Sensor - Ohmeda Compatible - Adult - SC4016 | Cable Length: 2.95 m - Connector Type: 9 pin Hypertronics/Hypertac (7 pins loaded) | 144.50 | 2 | 137.28 | 3 | 130.05 | 11 | 122.83 | 0 | 0 | 5051826002834 | No |  | No | Yes | Yes | FJK | EA | EACH | 1 | 1 | 4000 Series | 24 | Viamed | SC4016 | 1 | No | 2019-06-30
0014708 | Pulse Oximetry Silicone Finger Sensor - Ohmeda Compatible - Adult - SC4017 | Cable Length: 1.00 m - Connector Type: 9 pin Hypertronics/Hypertac (7 pins loaded) | 128.35 | 2 | 121.93 | 3 | 115.52 | 11 | 109.1 | 0 | 0 | 5051826002841 | No |  | No | Yes | Yes | FJK | EA | EACH | 1 | 1 | 4000 Series | 24 | Viamed | SC4017 | 1 | No | 2019-06-30
0014709 | Pulse Oximetry Silicone Finger Sensor - BCI Compatible - Adult - SC4021 | Cable Length: 1.20 m - Connector Type: 9 pin D type (9 pins loaded) | 113.05 | 2 | 107.4 | 3 | 101.75 | 11 | 96.09 | 0 | 0 | 5051826004777 | No |  | No | Yes | Yes | FJK | EA | EACH | 1 | 1 | 4000 Series | 24 | Viamed | SC4021 | 1 | No | 2019-06-30
0014710 | Pulse Oximetry Silicone Finger Sensor - Nonin Compatible - Adult - SC4026 | Cable Length: 0.90 m - Connector Type: 9 pin D type (7 pins loaded) | 113.05 | 2 | 107.4 | 3 | 101.75 | 11 | 96.09 | 0 | 0 | 5051826004784 | No |  | No | Yes | Yes | FJK | EA | EACH | 1 | 1 | 4000 Series | 24 | Viamed | SC4026 | 1 | No | 2019-06-30
0014711 | Pulse Oximetry Silicone Finger Sensor - CSI Compatible - Adult - SC4036 | Cable Length: 0.90 m - Connector Type: 9 pin D type (6 pins loaded) | 113.05 | 2 | 107.4 | 3 | 101.75 | 11 | 96.09 | 0 | 0 | 5051826004791 | No |  | No | Yes | Yes | FJK | EA | EACH | 1 | 1 | 4000 Series | 24 | Viamed | SC4036 | 1 | No | 2019-06-30
0014712 | Pulse Oximetry Silicone Finger Sensor - CSI Compatible - Adult - SC4037 | Cable Length: 2.95 m - Connector Type: 9 pin D type (6 pins loaded) | 144.50 | 2 | 137.28 | 3 | 130.05 | 11 | 122.83 | 0 | 0 | 5051826004807 | No |  | No | Yes | Yes | FJK | EA | EACH | 1 | 1 | 4000 Series | 24 | Viamed | SC4037 | 1 | No | 2019-06-30
0014713 | Pulse Oximetry Silicone Finger Sensor - Novametrix Compatible - Adult - SC4041 | Cable Length: 2.95 m - Connector Type: 7 pin Hypertronics/Hypertac (6 pins loaded) | 144.50 | 2 | 137.28 | 3 | 130.05 | 11 | 122.83 | 0 | 0 | 5051826004814 | No |  | No | Yes | Yes | FJK | EA | EACH | 1 | 1 | 4000 Series | 24 | Viamed | SC4041 | 1 | No | 2019-06-30
0014714 | Pulse Oximetry Silicone Finger Sensor - Nihon Kohden Compatible - Adult - SC4046 | Cable Length: 2.95 m - Connector Type: Circular | 144.50 | 2 | 137.28 | 3 | 130.05 | 11 | 122.83 | 0 | 0 | 5051826002858 | No |  | No | Yes | Yes | FJK | EA | EACH | 1 | 1 | 4000 Series | 24 | Viamed | SC4046 | 1 | No | 2019-06-30
0014715 | Pulse Oximetry Silicone Finger Sensor - Nihon Kohden Compatible - Adult - SC4047 | Cable Length: 1.60 m - Connector Type: Large format 9 pin D type | 144.50 | 2 | 137.28 | 3 | 130.05 | 11 | 122.83 | 0 | 0 | 5051826002636 | No |  | No | Yes | Yes | FJK | EA | EACH | 1 | 1 | 4000 Series | 24 | Viamed | SC4047 | 1 | No | 2019-06-30
0014717 | Pulse Oximetry Silicone Finger Sensor - Datascope Compatible - Adult - SC4061 | Cable Length: 0.90m - Connector Type: 9 Pin D type | 113.05 | 2 | 107.4 | 3 | 101.75 | 11 | 96.09 | 0 | 0 | 5051826023235 | No |  | No | Yes | Yes | FJK | EA | EACH | 1 | 1 | 4000 Series | 24 | Viamed | SC4061 | 1 | No | 2019-06-30
0014718 | Pulse Oximetry Silicone Finger Sensor - Datascope Compatible - Adult - SC4062 | Cable Length: 2.95 m - Connector Type: 8 pin DIN | 144.50 | 2 | 137.28 | 3 | 130.05 | 11 | 122.83 | 0 | 0 | 5051826023242 | No |  | No | Yes | Yes | FJK | EA | EACH | 1 | 1 | 4000 Series | 24 | Viamed | SC4062 | 1 | No | 2019-06-30
0014719 | Pulse Oximetry Silicone Finger Sensor - Spacelabs Compatible - Adult - SC4066 | Cable Length: 2.95 m | 144.50 | 2 | 137.28 | 3 | 130.05 | 11 | 122.83 | 0 | 0 | 5051826023259 | No |  | No | Yes | Yes | FJK | EA | EACH | 1 | 1 | 4000 Series | 24 | Viamed | SC4066 | 1 | No | 2019-06-30
0014721 | Pulse Oximetry Silicone Finger Sensor - Palco Compatible - Adult - SC4076 | Cable Length: 2.40 m - Connector Type: Telephone style connector 6 pin plug | 144.50 | 2 | 137.28 | 3 | 130.05 | 11 | 122.83 | 0 | 0 | 5051826004821 | No |  | No | Yes | Yes | FJK | EA | EACH | 1 | 1 | 4000 Series | 24 | Viamed | SC4076 | 1 | No | 2019-06-30
0014722 | Pulse Oximetry Silicone Finger Sensor - Minolta Compatible Adult - SC4031 | Cable Length: 0.33 m | 144.50 | 2 | 137.28 | 3 | 130.05 | 11 | 122.83 | 0 | 0 | 5051826023273 | No |  | No | Yes | Yes | FJK | EA | EACH | 1 | 1 | 4000 Series | 24 | Viamed | SC4031 | 1 | No | 2019-06-30
0014723 | Pulse Oximetry Silicone Finger Sensor - HP/Philips Compatible - Adult - SC4007L SC4008 | Cable Length: 2.90 m - Connector Type: Latest 8 pin connector. | 128.35 | 2 | 121.93 | 3 | 115.52 | 11 | 109.1 | 0 | 0 | 5051826004838 | No |  | No | Yes | Yes | FJK | EA | EACH | 1 | 1 | 4000 Series | 24 | Viamed | SC4008 | 1 | No | 2019-06-30
0014724 | Pulse Oximetry Silicone Finger Sensor - Nihon Kohden Compatible - Adult - SC4047R | Cable Length: 2.95 m - Connector Type: New style 14 pin rectangular | 144.50 | 2 | 137.28 | 3 | 130.05 | 11 | 122.83 | 0 | 0 | 5051826004845 | No |  | No | Yes | Yes | FJK | EA | EACH | 1 | 1 | 4000 Series | 24 | Viamed | SC4047R | 1 | No | 2019-06-30
0014725 | Pulse Oximetry Silicone Finger Sensor - GE Datex Compatible Adult - SC4013 | Cable Length: 2.95 m - Connector Type: 11 pin rectangular, 2 key ways | 144.50 | 2 | 137.28 | 3 | 130.05 | 11 | 122.83 | 0 | 0 | 5051826004852 | No |  | No | Yes | Yes | FJK | EA | EACH | 1 | 1 | 4000 Series | 24 | Viamed | SC4013 | 1 | No | 2019-06-30
0014750 | Pulse Oximetry Silicone Finger Sensor - Viamed - Adult - SC6500VM | For use with VM-2160 and VM-2500. Cable Length: 1.2m | 174.25 | 2 | 165.54 | 3 | 156.83 | 11 | 148.11 | 0 | 0 | 5051826001271 | No |  | No | Yes | Yes | FJK | EA | EACH | 1 | 1 | 4000 Series | 24 | Viamed | SC6500VM | 1 | No | 2019-06-30
0014751 | Pulse Oximetry Silicone Finger Sensor - Viamed - Paediatric - SCP6500VM | For use with VM-2160 and VM-2500. Cable Length: 1.2m | 174.25 | 2 | 165.54 | 3 | 156.83 | 11 | 148.11 | 0 | 0 | 5051826002612 | No |  | No | Yes | Yes | FJK | EA | EACH | 1 | 1 | 4000 Series | 24 | Viamed | CP6500VM | 1 | No | 2019-06-30
0014755 | Pulse Oximetry Silicone Finger Sensor - Viamed - Adult - SC6501VM | For use with VM-2160 and VM-2500. Cable Length: 1.2m | 174.25 | 2 | 165.54 | 3 | 156.83 | 11 | 148.11 | 0 | 0 | 5051826004876 | No |  | No | Yes | Yes | FJK | EA | EACH | 1 | 1 | 4000 Series | 24 | Viamed | SC6501VM | 1 | No | 2019-06-30
0014756 | Pulse Oximetry Silicone Finger Sensor - Viamed - Paediatric - SCP6501VM | For use with VM-2160 and VM-2500. Cable Length: 1.2m | 174.25 | 2 | 165.54 | 3 | 156.83 | 11 | 148.11 | 0 | 0 | 5051826004883 | No |  | No | Yes | Yes | FJK | EA | EACH | 1 | 1 | 4000 Series | 24 | Viamed | CP6501VM | 1 | No | 2019-06-30
0014761 | Pulse Oximetry Silicone Finger Sensor - Nellcor Compatible - Paediatric - SCP4001 | Cable Length: 0.9m - Connector Type: 9 pin D type (7 pins loaded) | 113.05 | 2 | 107.4 | 3 | 101.75 | 11 | 96.09 | 0 | 0 | 5051826002865 | No |  | No | Yes | Yes | FJK | EA | EACH | 1 | 1 | 4000 Series | 24 | Viamed | SCP4001 | 1 | No | 2019-06-30
0014762 | Pulse Oximetry Silicone Finger Sensor - Nellcor Compatible - Paediatric - SCP4002 | Cable Length: 2.0m - Connector Type: 9 pin D type (7 pins loaded) | 121.55 | 2 | 115.47 | 3 | 109.4 | 11 | 103.32 | 0 | 0 | 5051826002872 | No |  | No | Yes | Yes | FJK | EA | EACH | 1 | 1 | 4000 Series | 24 | Viamed | SCP4002 | 1 | No | 2019-06-30
0014763 | Pulse Oximetry Silicone Finger Sensor - HP/Philips Compatible - Paediatric - SCP4006 | Cable Length: 2.95 m - Connector Type: Original 12 pin connector. | 128.35 | 2 | 121.93 | 3 | 115.52 | 11 | 109.1 | 0 | 0 | 5051826002889 | No |  | No | Yes | Yes | FJK | EA | EACH | 1 | 1 | 4000 Series | 24 | Viamed | SCP4006 | 1 | No | 2019-06-30
0014764 | Pulse Oximetry Silicone Finger Sensor - HP/Philips Compatible - Paediatric - SCP4007 | Cable Length: 2.00 m - Connector Type: Latest 8 pin connector. | 113.05 | 2 | 107.4 | 3 | 101.75 | 11 | 96.09 | 0 | 0 | 5051826002896 | No |  | No | Yes | Yes | FJK | EA | EACH | 1 | 1 | 4000 Series | 24 | Viamed | SCP4007 | 1 | No | 2019-06-30
0014765 | Pulse Oximetry Silicone Finger Sensor - Datex Compatible - Paediatric - SCP4011 | Cable Length: 0.90 m - Connector Type: 9 pin D type, (9 pins loaded) | 113.05 | 2 | 107.4 | 3 | 101.75 | 11 | 96.09 | 0 | 0 | 5051826002902 | No |  | No | Yes | Yes | FJK | EA | EACH | 1 | 1 | 4000 Series | 24 | Viamed | SCP4011 | 1 | No | 2019-06-30
0014766 | Pulse Oximetry Silicone Finger Sensor - Datex Compatible - Paediatric - SCP4012 | Cable Length: 2.95 m - Connector Type: 10 pin circular Nicolet style | 144.50 | 2 | 137.28 | 3 | 130.05 | 11 | 122.83 | 0 | 0 | 5051826002919 | No |  | No | Yes | Yes | FJK | EA | EACH | 1 | 1 | 4000 Series | 24 | Viamed | SCP4012 | 1 | No | 2019-06-30
0014767 | Pulse Oximetry Silicone Finger Sensor - Ohmeda Compatible - Paediatric - SCP4016 | Cable Length: 2.95 m - Connector Type: 9 pin Hypertronics/Hypertac (7 pins loaded) | 144.50 | 2 | 137.28 | 3 | 130.05 | 11 | 122.83 | 0 | 0 | 5051826002926 | No |  | No | Yes | Yes | FJK | EA | EACH | 1 | 1 | 4000 Series | 24 | Viamed | SCP4016 | 1 | No | 2019-06-30
0014768 | Pulse Oximetry Silicone Finger Sensor - Ohmeda Compatible - Paediatric - SCP4017 | Cable Length: 1.00 m - Connector Type: 9 pin Hypertronics/Hypertac (7 pins loaded) | 128.35 | 2 | 121.93 | 3 | 115.52 | 11 | 109.1 | 0 | 0 | 5051826002933 | No |  | No | Yes | Yes | FJK | EA | EACH | 1 | 1 | 4000 Series | 24 | Viamed | SCP4017 | 1 | No | 2019-06-30
0014769 | Pulse Oximetry Silicone Finger Sensor - BCI Compatible - Paediatric - SCP4021 | Cable Length: 1.20 m - Connector Type: 9 pin D type (9 pins loaded) | 113.05 | 2 | 107.4 | 3 | 101.75 | 11 | 96.09 | 0 | 0 | 5051826004890 | No |  | No | Yes | Yes | FJK | EA | EACH | 1 | 1 | 4000 Series | 24 | Viamed | SCP4021 | 1 | No | 2019-06-30
0014770 | Pulse Oximetry Silicone Finger Sensor - Nonin Compatible - Paediatric - SCP4026 | Cable Length: 1.20 m - Connector Type: 9 pin D type (7 pins loaded) | 113.05 | 2 | 107.4 | 3 | 101.75 | 11 | 96.09 | 0 | 0 | 5051826004906 | No |  | No | Yes | Yes | FJK | EA | EACH | 1 | 1 | 4000 Series | 24 | Viamed | SCP4026 | 1 | No | 2019-06-30
0014771 | Pulse Oximetry Silicone Finger Sensor - CSI Compatible - Paediatric - SCP4036 | Cable Length: 0.90 m - Connector Type: 9 pin D type (6 pins loaded) Right Angled | 113.05 | 2 | 107.4 | 3 | 101.75 | 11 | 96.09 | 0 | 0 | 5051826004913 | No |  | No | Yes | Yes | FJK | EA | EACH | 1 | 1 | 4000 Series | 24 | Viamed | SCP4036 | 1 | No | 2019-06-30
0014772 | Pulse Oximetry Silicone Finger Sensor - CSI Compatible - Paediatric - SCP4037 | Cable Length: 2.95 m - Connector Type: 9 pin D type (6 pins loaded) | 144.50 | 2 | 137.28 | 3 | 130.05 | 11 | 122.83 | 0 | 0 | 5051826023280 | No |  | No | Yes | Yes | FJK | EA | EACH | 1 | 1 | 4000 Series | 24 | Viamed | SCP4037 | 1 | No | 2019-06-30
0014773 | Pulse Oximetry Silicone Finger Sensor - Novametrix Compatible - Paediatric - SCP4041 | Cable Length: 2.95 m - Connector Type: 7 pin Hypertronics/Hypertac (6 pins loaded) | 144.50 | 2 | 137.28 | 3 | 130.05 | 11 | 122.83 | 0 | 0 | 5051826023297 | No |  | No | Yes | Yes | FJK | EA | EACH | 1 | 1 | 4000 Series | 24 | Viamed | SCP4041 | 1 | No | 2019-06-30
0014774 | Pulse Oximetry Silicone Finger Sensor - Nihon Kohden Compatible - Paediatric - SCP4046 | Cable Length: 2.95 m - Connector Type: Circular | 144.50 | 2 | 137.28 | 3 | 130.05 | 11 | 122.83 | 0 | 0 | 5051826002940 | No |  | No | Yes | Yes | FJK | EA | EACH | 1 | 1 | 4000 Series | 24 | Viamed | SCP4046 | 1 | No | 2019-06-30
0014775 | Pulse Oximetry Silicone Finger Sensor - Nihon Kohden Compatible - Paediatric - SCP4047 | Cable Length: 1.60 m - Connector Type: Large format 9 pin D type | 144.50 | 2 | 137.28 | 3 | 130.05 | 11 | 122.83 | 0 | 0 | 5051826002957 | No |  | No | Yes | Yes | FJK | EA | EACH | 1 | 1 | 4000 Series | 24 | Viamed | SCP4047 | 1 | No | 2019-06-30
0014777 | Pulse Oximetry Silicone Finger Sensor - Datascope Compatible - Paediatric - SCP4061 | Cable Length: 0.90 m - Connector Type: 9 Pin D type | 113.05 | 2 | 107.4 | 3 | 101.75 | 11 | 96.09 | 0 | 0 | 5051826023303 | No |  | No | Yes | Yes | FJK | EA | EACH | 1 | 1 | 4000 Series | 24 | Viamed | SCP4061 | 1 | No | 2019-06-30
0014778 | Pulse Oximetry Silicone Finger Sensor - Datascope Compatible - Paediatric - SCP4062 | Cable Length: 2.95 m - Connector Type: 8 pin DIN | 144.50 | 2 | 137.28 | 3 | 130.05 | 11 | 122.83 | 0 | 0 | 5051826004920 | No |  | No | Yes | Yes | FJK | EA | EACH | 1 | 1 | 4000 Series | 24 | Viamed | SCP4062 | 1 | No | 2019-06-30
0014779 | Pulse Oximetry Silicone Finger Sensor - Spacelabs Compatible - Paediatric - SCP4066 | Cable Length: 2.95 m | 144.50 | 2 | 137.28 | 3 | 130.05 | 11 | 122.83 | 0 | 0 | 5051826023310 | No |  | No | Yes | Yes | FJK | EA | EACH | 1 | 1 | 4000 Series | 24 | Viamed | SCP4066 | 1 | No | 2019-06-30
0014781 | Pulse Oximetry Silicone Finger Sensor - Palco Compatible - Paediatric - SCP4076 | Cable Length: 2.40 m - Connector Type: Telephone style connector 6 pin plug | 144.50 | 2 | 137.28 | 3 | 130.05 | 11 | 122.83 | 0 | 0 | 5051826023334 | No |  | No | Yes | Yes | FJK | EA | EACH | 1 | 1 | 4000 Series | 24 | Viamed | SCP4076 | 1 | No | 2019-06-30
0014782 | Pulse Oximetry Silicone Finger Sensor - Minolta Compatible - Paediatric - SCP4031 | Cable Length: 2.95 m | 144.50 | 2 | 137.28 | 3 | 130.05 | 11 | 122.83 | 0 | 0 | 5051826023341 | No |  | No | Yes | Yes | FJK | EA | EACH | 1 | 1 | 4000 Series | 24 | Viamed | SCP4031 | 1 | No | 2019-06-30
0014785 | Pulse Oximetry Silicone Finger Sensor - GE Datex Compatible - Paediatric - SCP4013 | Cable Length: 2.95 m - Connector Type: 11 pin rectangular, 2 key ways | 144.50 | 2 | 137.28 | 3 | 130.05 | 11 | 122.83 | 0 | 0 | 5051826004937 | No |  | No | Yes | Yes | FJK | EA | EACH | 1 | 1 | 4000 Series | 24 | Viamed | SCP4013 | 1 | No | 2019-06-30
0014801 | Pulse Oximetry Ear Sensor - Nellcor Compatible - EP4001 | Cable Length: 0.9m - Connector Type: 9 pin D type (7 pins loaded) | 68.00 | 2 | 64.6 | 3 | 61.2 | 11 | 57.8 | 0 | 0 | 5051826004968 | No |  | No | Yes | Yes | FJK | EA | EACH | 1 | 1 | 4000 Series | 24 | Viamed | EP4001 | 1 | No | 2019-06-30
0014802 | Pulse Oximetry Ear Sensor - HP/Philips Compatible - EP4007 | Cable Length: 2.0m - Connector Type: Latest 8 pin connector | 119.00 | 2 | 113.05 | 3 | 107.1 | 11 | 101.15 | 0 | 0 | 5051826004975 | No |  | No | Yes | Yes | FJK | EA | EACH | 1 | 1 | 4000 Series | 12 | Viamed | EP4007 | 1 | No | 2019-06-30
0014803 | Pulse Oximetry Ear Sensor - Datex Compatible - EP4011 | Cable Length: 0.9m - Connector Type: 9 pin D | 76.50 | 2 | 72.68 | 3 | 68.85 | 11 | 65.03 | 0 | 0 | 5051826023358 | No |  | No | Yes | Yes | FJK | EA | EACH | 1 | 1 | 4000 Series | 24 | Viamed | EP4011 | 1 | No | 2019-06-30
0014804 | Pulse Oximetry Ear Sensor - Datex Compatible - EP4012 | Cable Length: 2.95m - Connector Type: 10 pin circular Nicolet style | 102.00 | 2 | 96.9 | 3 | 91.8 | 11 | 86.7 | 0 | 0 | 5051826004982 | No |  | No | Yes | Yes | FJK | EA | EACH | 1 | 1 | 4000 Series | 12 | Viamed | EP4012 | 1 | No | 2019-06-30
0014805 | Pulse Oximetry Ear Sensor - Ohmeda Compatible - EP4016 | Cable Length: 2.95m - Connector Type: 9 pin Hypertronics/Hypertac (7 pins loaded) | 136.00 | 2 | 129.2 | 3 | 122.4 | 11 | 115.6 | 0 | 0 | 5051826004999 | No |  | No | Yes | Yes | FJK | EA | EACH | 1 | 1 | 4000 Series | 12 | Viamed | EP4016 | 1 | No | 2019-06-30
0014806 | Pulse Oximetry Ear Sensor - Nihon Kohden Compatible - EP4046 | Cable Length: 2.95m - Connector Type: Circular | 127.50 | 2 | 121.13 | 3 | 114.75 | 11 | 108.38 | 0 | 0 | 5051826005002 | No |  | No | Yes | Yes | FJK | EA | EACH | 1 | 1 | 4000 Series | 24 | Viamed | EP4046 | 1 | No | 2019-06-30
0014807 | Pulse Oximetry Ear Sensor - Nihon Kohden Compatible - EP4047 | Cable Length: 1.60m - Connector Type: Large format 9 pin D type | 127.50 | 2 | 121.13 | 3 | 114.75 | 11 | 108.38 | 0 | 0 | 5051826005019 | No |  | No | Yes | Yes | FJK | EA | EACH | 1 | 1 | 4000 Series | 24 | Viamed | EP4047 | 1 | No | 2019-06-30
0014816 | Pulse Oximetry Ear Sensor - GE Datex Compatible - EP4013 | Cable Length: 2.95m - Connector Type: 11 pin rectangular, 2 key ways | 136.00 | 2 | 129.2 | 3 | 122.4 | 11 | 115.6 | 0 | 0 | 5051826005026 | No |  | No | Yes | Yes | FJK | EA | EACH | 1 | 1 | 4000 Series | 24 | Viamed | EP4013 | 1 | No | 2019-06-30
0014821 | Pulse Oximetry Wrap Sensor - Nellcor Compatible - W4001 | Cable Length: 0.9m | 113.05 | 2 | 107.4 | 3 | 101.75 | 11 | 96.09 | 0 | 0 | 5051826005033 | No |  | No | Yes | Yes | FJK | EA | EACH | 1 | 1 | 4000 Series | 12 | Viamed | W4001 | 1 | Yes | 2019-06-30
0014822 | Pulse Oximetry Wrap Sensor - Nellcor Compatible - W4002 | Cable Length: 2.0m | 121.55 | 2 | 115.47 | 3 | 109.4 | 11 | 103.32 | 0 | 0 | 5051826005040 | No |  | No | Yes | Yes | FJK | EA | EACH | 1 | 1 | 4000 Series | 12 | Viamed | W4002 | 1 | Yes | 2019-06-30
0014823 | Pulse Oximetry Wrap Sensor - HP/Philips Compatible - W4006 | Cable Length: 2.95m | 128.35 | 2 | 121.93 | 3 | 115.52 | 11 | 109.1 | 0 | 0 | 5051826005057 | No |  | No | Yes | Yes | FJK | EA | EACH | 1 | 1 | 4000 Series | 12 | Viamed | W4006 | 1 | Yes | 2019-06-30
0014824 | Pulse Oximetry Wrap Sensor - HP/Philips Compatible - W4007 | Cable Length: 2.0m - Connector Type: Latest 8 pin connector | 113.05 | 2 | 107.4 | 3 | 101.75 | 11 | 96.09 | 0 | 0 | 5051826005064 | No |  | No | Yes | Yes | FJK | EA | EACH | 1 | 1 | 4000 Series | 12 | Viamed | W4007 | 1 | Yes | 2019-06-30
0014825 | Pulse Oximetry Ear Sensor - Viamed - EP6500VM | For use with VM-2160 and VM-2500. Cable Length: 1.2m | 174.25 | 2 | 165.54 | 3 | 156.83 | 11 | 148.11 | 0 | 0 | 5051826002780 | No |  | No | Yes | Yes | FJK | EA | EACH | 1 | 1 | 4000 Series | 12 | Viamed | EP6500VM | 1 | No | 2019-06-30
0014826 | Pulse Oximetry Wrap Sensor - Datex Compatible - W4011 | Cable Length: 0.9m - Connector Type: 9 pin D type | 113.05 | 2 | 107.4 | 3 | 101.75 | 11 | 96.09 | 0 | 0 | 5051826023365 | No |  | No | Yes | Yes | FJK | EA | EACH | 1 | 1 | 4000 Series | 12 | Viamed | W4011 | 1 | Yes | 2019-06-30
0014827 | Pulse Oximetry Wrap Sensor - Datex Compatible - W4012 | Cable Length: 2.95m - Connector Type: 10 pin circular Nicolet style | 144.50 | 2 | 137.28 | 3 | 130.05 | 11 | 122.83 | 0 | 0 | 5051826023372 | No |  | No | Yes | Yes | FJK | EA | EACH | 1 | 1 | 4000 Series | 12 | Viamed | W4012 | 1 | Yes | 2019-06-30
0014828 | Pulse Oximetry Wrap Sensor - Ohmeda Compatible - W4016 | Cable Length: 2.95m - Connector Type: 9 pin Hypertronics/Hypertac (7 pins loaded) | 144.50 | 2 | 137.28 | 3 | 130.05 | 11 | 122.83 | 0 | 0 | 5051826005071 | No |  | No | Yes | Yes | FJK | EA | EACH | 1 | 1 | 4000 Series | 12 | Viamed | W4016 | 1 | Yes | 2019-06-30
0014829 | Pulse Oximetry Wrap Sensor - Ohmeda Compatible - W4017 | Cable Length: 1.00m - Connector Type: 9 pin Hypertronics/Hypertac (7 pins loaded) | 128.35 | 2 | 121.93 | 3 | 115.52 | 11 | 109.1 | 0 | 0 | 5051826005088 | No |  | No | Yes | Yes | FJK | EA | EACH | 1 | 1 | 4000 Series | 12 | Viamed | W4017 | 1 | Yes | 2019-06-30
0014830 | Pulse Oximetry Wrap Sensor - BCI Compatible - W4021 | Cable Length: 1.20m | 113.05 | 2 | 107.4 | 3 | 101.75 | 11 | 96.09 | 0 | 0 | 5051826005095 | No |  | No | Yes | Yes | FJK | EA | EACH | 1 | 1 | 4000 Series | 24 | Viamed | W4021 | 1 | No | 2019-06-30
0014831 | Pulse Oximetry Wrap Sensor - Nonin Compatible - W4026 | Cable Length: 0.90m - Connector Type: 9 Pin D type (7 pin loaded) | 113.05 | 2 | 107.4 | 3 | 101.75 | 11 | 96.09 | 0 | 0 | 5051826005101 | No |  | No | Yes | Yes | FJK | EA | EACH | 1 | 1 | 4000 Series | 24 | Viamed | W4026 | 1 | No | 2019-06-30
0014832 | Pulse Oximetry Wrap Sensor - Minolta Compatible - W4031 | Cable Length: 0.33m | 144.50 | 2 | 137.28 | 3 | 130.05 | 11 | 122.83 | 0 | 0 | 5051826023389 | No |  | No | Yes | Yes | FJK | EA | EACH | 1 | 1 | 4000 Series | 24 | Viamed | W4031 | 1 | No | 2019-06-30
0014833 | Pulse Oximetry Wrap Sensor - CSI Compatible - W4036 | Cable Length: 0.90m - Connector Type: 9 Pin D type (6 pin loaded) | 113.05 | 2 | 107.4 | 3 | 101.75 | 11 | 96.09 | 0 | 0 | 5051826023396 | No |  | No | Yes | Yes | FJK | EA | EACH | 1 | 1 | 4000 Series | 24 | Viamed | W4036 | 1 | No | 2019-06-30
0014834 | Pulse Oximetry Wrap Sensor - CSI Compatible - W4037 | Cable Length: 2.95m - Connector Type: 9 Pin D type (6 pin loaded) | 144.50 | 2 | 137.28 | 3 | 130.05 | 11 | 122.83 | 0 | 0 | 5051826023402 | No |  | No | Yes | Yes | FJK | EA | EACH | 1 | 1 | 4000 Series | 24 | Viamed | W4037 | 1 | No | 2019-06-30
0014835 | Pulse Oximetry Wrap Sensor - Viamed - W6500VM | For use with VM-2160 and VM-2500. Cable Length: 1.2m | 174.25 | 2 | 165.54 | 3 | 156.83 | 11 | 148.11 | 0 | 0 | 5051826002629 | No |  | No | Yes | Yes | FJK | EA | EACH | 1 | 1 | 4000 Series | 12 | Viamed | W6500VM | 1 | No | 2019-06-30
0014836 | Pulse Oximetry Wrap Sensor - Novametrix Compatible - W4041 | Cable Length: 2.95m | 144.50 | 2 | 137.28 | 3 | 130.05 | 11 | 122.83 | 0 | 0 | 5051826023419 | No |  | No | Yes | Yes | FJK | EA | EACH | 1 | 1 | 4000 Series | 24 | Viamed | W4041 | 1 | No | 2019-06-30
0014837 | Pulse Oximetry Wrap Sensor - Nihon Kohden Compatible - W4046 | Cable Length: 2.95m - Connector Type: Circular | 144.50 | 2 | 137.28 | 3 | 130.05 | 11 | 122.83 | 0 | 0 | 5051826023426 | No |  | No | Yes | Yes | FJK | EA | EACH | 1 | 1 | 4000 Series | 24 | Viamed | W4046 | 1 | No | 2019-06-30
0014838 | Pulse Oximetry Wrap Sensor - Nihon Kohden Compatible - W4047 | Cable Length: 1.60m - Connector Type: Large format 9 pin D type | 144.50 | 2 | 137.28 | 3 | 130.05 | 11 | 122.83 | 0 | 0 | 5051826023433 | No |  | No | Yes | Yes | FJK | EA | EACH | 1 | 1 | 4000 Series | 24 | Viamed | W4047 | 1 | No | 2019-06-30
0014840 | Pulse Oximetry Wrap Sensor - Datascope Compatible - W4061 | Cable Length: 0.90m - Connector Type: 9 Pin D Type | 113.05 | 2 | 107.4 | 3 | 101.75 | 11 | 96.09 | 0 | 0 | 5051826023440 | No |  | No | Yes | Yes | FJK | EA | EACH | 1 | 1 | 4000 Series | 24 | Viamed | W4061 | 1 | No | 2019-06-30
0014841 | Pulse Oximetry Wrap Sensor - Datascope Compatible - W4062 | Cable Length: 2.95m - Connector Type: 8 pin DIN | 144.50 | 2 | 137.28 | 3 | 130.05 | 11 | 122.83 | 0 | 0 | 5051826023457 | No |  | No | Yes | Yes | FJK | EA | EACH | 1 | 1 | 4000 Series | 24 | Viamed | W4062 | 1 | No | 2019-06-30
0014842 | Pulse Oximetry Wrap Sensor - Spacelabs Compatible - W4066 | Cable Length: 2.95m | 144.50 | 2 | 137.28 | 3 | 130.05 | 11 | 122.83 | 0 | 0 | 5051826023464 | No |  | No | Yes | Yes | FJK | EA | EACH | 1 | 1 | 4000 Series | 24 | Viamed | W4066 | 1 | No | 2019-06-30
0014844 | Pulse Oximetry Wrap Sensor - Palco Compatible - W4076 | Cable Length: 2.40m - Connector Type: Telephone style connector 6 pin plug | 144.50 | 2 | 137.28 | 3 | 130.05 | 11 | 122.83 | 0 | 0 | 5051826023488 | No |  | No | Yes | Yes | FJK | EA | EACH | 1 | 1 | 4000 Series | 24 | Viamed | W4076 | 1 | No | 2019-06-30
0014848 | Pulse Oximetry Wrap Sensor - GE Datex Compatible - W4013 | Cable Length: 2.95m - Connector Type: 11 pin rectangular, 2 key ways | 144.50 | 2 | 137.28 | 3 | 130.05 | 11 | 122.83 | 0 | 0 | 5051826005118 | No |  | No | Yes | Yes | FJK | EA | EACH | 1 | 1 | 4000 Series | 24 | Viamed | W4013 | 1 | No | 2019-06-30
0014895 | Pulse Oximetry Extension Cable - XT 6500 | For use with VM-2160 and VM-2500. Cable Length 1.2m | 80.75 | 2 | 76.71 | 3 | 72.68 | 11 | 68.64 | 0 | 0 | 5051826002544 | No |  | No | Yes | Yes | FJK | EA | EACH | 1 | 1 | 4000 Series | 24 | Viamed | XT6500 | 1 | No | 2019-06-30
0014896 | Pulse Oximetry Extension Cable - XT 6501 | For use with VM-2160 and VM-2500. Cable Length 2.4m | 106.25 | 2 | 100.94 | 3 | 95.63 | 11 | 90.31 | 0 | 0 | 5051826002551 | No |  | No | Yes | Yes | FJK | EA | EACH | 1 | 1 | 4000 Series | 24 | Viamed | XT6501 | 1 | No | 2019-06-30
0014901 | Disposable Pulse Oximetry Sensors - Nellcor Compatible - Adult - Micro Foam - 1-AF | Cable Length: 45cm (18 Inch). Box of 24. | 120.00 | 2 | 114 | 3 | 108 | 11 | 102 | 0 | 0 | 5051826000090 | No |  | No | Yes | Yes | FJK | PK | PACK | 1 | Pack (24) | 4000 Series | 0 | Viamed | 1-AF | 24 | No | 2019-06-30
0014902 | Disposable Pulse Oximetry Sensors - Nellcor Compatible - Paediatric - Micro Foam - 1-PF | Cable Length: 45cm (18 Inch). Box of 24. | 120.00 | 2 | 114 | 3 | 108 | 11 | 102 | 0 | 0 | 5051826000106 | No |  | No | Yes | Yes | FJK | PK | PACK | 1 | Pack (24) | 4000 Series | 0 | Viamed | 1-PF | 24 | No | 2019-06-30
0014903 | Disposable Pulse Oximetry Sensors - Nellcor Compatible - Infant - Micro Foam - 1-IF | Cable Length: 90cm (36 Inch). Box of 24. | 120.00 | 2 | 114 | 3 | 108 | 11 | 102 | 0 | 0 | 5051826000113 | No |  | No | Yes | Yes | FJK | PK | PACK | 1 | Pack (24) | 4000 Series | 0 | Viamed | 1-IF | 24 | No | 2019-06-30
0014904 | Disposable Pulse Oximetry Sensors - Nellcor Compatible - Neonatal - Micro Foam - 1-NF | Cable Length: 90cm (36 Inch). Box of 24. | 120.00 | 2 | 114 | 3 | 108 | 11 | 102 | 0 | 0 | 5051826000120 | No |  | No | Yes | Yes | FJK | PK | PACK | 1 | Pack (24) | 4000 Series | 0 | Viamed | 1-NF | 24 | No | 2019-06-30
0014905 | Disposable Pulse Oximetry Sensors - Nellcor Compatible - Adult - Transpore - 1-AT | Cable Length: 45cm (18 Inch). Box of 24. | 120.00 | 2 | 114 | 3 | 108 | 11 | 102 | 0 | 0 | 5051826000137 | No |  | No | Yes | Yes | FJK | PK | PACK | 1 | Pack (24) | 4000 Series | 0 | Viamed | 1-AT | 24 | No | 2019-06-30
0014906 | Disposable Pulse Oximetry Sensors - Nellcor Compatible - Paediatric - Transpore - 1-PT | Cable Length: 45cm (18 Inch). Box of 24. | 120.00 | 2 | 114 | 3 | 108 | 11 | 102 | 0 | 0 | 5051826000144 | No |  | No | Yes | Yes | FJK | PK | PACK | 1 | Pack (24) | 4000 Series | 0 | Viamed | 1-PT | 24 | No | 2019-06-30
0014909 | Disposable Pulse Oximetry Sensors - Nellcor Compatible - Adult - Plaster - 1-AP | Cable Length: 45cm (18 Inch). Box of 24. | 120.00 | 2 | 114 | 3 | 108 | 11 | 102 | 0 | 0 | 5051826002506 | No |  | No | Yes | Yes | FJK | PK | PACK | 1 | Pack (24) | 4000 Series | 0 | Viamed | 1-AP | 24 | No | 2019-06-30
0014910 | Disposable Pulse Oximetry Sensors - Nellcor Compatible - Paediatric - Plaster - 1-PP | Cable Length: 45cm (18 Inch). Box of 24. | 120.00 | 2 | 114 | 3 | 108 | 11 | 102 | 0 | 0 | 5051826000151 | No |  | No | Yes | Yes | FJK | PK | PACK | 1 | Pack (24) | 4000 Series | 0 | Viamed | 1-PP | 24 | No | 2019-06-30
0014911 | Disposable Pulse Oximetry Sensors - Nellcor Compatible - Infant - Plaster - 1-IP | Cable Length: 90cm (36 Inch). Box of 24. | 120.00 | 2 | 114 | 3 | 108 | 11 | 102 | 0 | 0 | 5051826000168 | No |  | No | Yes | Yes | FJK | PK | PACK | 1 | Pack (24) | 4000 Series | 0 | Viamed | 1-IP | 24 | No | 2019-06-30
0014912 | Disposable Pulse Oximetry Sensors - Nellcor Compatible - Neonatal - Plaster - 1-NP | Cable Length: 90cm (36 Inch). Box of 24. | 120.00 | 2 | 114 | 3 | 108 | 11 | 102 | 0 | 0 | 5051826000175 | No |  | No | Yes | Yes | FJK | PK | PACK | 1 | Pack (24) | 4000 Series | 0 | Viamed | 1-NP | 24 | No | 2019-06-30
0014921 | Disposable Pulse Oximetry Sensors - Ohmeda Compatible - Adult - Plaster - 2-AP | Cable Length: 45cm (18 Inch). Box of 24. | 124.00 | 2 | 117.8 | 3 | 111.6 | 11 | 105.4 | 0 | 0 | 5051826005149 | No |  | No | Yes | Yes | FJK | PK | PACK | 1 | Pack (24) | 4000 Series | 0 | Viamed | 2-AP | 24 | No | 2019-06-30
0014922 | Disposable Pulse Oximetry Sensors - Ohmeda Compatible - Paediatric - Plaster - 2-PP | Cable Length: 45cm (18 Inch). Box of 24. | 124.00 | 2 | 117.8 | 3 | 111.6 | 11 | 105.4 | 0 | 0 | 5051826005156 | No |  | No | Yes | Yes | FJK | PK | PACK | 1 | Pack (24) | 4000 Series | 0 | Viamed | 2-PP | 24 | No | 2019-06-30
0014923 | Disposable Pulse Oximetry Sensors - Ohmeda Compatible - Infant - Plaster - 2-IP | Cable Length: 90cm (36 Inch). Box of 24. | 128.00 | 2 | 121.6 | 3 | 115.2 | 11 | 108.8 | 0 | 0 | 5051826023556 | No |  | No | Yes | Yes | FJK | PK | PACK | 1 | Pack (24) | 4000 Series | 0 | Viamed | 2-IP | 24 | No | 2019-06-30
0014924 | Disposable Pulse Oximetry Sensors - Ohmeda Compatible - Neonatal - Plaster - 2-NP | Cable Length: 90cm (36 Inch). Box of 24. | 128.00 | 2 | 121.6 | 3 | 115.2 | 11 | 108.8 | 0 | 0 | 5051826005163 | No |  | No | Yes | Yes | FJK | PK | PACK | 1 | Pack (24) | 4000 Series | 0 | Viamed | 2-NP | 24 | No | 2019-06-30
0014925 | Disposable Pulse Oximetry Sensors - Datex Compatible - Adult - Micro Foam - 3-AF | Cable Length: 45cm (18 Inch). Box of 24. | 124.00 | 2 | 117.8 | 3 | 111.6 | 11 | 105.4 | 0 | 0 | 5051826005170 | No |  | No | Yes | Yes | FJK | PK | PACK | 1 | Pack (24) | 4000 Series | 0 | Viamed | 3-AF | 24 | No | 2019-06-30
0014926 | Disposable Pulse Oximetry Sensors - Datex Compatible - Paediatric - Micro Foam - 3-PF | Cable Length: 45cm (18 Inch). Box of 24. | 124.00 | 2 | 117.8 | 3 | 111.6 | 11 | 105.4 | 0 | 0 | 5051826005187 | No |  | No | Yes | Yes | FJK | PK | PACK | 1 | Pack (24) | 4000 Series | 0 | Viamed | 3-PF | 24 | No | 2019-06-30
0014927 | Disposable Pulse Oximetry Sensors - Datex Compatible - Infant - Micro Foam - 3-IF | Cable Length: 90cm (36 Inch). Box of 24. | 128.00 | 2 | 121.6 | 3 | 115.2 | 11 | 108.8 | 0 | 0 | 5051826023563 | No |  | No | Yes | Yes | FJK | PK | PACK | 1 | Pack (24) | 4000 Series | 0 | Viamed | 3-IF | 24 | No | 2019-06-30
0014928 | Disposable Pulse Oximetry Sensors - Datex Compatible - Neonatal - Micro Foam - 3-NF | Cable Length: 90cm (36 Inch). Box of 24. | 128.00 | 2 | 121.6 | 3 | 115.2 | 11 | 108.8 | 0 | 0 | 5051826005194 | No |  | No | Yes | Yes | FJK | PK | PACK | 1 | Pack (24) | 4000 Series | 0 | Viamed | 3-NF | 24 | No | 2019-06-30
0014929 | Disposable Pulse Oximetry Sensors - Datex Compatible - Adult - Transpore - 3-AT | Cable Length: 45cm (18 Inch). Box of 24. | 124.00 | 2 | 117.8 | 3 | 111.6 | 11 | 105.4 | 0 | 0 | 5051826023570 | No |  | No | Yes | Yes | FJK | PK | PACK | 1 | Pack (24) | 4000 Series | 0 | Viamed | 3-AT | 24 | No | 2019-06-30
0014930 | Disposable Pulse Oximetry Sensors - Datex Compatible - Paediatric - Transpore - 3-PT | Cable Length: 45cm (18 Inch). Box of 24. | 124.00 | 2 | 117.8 | 3 | 111.6 | 11 | 105.4 | 0 | 0 | 5051826023587 | No |  | No | Yes | Yes | FJK | PK | PACK | 1 | Pack (24) | 4000 Series | 0 | Viamed | 3-PT | 24 | No | 2019-06-30
0014933 | Disposable Pulse Oximetry Sensors - Datex Compatible - Adult - Plaster - 3-AP | Cable Length: 45cm (18 Inch). Box of 24. | 124.00 | 2 | 117.8 | 3 | 111.6 | 11 | 105.4 | 0 | 0 | 5051826023594 | No |  | No | Yes | Yes | FJK | PK | PACK | 1 | Pack (24) | 4000 Series | 0 | Viamed | 3-AP | 24 | No | 2019-06-30
0014934 | Disposable Pulse Oximetry Sensors - Datex Compatible - Paediatric - Plaster - 3-PP | Cable Length: 45cm (18 Inch). Box of 24. | 124.00 | 2 | 117.8 | 3 | 111.6 | 11 | 105.4 | 0 | 0 | 5051826023600 | No |  | No | Yes | Yes | FJK | PK | PACK | 1 | Pack (24) | 4000 Series | 0 | Viamed | 3-PP | 24 | No | 2019-06-30
0014935 | Disposable Pulse Oximetry Sensors - Datex Compatible - Infant - Plaster - 3-IP | Cable Length: 90cm (36 Inch). Box of 24. | 128.00 | 2 | 121.6 | 3 | 115.2 | 11 | 108.8 | 0 | 0 | 5051826023617 | No |  | No | Yes | Yes | FJK | PK | PACK | 1 | Pack (24) | 4000 Series | 0 | Viamed | 3-IP | 24 | No | 2019-06-30
0014936 | Disposable Pulse Oximetry Sensors - Datex Compatible - Neonatal - Plaster - 3-NP | Cable Length: 90cm (36 Inch). Box of 24. | 128.00 | 2 | 121.6 | 3 | 115.2 | 11 | 108.8 | 0 | 0 | 5051826023624 | No |  | No | Yes | Yes | FJK | PK | PACK | 1 | Pack (24) | 4000 Series | 0 | Viamed | 3-NP | 24 | No | 2019-06-30
0014937 | Disposable Pulse Oximetry Sensors - CSI Compatible - Adult - Micro Foam - 4-AF | Cable Length: 45cm (18 Inch). Box of 24. | 124.00 | 2 | 117.8 | 3 | 111.6 | 11 | 105.4 | 0 | 0 | 5051826023631 | No |  | No | Yes | Yes | FJK | PK | PACK | 1 | Pack (24) | 4000 Series | 0 | Viamed | 4-AF | 24 | No | 2019-06-30
0014938 | Disposable Pulse Oximetry Sensors - CSI Compatible - Paediatric - Micro Foam - 4-PF | Cable Length: 45cm (18 Inch). Box of 24. | 124.00 | 2 | 117.8 | 3 | 111.6 | 11 | 105.4 | 0 | 0 | 5051826023648 | No |  | No | Yes | Yes | FJK | PK | PACK | 1 | Pack (24) | 4000 Series | 0 | Viamed | 4-PF | 24 | No | 2019-06-30
0014939 | Disposable Pulse Oximetry Sensors - CSI Compatible - Infant - Micro Foam - 4-IF | Cable Length: 90cm (36 Inch). Box of 24. | 128.00 | 2 | 121.6 | 3 | 115.2 | 11 | 108.8 | 0 | 0 | 5051826023655 | No |  | No | Yes | Yes | FJK | PK | PACK | 1 | Pack (24) | 4000 Series | 0 | Viamed | 4-IF | 24 | No | 2019-06-30
0014940 | Disposable Pulse Oximetry Sensors - CSI Compatible - Neonatal - Micro Foam - 4-NF | Cable Length: 90cm (36 Inch). Box of 24. | 128.00 | 2 | 121.6 | 3 | 115.2 | 11 | 108.8 | 0 | 0 | 5051826005200 | No |  | No | Yes | Yes | FJK | PK | PACK | 1 | Pack (24) | 4000 Series | 0 | Viamed | 4-NF | 24 | No | 2019-06-30
0014941 | Disposable Pulse Oximetry Sensors - CSI Compatible - Adult - Transpore - 4-AT | Cable Length: 45cm (18 Inch). Box of 24. | 124.00 | 2 | 117.8 | 3 | 111.6 | 11 | 105.4 | 0 | 0 | 5051826023662 | No |  | No | Yes | Yes | FJK | PK | PACK | 1 | Pack (24) | 4000 Series | 0 | Viamed | 4-AT | 24 | No | 2019-06-30
0014942 | Disposable Pulse Oximetry Sensors - CSI Compatible - Paediatric - Transpore - 4-PT | Cable Length: 45cm (18 Inch). Box of 24. | 124.00 | 2 | 117.8 | 3 | 111.6 | 11 | 105.4 | 0 | 0 | 5051826023679 | No |  | No | Yes | Yes | FJK | PK | PACK | 1 | Pack (24) | 4000 Series | 0 | Viamed | 4-PT | 24 | No | 2019-06-30
0014945 | Disposable Pulse Oximetry Sensors - CSI Compatible - Adult - Plaster - 4-AP | Cable Length: 45cm (18 Inch). Box of 24. | 124.00 | 2 | 117.8 | 3 | 111.6 | 11 | 105.4 | 0 | 0 | 5051826023686 | No |  | No | Yes | Yes | FJK | PK | PACK | 1 | Pack (24) | 4000 Series | 0 | Viamed | 4-AP | 24 | No | 2019-06-30
0014946 | Disposable Pulse Oximetry Sensors - CSI Compatible - Paediatric - Plaster - 4-PP | Cable Length: 45cm (18 Inch). Box of 24. | 124.00 | 2 | 117.8 | 3 | 111.6 | 11 | 105.4 | 0 | 0 | 5051826023693 | No |  | No | Yes | Yes | FJK | PK | PACK | 1 | Pack (24) | 4000 Series | 0 | Viamed | 4-PP | 24 | No | 2019-06-30
0014947 | Disposable Pulse Oximetry Sensors - CSI Compatible - Infant - Plaster - 4-IP | Cable Length: 45cm (18 Inch). Box of 24. | 128.00 | 2 | 121.6 | 3 | 115.2 | 11 | 108.8 | 0 | 0 | 5051826023709 | No |  | No | Yes | Yes | FJK | PK | PACK | 1 | Pack (24) | 4000 Series | 0 | Viamed | 4-IP | 24 | No | 2019-06-30
0014948 | Disposable Pulse Oximetry Sensors - CSI Compatible - Neonatal - Plaster - 4-NP | Cable Length: 90cm (36 Inch). Box of 24. | 128.00 | 2 | 121.6 | 3 | 115.2 | 11 | 108.8 | 0 | 0 | 5051826023716 | No |  | No | Yes | Yes | FJK | PK | PACK | 1 | Pack (24) | 4000 Series | 0 | Viamed | 4-NP | 24 | No | 2019-06-30
0014949 | Disposable Pulse Oximetry Sensors - BCI Compatible - Adult - Micro Foam - 5-AF | Cable Length: 45cm (18 Inch). Box of 24. | 124.00 | 2 | 117.8 | 3 | 111.6 | 11 | 105.4 | 0 | 0 | 5051826023723 | No |  | No | Yes | Yes | FJK | PK | PACK | 1 | Pack (24) | 4000 Series | 0 | Viamed | 5-AF | 24 | No | 2019-06-30
0014950 | Disposable Pulse Oximetry Sensors - BCI Compatible - Paediatric - Micro Foam - 5-PF | Cable Length: 45cm (18 Inch). Box of 24. | 124.00 | 2 | 117.8 | 3 | 111.6 | 11 | 105.4 | 0 | 0 | 5051826023730 | No |  | No | Yes | Yes | FJK | PK | PACK | 1 | Pack (24) | 4000 Series | 0 | Viamed | 5-PF | 24 | No | 2019-06-30
0014951 | Disposable Pulse Oximetry Sensors - BCI Compatible - Infant - Micro Foam - 5-IF | Cable Length: 90cm (36 Inch). Box of 24. | 128.00 | 2 | 121.6 | 3 | 115.2 | 11 | 108.8 | 0 | 0 | 5051826023747 | No |  | No | Yes | Yes | FJK | PK | PACK | 1 | Pack (24) | 4000 Series | 0 | Viamed | 5-IF | 24 | No | 2019-06-30
0014952 | Disposable Pulse Oximetry Sensors - BCI Compatible - Neonatal - Micro Foam - 5-NF | Cable Length: 90cm (36 Inch). Box of 24. | 128.00 | 2 | 121.6 | 3 | 115.2 | 11 | 108.8 | 0 | 0 | 5051826023754 | No |  | No | Yes | Yes | FJK | PK | PACK | 1 | Pack (24) | 4000 Series | 0 | Viamed | 5-NF | 24 | No | 2019-06-30
0014953 | Disposable Pulse Oximetry Sensors - BCI Compatible - Adult - Transpore - 5-AT | Cable Length: 45cm (18 Inch). Box of 24. | 124.00 | 2 | 117.8 | 3 | 111.6 | 11 | 105.4 | 0 | 0 | 5051826023761 | No |  | No | Yes | Yes | FJK | PK | PACK | 1 | Pack (24) | 4000 Series | 0 | Viamed | 5-AT | 24 | No | 2019-06-30
0014954 | Disposable Pulse Oximetry Sensors - BCI Compatible - Paediatric - Transpore - 5-PT | Cable Length: 45cm (18 Inch). Box of 24. | 124.00 | 2 | 117.8 | 3 | 111.6 | 11 | 105.4 | 0 | 0 | 5051826023778 | No |  | No | Yes | Yes | FJK | PK | PACK | 1 | Pack (24) | 4000 Series | 0 | Viamed | 5-PT | 24 | No | 2019-06-30
0014957 | Disposable Pulse Oximetry Sensors - BCI Compatible - Adult - Plaster - 5-AP | Cable Length: 45cm (18 Inch). Box of 24. | 124.00 | 2 | 117.8 | 3 | 111.6 | 11 | 105.4 | 0 | 0 | 5051826005217 | No |  | No | Yes | Yes | FJK | PK | PACK | 1 | Pack (24) | 4000 Series | 0 | Viamed | 5-AP | 24 | No | 2019-06-30
0014958 | Disposable Pulse Oximetry Sensors - BCI Compatible - Paediatric - Plaster - 5-PP | Cable Length: 45cm (18 Inch). Box of 24. | 124.00 | 2 | 117.8 | 3 | 111.6 | 11 | 105.4 | 0 | 0 | 5051826005224 | No |  | No | Yes | Yes | FJK | PK | PACK | 1 | Pack (24) | 4000 Series | 0 | Viamed | 5-PP | 24 | No | 2019-06-30
0014959 | Disposable Pulse Oximetry Sensors - BCI Compatible - Infant - Plaster - 5-IP | Cable Length: 90cm (36 Inch). Box of 24. | 128.00 | 2 | 121.6 | 3 | 115.2 | 11 | 108.8 | 0 | 0 | 5051826005231 | No |  | No | Yes | Yes | FJK | PK | PACK | 1 | Pack (24) | 4000 Series | 0 | Viamed | 5-IP | 24 | No | 2019-06-30
0014960 | Disposable Pulse Oximetry Sensors - BCI Compatible - Neonatal - Plaster - 5-NP | Cable Length: 90cm (36 Inch). Box of 24. | 128.00 | 2 | 121.6 | 3 | 115.2 | 11 | 108.8 | 0 | 0 | 5051826005248 | No |  | No | Yes | Yes | FJK | PK | PACK | 1 | Pack (24) | 4000 Series | 0 | Viamed | 5-NP | 24 | No | 2019-06-30
0014961 | Disposable Pulse Oximetry Sensors - Novametrix Compatible - Adult - Micro Foam - 6-AF | Cable Length: 45cm (18 Inch). Box of 24. | 124.00 | 2 | 117.8 | 3 | 111.6 | 11 | 105.4 | 0 | 0 | 5051826023785 | No |  | No | Yes | Yes | FJK | PK | PACK | 1 | Pack (24) | 4000 Series | 0 | Viamed | 6-AF | 24 | No | 2019-06-30
0014962 | Disposable Pulse Oximetry Sensors - Novametrix Compatible - Paediatric - Micro Foam - 6-PF | Cable Length: 45cm (18 Inch). Box of 24. | 124.00 | 2 | 117.8 | 3 | 111.6 | 11 | 105.4 | 0 | 0 | 5051826023792 | No |  | No | Yes | Yes | FJK | PK | PACK | 1 | Pack (24) | 4000 Series | 0 | Viamed | 6-PF | 24 | No | 2019-06-30
0014963 | Disposable Pulse Oximetry Sensors - Novametrix Compatible - Infant - Micro Foam - 6-IF | Cable Length: 90cm (36 Inch). Box of 24. | 128.00 | 2 | 121.6 | 3 | 115.2 | 11 | 108.8 | 0 | 0 | 5051826023808 | No |  | No | Yes | Yes | FJK | PK | PACK | 1 | Pack (24) | 4000 Series | 0 | Viamed | 6-IF | 24 | No | 2019-06-30
0014964 | Disposable Pulse Oximetry Sensors - Novametrix Compatible - Neonatal - Micro Foam - 6-NF | Cable Length: 90cm (36 Inch). Box of 24. | 128.00 | 2 | 121.6 | 3 | 115.2 | 11 | 108.8 | 0 | 0 | 5051826005255 | No |  | No | Yes | Yes | FJK | PK | PACK | 1 | Pack (24) | 4000 Series | 0 | Viamed | 6-NF | 24 | No | 2019-06-30
0014965 | Disposable Pulse Oximetry Sensors - Novametrix Compatible - Adult - Transpore - 6-AT | Cable Length: 45cm (18 Inch). Box of 24. | 124.00 | 2 | 117.8 | 3 | 111.6 | 11 | 105.4 | 0 | 0 | 5051826023815 | No |  | No | Yes | Yes | FJK | PK | PACK | 1 | Pack (24) | 4000 Series | 0 | Viamed | 6-AT | 24 | No | 2019-06-30
0014966 | Disposable Pulse Oximetry Sensors - Novametrix Compatible - Paediatric - Transpore - 6-PT | Cable Length: 45cm (18 Inch). Box of 24. | 124.00 | 2 | 117.8 | 3 | 111.6 | 11 | 105.4 | 0 | 0 | 5051826023822 | No |  | No | Yes | Yes | FJK | PK | PACK | 1 | Pack (24) | 4000 Series | 0 | Viamed | 6-PT | 24 | No | 2019-06-30
0014969 | Disposable Pulse Oximetry Sensors - Novametrix Compatible - Adult - Plaster - 6-AP | Cable Length: 45cm (18 Inch). Box of 24. | 124.00 | 2 | 117.8 | 3 | 111.6 | 11 | 105.4 | 0 | 0 | 5051826023839 | No |  | No | Yes | Yes | FJK | PK | PACK | 1 | Pack (24) | 4000 Series | 0 | Viamed | 6-AP | 24 | No | 2019-06-30
0014970 | Disposable Pulse Oximetry Sensors - Novametrix Compatible - Paediatric - Plaster - 6-PP | Cable Length: 45cm (18 Inch). Box of 24. | 124.00 | 2 | 117.8 | 3 | 111.6 | 11 | 105.4 | 0 | 0 | 5051826023846 | No |  | No | Yes | Yes | FJK | PK | PACK | 1 | Pack (24) | 4000 Series | 0 | Viamed | 6-PP | 24 | No | 2019-06-30
0014971 | Disposable Pulse Oximetry Sensors - Novametrix Compatible - Infant - Plaster - 6-IP | Cable Length: 90cm (36 Inch). Box of 24. | 128.00 | 2 | 121.6 | 3 | 115.2 | 11 | 108.8 | 0 | 0 | 5051826023853 | No |  | No | Yes | Yes | FJK | PK | PACK | 1 | Pack (24) | 4000 Series | 0 | Viamed | 6-IP | 24 | No | 2019-06-30
0014972 | Disposable Pulse Oximetry Sensors - Novametrix Compatible - Neonatal - Plaster - 6-NP | Cable Length: 90cm (36 Inch). Box of 24. | 128.00 | 2 | 121.6 | 3 | 115.2 | 11 | 108.8 | 0 | 0 | 5051826005262 | No |  | No | Yes | Yes | FJK | PK | PACK | 1 | Pack (24) | 4000 Series | 0 | Viamed | 6-NP | 24 | No | 2019-06-30
0014973 | Disposable Pulse Oximetry Sensors - Nonin Compatible - Adult - Micro Foam - 7-AF | Cable Length: 45cm (18 Inch). Box of 24. | 124.00 | 2 | 117.8 | 3 | 111.6 | 11 | 105.4 | 0 | 0 | 5051826023860 | No |  | No | Yes | Yes | FJK | PK | PACK | 1 | Pack (24) | 4000 Series | 0 | Viamed | 7-AF | 24 | No | 2019-06-30
0014974 | Disposable Pulse Oximetry Sensors - Nonin Compatible - Paediatric - Micro Foam - 7-PF | Cable Length: 45cm (18 Inch). Box of 24. | 124.00 | 2 | 117.8 | 3 | 111.6 | 11 | 105.4 | 0 | 0 | 5051826023877 | No |  | No | Yes | Yes | FJK | PK | PACK | 1 | Pack (24) | 4000 Series | 0 | Viamed | 7-PF | 24 | No | 2019-06-30
0014975 | Disposable Pulse Oximetry Sensors - Nonin Compatible - Infant - Micro Foam - 7-IF | Cable Length: 90cm (36 Inch). Box of 24. | 128.00 | 2 | 121.6 | 3 | 115.2 | 11 | 108.8 | 0 | 0 | 5051826023884 | No |  | No | Yes | Yes | FJK | PK | PACK | 1 | Pack (24) | 4000 Series | 0 | Viamed | 7-IF | 24 | No | 2019-06-30
0014976 | Disposable Pulse Oximetry Sensors - Nonin Compatible - Neonatal - Micro Foam - 7-NF | Cable Length: 90cm (36 Inch). Box of 24. | 128.00 | 2 | 121.6 | 3 | 115.2 | 11 | 108.8 | 0 | 0 | 5051826023891 | No |  | No | Yes | Yes | FJK | PK | PACK | 1 | Pack (24) | 4000 Series | 0 | Viamed | 7-NF | 24 | No | 2019-06-30
0014977 | Disposable Pulse Oximetry Sensors - Nonin Compatible - Adult - Transpore - 7-AT | Cable Length: 45cm (18 Inch). Box of 24. | 124.00 | 2 | 117.8 | 3 | 111.6 | 11 | 105.4 | 0 | 0 | 5051826023907 | No |  | No | Yes | Yes | FJK | PK | PACK | 1 | Pack (24) | 4000 Series | 0 | Viamed | 7-AT | 24 | No | 2019-06-30
0014978 | Disposable Pulse Oximetry Sensors - Nonin Compatible - Paediatric - Transpore - 7-PT | Cable Length: 45cm (18 Inch). Box of 24. | 124.00 | 2 | 117.8 | 3 | 111.6 | 11 | 105.4 | 0 | 0 | 5051826023914 | No |  | No | Yes | Yes | FJK | PK | PACK | 1 | Pack (24) | 4000 Series | 0 | Viamed | 7-PT | 24 | No | 2019-06-30
0014981 | Disposable Pulse Oximetry Sensors - Nonin Compatible - Adult - Plaster - 7-AP | Cable Length: 45cm (18 Inch). Box of 24. | 124.00 | 2 | 117.8 | 3 | 111.6 | 11 | 105.4 | 0 | 0 | 5051826005279 | No |  | No | Yes | Yes | FJK | PK | PACK | 1 | Pack (24) | 4000 Series | 0 | Viamed | 7-AP | 24 | No | 2019-06-30
0014982 | Disposable Pulse Oximetry Sensors - Nonin Compatible - Paediatric - Plaster - 7-PP | Cable Length: 45cm (18 Inch). Box of 24. | 124.00 | 2 | 117.8 | 3 | 111.6 | 11 | 105.4 | 0 | 0 | 5051826005286 | No |  | No | Yes | Yes | FJK | PK | PACK | 1 | Pack (24) | 4000 Series | 0 | Viamed | 7-PP | 24 | No | 2019-06-30
0014983 | Disposable Pulse Oximetry Sensors - Nonin Compatible - Infant - Plaster - 7-IP | Cable Length: 90cm (36 Inch). Box of 24. | 128.00 | 2 | 121.6 | 3 | 115.2 | 11 | 108.8 | 0 | 0 | 5051826005293 | No |  | No | Yes | Yes | FJK | PK | PACK | 1 | Pack (24) | 4000 Series | 0 | Viamed | 7-IP | 24 | No | 2019-06-30
0014984 | Disposable Pulse Oximetry Sensors - Nonin Compatible - Neonatal - Plaster - 7-NP | Cable Length: 90cm (36 Inch). Box of 24. | 128.00 | 2 | 121.6 | 3 | 115.2 | 11 | 108.8 | 0 | 0 | 5051826005309 | No |  | No | Yes | Yes | FJK | PK | PACK | 1 | Pack (24) | 4000 Series | 0 | Viamed | 7-NP | 24 | No | 2019-06-30
0014989 | Disposable Pulse Oximetry Sensors - Viamed - Adult - Transpore - 8-AT | Cable Length: 45cm (18 Inch). Box of 24. | 230.00 | 2 | 218.5 | 3 | 207 | 11 | 195.5 | 0 | 0 | 5051826002773 | No |  | No | Yes | Yes | FJK | PK | PACK | 1 | Pack (24) | 4000 Series | 0 | Viamed | 8-AT | 24 | No | 2019-06-30
0014990 | Disposable Pulse Oximetry Sensors - Viamed - Paediatric - Transpore - 8-PT | Cable Length: 45cm (18 Inch). Box of 24. | 230.00 | 2 | 218.5 | 3 | 207 | 11 | 195.5 | 0 | 0 | 5051826002766 | No |  | No | Yes | Yes | FJK | PK | PACK | 1 | Pack (24) | 4000 Series | 0 | Viamed | 8-PT | 24 | No | 2019-06-30
0014993 | Disposable Pulse Oximetry Sensors - Viamed - Adult - Plaster - 8-AP | Cable Length: 45cm (18 Inch). Box of 24. | 230.00 | 2 | 218.5 | 3 | 207 | 11 | 195.5 | 0 | 0 | 5051826005316 | No |  | No | Yes | Yes | FJK | PK | PACK | 1 | Pack (24) | 4000 Series | 0 | Viamed | 8-AP | 24 | No | 2019-06-30
0014994 | Disposable Pulse Oximetry Sensors - Viamed - Paediatric - Plaster - 8-PP | Cable Length: 45cm (18 Inch). Box of 24. | 230.00 | 2 | 218.5 | 3 | 207 | 11 | 195.5 | 0 | 0 | 5051826005323 | No |  | No | Yes | Yes | FJK | PK | PACK | 1 | Pack (24) | 4000 Series | 0 | Viamed | 8-PP | 24 | No | 2019-06-30
0014995 | Disposable Pulse Oximetry Sensors - Viamed - Infant - Plaster - 8-IP | Cable Length: 90cm (36 Inch). Box of 24. | 250.00 | 2 | 237.5 | 3 | 225 | 11 | 212.5 | 0 | 0 | 5051826002759 | No |  | No | Yes | Yes | FJK | PK | PACK | 1 | Pack (24) | 4000 Series | 0 | Viamed | 8-IP | 24 | No | 2019-06-30
0014996 | Disposable Pulse Oximetry Sensors - Viamed - Neonatal - Plaster - 8-NP | Cable Length: 90cm (36 Inch). Box of 24. | 250.00 | 2 | 237.5 | 3 | 225 | 11 | 212.5 | 0 | 0 | 5051826002742 | No |  | No | Yes | Yes | FJK | PK | PACK | 1 | Pack (24) | 4000 Series | 0 | Viamed | 8-NP | 24 | No | 2019-06-30
0019001 | Pulse Oximetry Extension Cable - Nellcor DEC-4 Compatible | Cable Length: 4ft - Connector Types: 9 pin D (f) - 9 pin D (m) - For use with Oximax and old version sensors. | 46.00 | 0 | 0 | 0 | 0 | 0 | 0 | 0 | 0 | 5051826005545 | No |  | No | Yes | Yes | FJK | EA | EACH | 1 | 1 | 4000 Series | 24 | Viamed |  | 1 | No | 2019-06-30
0019002 | Pulse Oximetry Extension Cable - Nellcor DEC-8 Compatible | Cable Length: 8ft - Connector Types: 9 pin D (f) - 9 pin D (m) - For use with Oximax and old version sensors. | 56.00 | 0 | 0 | 0 | 0 | 0 | 0 | 0 | 0 | 5051826005552 | No |  | No | Yes | Yes | FJK | EA | EACH | 1 | 1 | 4000 Series | 24 | Viamed |  | 1 | No | 2019-06-30
0019003 | Pulse Oximetry Extension Cable - Nellcor DOC-10 Compatible | Cable Length: 10ft - Connector Types: 3M style 14 way connector (purple) key way - off centre top left to 9 way D type receptacle (purple) with centre bottom key way. For use with Nellcor sensors, Oximax only! | 78.75 | 0 | 0 | 0 | 0 | 0 | 0 | 0 | 0 | 5051826023969 | No |  | No | Yes | Yes | FJK | EA | EACH | 1 | 1 | 4000 Series | 24 | Viamed |  | 1 | No | 2019-06-30
0021013 | Posey Sensor wraps - Box of 12 - Model: 6554 | Also available in case of 48 boxes | 11.00 | 2 | 8.5 | 3 | 7.65 | 11 | 7.5 | 0 | 0 | 10190676001856 | No |  | No | Yes | Yes | FJK | PK | PACK | 1 | Pack (12) |  | 12 | Posey | 6554 | 12 | No | 2019-06-30
0021014 | Posey Sensor wraps - Case of 48 boxes - Model: 6554 | Also available in single boxes of 12 | 298.00 | 0 | 0 | 0 | 0 | 0 | 0 | 0 | 0 | 10190676001856 | No |  | No | Yes | Yes | FJK | CS | CASE | 1 | Case (48 x 12) |  | 12 | Posey | 6554 | 576 | No | 2019-06-30
0021018 | Posey Sensor wraps - Box of 12 - Model: 6554P | Also available in case of 48 boxes | 13.00 | 2 | 10.5 | 3 | 9.65 | 11 | 9.5 | 0 | 0 | 5051826005767 | No |  | No | Yes | Yes | FJK | PK | PACK | 1 | Pack (12) |  | 0 | Posey | 6554P | 12 | No | 2019-06-30
0021019 | Posey Sensor wraps - Case of 48 boxes - Model: 6554P | Also available in single boxes of 12 | 394.00 | 0 | 0 | 0 | 0 | 0 | 0 | 0 | 0 | 5051826005774 | No |  | No | Yes | Yes | FJK | CS | CASE | 1 | Case (48 x 12) |  | 0 | Posey | 6554P | 576 | No | 2019-06-30
0022160 | Protection cover for Viamed VM-2160 - Clear | Protective silicone cover for use with Viamed VM-2160 pulse oximeter | 14.45 | 0 | 0 | 0 | 0 | 0 | 0 | 0 | 0 | 5051826001806 | No |  | No | Yes | Yes | FJK | EA | EACH | 1 | 1 |  | 0 | Viamed |  | 1 | No | 2019-06-30
0022171 | Universal Mounting Plate with V Mount | Universal Mounting Kit, V-adapter with female pole-mount thread for use with Viamed VM-2160 | 15.30 | 0 | 0 | 0 | 0 | 0 | 0 | 0 | 0 | 5051826002681 | No |  | No | Yes | Yes | FJA | EA | EACH | 1 | 1 |  | 0 | Viamed |  | 1 | No | 2019-06-30
0022174 | USB Cable for use with Viamed VM-2160 | USB 2.0 to Mini USB for use with Viamed VM-2160 hand-held pulse oximeter | 5.53 | 0 | 0 | 0 | 0 | 0 | 0 | 0 | 0 | 5051826005811 | No |  | No | Yes | Yes | FJK | EA | EACH | 1 | 1 |  | 12 | Viamed |  | 1 | No | 2019-06-30
0022175 | Lanyard (Blue) for use with Viamed pulse oximeters | Neck lanyard with snap clip for use with Viamed VM-2101, VM-2105 and VM-2160 pulse oximeters | 2.00 | 0 | 0 | 0 | 0 | 0 | 0 | 0 | 0 | 5051826005828 | No |  | No | Yes | Yes | FJK | EA | EACH | 1 | 1 |  | 0 | Viamed |  | 1 | No | 2019-06-30
0022178 | Carrying case for VM-2160 | Hi-vis yellow case, with grey inside. MicrAgard antimicrobial protection. Flame retardant to aircraft standards. Fluid repellent. Non rot. U/V stable. Washable at 60 degrees C. Silverstorm self healing & waterproof zips. Silverlining inners. Excellent abrasion & tear resistance. High visibility & reflective properties. Dimensions - external (approximate): 220mm (L) x 80mm x (W) x 85mm (H) | 35.00 | 0 | 0 | 0 | 0 | 0 | 0 | 0 | 0 | 5051826005835 | No |  | No | Yes | Yes | FJK | EA | EACH | 1 | 1 |  | 0 | Viamed |  | 1 | No | 2019-06-30
0022190 | Pulse Oximeter Soft Carrying Case (Black) | Carrying cases with belt loop and D-ring for the convenient storage and protection of most models of finger pulse oximeters. Available in black, orange, green or blue. Features: Soft construction. Securing flap with hook and loop fastener. Belt loop with attached D-ring. External Dimensions: 85 mm (L) x 50 mm (W) x 50 mm (D). Internal Dimensions: 70 mm (L) x 40 mm (W) x 40 mm (D). | 6.17 | 2 | 4.09 | 3 | 3.39 | 11 | 2.38 | 50 | 1.88 | 5051826005866 | No |  | No | Yes | Yes | FJK | EA | EACH | 1 | 1 |  | 12 | Viamed |  | 1 | No | 2019-06-30
0022191 | Pulse Oximeter Soft Carrying Case (Orange) | Carrying cases with belt loop and D-ring for the convenient storage and protection of most models of finger pulse oximeters. Available in black, orange, green or blue. Features: Soft construction. Securing flap with hook and loop fastener. Belt loop with attached D-ring. External Dimensions: 85 mm (L) x 50 mm (W) x 50 mm (D). Internal Dimensions: 70 mm (L) x 40 mm (W) x 40 mm (D). | 6.17 | 2 | 4.09 | 3 | 3.39 | 11 | 2.38 | 50 | 1.88 | 5051826005873 | No |  | No | Yes | Yes | FJK | EA | EACH | 1 | 1 |  | 12 | Viamed |  | 1 | No | 2019-06-30
0022192 | Pulse Oximeter Soft Carrying Case (Green) | Carrying cases with belt loop and D-ring for the convenient storage and protection of most models of finger pulse oximeters. Available in black, orange, green or blue. Features: Soft construction. Securing flap with hook and loop fastener. Belt loop with attached D-ring. External Dimensions: 85 mm (L) x 50 mm (W) x 50 mm (D). Internal Dimensions: 70 mm (L) x 40 mm (W) x 40 mm (D). | 6.17 | 2 | 4.09 | 3 | 3.39 | 11 | 2.38 | 50 | 1.88 | 5051826005880 | No |  | No | Yes | Yes | FJK | EA | EACH | 1 | 1 |  | 12 | Viamed |  | 1 | No | 2019-06-30
0022193 | Pulse Oximeter Soft Carrying Case (Blue) | Carrying cases with belt loop and D-ring for the convenient storage and protection of most models of finger pulse oximeters. Available in black, orange, green or blue. Features: Soft construction. Securing flap with hook and loop fastener. Belt loop with attached D-ring. External Dimensions: 85 mm (L) x 50 mm (W) x 50 mm (D). Internal Dimensions: 70 mm (L) x 40 mm (W) x 40 mm (D). | 6.17 | 2 | 4.09 | 3 | 3.39 | 11 | 2.38 | 50 | 1.88 | 5051826005897 | No |  | No | Yes | Yes | FJK | EA | EACH | 1 | 1 |  | 12 | Viamed | 0022193 | 1 | No | 2019-06-30
0024010 | Nellcor D-YSE Ear Clip | For use with Dura-Y Sensor (>30 kg) | 13.75 | 0 | 0 | 0 | 0 | 0 | 0 | 0 | 0 | 5051826005903 | No |  | No | Yes | Yes | FJK | EA | EACH | 1 | 1 | D-YSE | 12 | Nellcor |  | 1 | No | 2019-06-30
0110001 | Teledyne Oxygen sensor C-1R | OEM Part Number: B39022, Output Connector: 1 mm pin, lead wires x 2, Sensor Output: 200 /- 40 microamps, Sensor Life: 18 months, Response Time: < 30 s<br /> | 40.00 | 2 | 36 | 3 | 34 | 11 | 32 | 0 | 0 | 5051826000663 | Yes |  | No | Yes | Yes | FYZ | EA | EACH | 1 | 1 |  | 12 | Teledyne | B39022-C1R | 1 | No | 2019-06-30
0110002 | Teledyne Oxygen sensor C-2R | OEM Part Number: B39023, Output Connector: 1 mm pin, lead wires x 2, Sensor Output: 200 /- 40 microamps, Sensor Life: Dependant upon application, Response Time: < 30 s<br /> | 40.00 | 2 | 36 | 3 | 34 | 11 | 32 | 0 | 0 | 5051826008430 | Yes |  | No | Yes | Yes | FYZ | EA | EACH | 1 | 1 |  | 6 | Teledyne | B39023-C2R | 1 | No | 2019-06-30
0110015 | Teledyne Oxygen sensor R-15 | OEM Part Number: 0237-2034-700, Output Connector: Slip rings, 3, Sensor Output: 59 /- 11 microamps, Sensor Life: 36 months, Response Time: < 15 s<br /> | 40.00 | 2 | 36 | 3 | 34 | 11 | 32 | 0 | 0 | 5051826000694 | Yes |  | No | Yes | Yes | FYZ | EA | EACH | 1 | 1 |  | 12 | Teledyne | C41131-R15 | 1 | No | 2019-06-30
0110016 | Viamed Oxygen sensor R-17MEDV | OEM Part Number: C43690, Output Connector: Phone jack socket, 0.141 inch, Sensor Output: 9 - 13 mV, Sensor Life: 36 months, Response Time: < 6 s | 40.00 | 2 | 36 | 3 | 34 | 11 | 32 | 0 | 0 | 5051826008454 | Yes |  | No | Yes | Yes | FYZ | EA | EACH | 1 | 1 | Viamed | 15 | Teledyne | C43690-R17MEDV | 1 | No | 2019-06-30
0110017 | Teledyne Oxygen sensor R-17MED | OEM Part Number: C43690, Output Connector: Phone jack socket, 0.141 inch, Sensor Output: 7 - 13 mV, Sensor Life: 36 months, Response Time: < 6 s<br /> | 40.00 | 2 | 36 | 3 | 34 | 11 | 32 | 0 | 0 | 5051826000700 | Yes |  | No | Yes | Yes | FYZ | EA | EACH | 1 | 1 |  | 15 | Teledyne |  | 1 | No | 2019-06-30
0110020 | Viamed Oxygen Sensor R-22Vi | Application: Incubabtors, Output Connector: Molex 3 pin plug, Sensor Output: 9 - 14 mV, Sensor Life: &#8805;1,000,000, Response Time: < 12 s | 40.00 | 2 | 36 | 3 | 34 | 11 | 32 | 0 | 0 | 5051826047392 | Yes |  | No | Yes | Yes | FYZ | EA | EACH | 1 | 1 | Viamed | 15 | Viamed | R-22Vi | 1 | No | 2019-06-30
0110021 | Viamed Oxygen sensor R-22MEDV | OEM Part Number: 83 620 30, Output Connector: Molex KK, 3 pin plug, Sensor Output: 9 - 13 mV, Sensor Life: &#8805; 500,000 % oxygen hours, Response Time: < 6 s | 40.00 | 2 | 36 | 3 | 34 | 11 | 32 | 0 | 0 | 5051826008461 | Yes |  | No | Yes | Yes | FYZ | EA | EACH | 1 | 1 | Viamed | 15 | Viamed | R22MEDV | 1 | No | 2019-06-30
0110022 | Teledyne Oxygen sensor R-22MED | OEM Part Number: C44611, Output Connector: Molex KK, 3 pin plug, Sensor Output: 7 - 13 mV, Sensor Life: 36 months, Response Time: < 6 s<br /> | 40.00 | 2 | 36 | 3 | 34 | 11 | 32 | 0 | 0 | 5051826000717 | Yes |  | No | Yes | Yes | FYZ | EA | EACH | 1 | 1 |  | 15 | Teledyne |  | 1 | No | 2019-06-30
0110023 | Viamed Oxygen sensor R-23V | OEM Part Number: 6850645, Output Connector: Slip rings, 3, Sensor Output: 24 - 32 microamps, Sensor Life: &#8805; 500,000 % oxygen hours, Response Time: &#8804; 12 s<br /> | 40.00 | 2 | 36 | 3 | 34 | 11 | 32 | 0 | 0 | 5051826000724 | Yes |  | No | Yes | Yes | FYZ | EA | EACH | 1 | 1 | Viamed | 15 | Viamed |  | 1 | No | 2019-06-30
0110024 | Teledyne Oxygen sensor R-24MED | OEM Part Number: 64 19 332 E380E, Output Connector: Molex 3 pin plug, Sensor Output: 10 - 17 mV, Sensor Life: 24 months, Response Time: < 10 s<br /> | 40.00 | 2 | 36 | 3 | 34 | 11 | 32 | 0 | 0 | 5051826000731 | Yes |  | No | Yes | Yes | FYZ | EA | EACH | 1 | 1 |  | 12 | Teledyne | R24MED | 1 | No | 2019-06-30
0110026 | Teledyne Oxygen sensor R-26MED | OEM Part Number: 8-100412-00, Output Connector: Phone jack socket, 0.141 inch, Sensor Output: 7 - 13 mV, Sensor Life: 24 months, Response Time: < 10 s<br /> | 65.00 | 2 | 58.5 | 3 | 55.25 | 11 | 52 | 0 | 0 | 5051826000748 | Yes |  | No | Yes | Yes | FYZ | EA | EACH | 1 | 1 |  | 12 | Teledyne | C64335-R26MED | 1 | No | 2019-06-30
0110034 | Teledyne Oxygen sensor R-34MED | OEM Part Number: R115P85, Output Connector: Mini power socket, Sensor Output: 12 /- 2 mV, Sensor Life: &#8805; 500,000 % oxygen hours, Response Time: < 5 s<br /> | 75.00 | 2 | 67.5 | 3 | 63.75 | 11 | 60 | 0 | 0 | 5051826008492 | Yes |  | No | Yes | Yes | FYZ | EA | EACH | 1 | 1 |  | 15 | Teledyne | C75423-R34MED | 1 | No | 2019-06-30
0110036 | Teledyne Oxygen sensor R-36MED | OEM Part Number: 64 19 332 E380E, Output Connector: Molex 3 pin plug, Sensor Output: 10 - 17 mV, Sensor Life: 24 months, Response Time: < 20 s<br /> | 40.00 | 2 | 36 | 3 | 34 | 11 | 32 | 0 | 0 | 5051826000823 | Yes |  | No | Yes | Yes | FYZ | EA | EACH | 1 | 1 |  | 15 | Teledyne | C-76518-R36MED | 1 | No | 2019-06-30
0110040 | Viamed Oxygen sensor R-30V | OEM Part Number: 6050-0004-110, Output Connector: Phone socket, 6P4C, Sensor Output: 9 - 12 mV, Sensor Life: &#8805; 1,000,000 % oxygen hours, Response Time: < 12 s<br /> | 52.00 | 2 | 46.8 | 3 | 44.2 | 11 | 41.6 | 0 | 0 | 5051826003411 | Yes |  | No | Yes | Yes | FYZ | EA | EACH | 1 | 1 | Viamed | 15 | Viamed | R30V | 1 | No | 2019-06-30
0110041 | Viamed Oxygen sensor R-41V | OEM Part Number: 6735142, Output Connector: Phone jack socket, 3.5 mm, Sensor Output: 13 - 16 mV, Sensor Life: &#8805; 1,000,000 | 40.00 | 2 | 36 | 3 | 34 | 11 | 32 | 0 | 0 | 5051826003428 | Yes |  | No | Yes | Yes | FYZ | EA | EACH | 1 | 1 | Viamed | 15 | Viamed | R41V | 1 | No | 2019-06-30
0110042 | Viamed Oxygen sensor R-42V | OEM Part Number: 130060001, Output Connector: AMP plug, 2 pin, Sensor Output: 9 - 11.5 mV, RSensor Life: &#8805; 1,000,000 % oxygen hours, Response Time: < 12 s<br /> | 40.00 | 2 | 36 | 3 | 34 | 11 | 32 | 0 | 0 | 5051826003435 | Yes |  | No | Yes | Yes | FYZ | EA | EACH | 1 | 1 | Viamed | 15 | Viamed | R42V | 1 | No | 2019-06-30
0110043 | Viamed Oxygen sensor R-43V - Pack of 2 sensors - Matched Pair | OEM Part Number: 6600-1278-600, Output Connector: Slip rings, 2, Sensor Output: 23 - 35 mV, Sensor Life: &#8805; 500,000 oxygen hours, Output Difference: 1.25 mV (between the two channels), Response Time: < 12 s<br /> | 90.00 | 2 | 81 | 3 | 76.5 | 11 | 72 | 0 | 0 | 5051826003442 | Yes |  | No | Yes | Yes | FYZ | PR | PAIR | 1 | Pair (2) | Viamed | 15 | Viamed | R43V | 2 | No | 2019-06-30
0110044 | Viamed Oxygen sensor R-44V | OEM Part Number: 806572, Output Connector: Molex 3 way, Sensor Output: 9 - 13 mV, Sensor Life: &#8805; 1,000,000 % oxygen hours, Response Time: < 12 s<br /> | 40.00 | 2 | 36 | 3 | 34 | 11 | 32 | 0 | 0 | 5051826003459 | Yes |  | No | Yes | Yes | FYZ | EA | EACH | 1 | 1 | Viamed | 15 | Viamed | R44V | 1 | No | 2019-06-30
0110045 | Viamed Oxygen sensor R-45V | OEM Part Number: 0600-00-0002, Output Connector: Molex, 3 pin plug, Sensor Output: 9 - 13 mV, Sensor Life: &#8805; 1,000,000 % oxygen hours, Response Time: < 12 s<br /> | 40.00 | 2 | 36 | 3 | 34 | 11 | 32 | 0 | 0 | 5051826003466 | Yes |  | No | Yes | Yes | FYZ | EA | EACH | 1 | 1 | Viamed | 15 | Viamed | R45V | 1 | No | 2019-06-30
0110047 | Viamed Oxygen sensor R-47V | OEM Part Number: OOM204, Output Connector: Molex, 3 pin plug, Sensor Output: 9.0 - 13.5 mV, Sensor Life: &#8805; 500,000 % oxygen hours, Response Time: < 12 s<br /> | 75.00 | 2 | 67.5 | 3 | 63.75 | 11 | 60 | 0 | 0 | 5051826003473 | Yes |  | No | Yes | Yes | FYZ | EA | EACH | 1 | 1 | Viamed | 15 | Viamed | R47V | 1 | No | 2019-06-30
0110048 | Viamed Oxygen Sensor R-48V | OEM Part Number: MOX-3, Output Connector: Phone socket, 4 way, Sensor Output: 10 - 12 mV, Sensor Life: &#8805; 1,000,000 % oxygen hours, Response Time: < 12 s | 40.00 | 2 | 36 | 3 | 34 | 11 | 32 | 0 | 0 | 5051826008508 | Yes |  | No | Yes | Yes | FYZ | EA | EACH | 1 | 1 | Viamed | 15 | Viamed | R48V | 1 | No | 2019-06-30
0110049 | Viamed Oxygen Sensor R-49V | OEM Part Number: 64 19 332 E380E, Output Connector: Molex, 3 pin plug, Sensor Output: 13 - 16 mV, Sensor Life: &#8805; 1,000,000 % oxygen hours, Response Time: < 12 s<br /> | 40.00 | 2 | 36 | 3 | 34 | 11 | 32 | 0 | 0 | 5051826008515 | Yes |  | No | Yes | Yes | FYZ | EA | EACH | 1 | 1 | Viamed | 15 | Viamed | R49V | 1 | No | 2019-06-30
0110051 | Teledyne Oxygen sensor T-1 | OEM Part Number: A37016, Output Connector: Slip rings, 2, Sensor Output: 200 /- 40 microamps, Sensor Life: 18 months, Response Time: < 30 s<br /> | 40.00 | 2 | 36 | 3 | 34 | 11 | 32 | 0 | 0 | 5051826000762 | Yes |  | No | Yes | Yes | FYZ | EA | EACH | 1 | 1 |  | 12 | Teledyne | A37016-T1 | 1 | No | 2019-06-30
0110052 | Teledyne Oxygen sensor T-2 | OEM Part Number: A38070, Output Connector: Slip rings, 2, Sensor Output: 200 /- 40 microamps, Sensor Life: Dependant upon application, Response Time: < 30 s<br /> | 40.00 | 2 | 36 | 3 | 34 | 11 | 32 | 0 | 0 | 5051826000779 | Yes |  | No | Yes | Yes | FYZ | EA | EACH | 1 | 1 |  | 6 | Teledyne | A38070-T2 | 1 | No | 2019-06-30
0110057 | Teledyne Oxygen sensor T-7 | OEM Part Number: A51327, Output Connector: Phone socket, 4 way, Sensor Output: 0.4 /- 0.1 microamps, Sensor Life: 36 months, Response Time: < 6 s<br /> | 40.00 | 2 | 36 | 3 | 34 | 11 | 32 | 0 | 0 | 5051826000830 | Yes |  | No | Yes | Yes | FYZ | EA | EACH | 1 | 1 |  | 12 | Teledyne | A51327-T7 | 1 | No | 2019-06-30
0110072 | Viamed Oxygen Sensor R-22Vi - Pack of 2 | Application: Incubators, Output Connector: Molex 3 pin plug, Sensor Output: 9 - 14 mV, Sensor Life: &#8805; 1,000,000 oxygen hours, Response Time: < 12 s<br /> | 72.00 | 2 | 68 | 3 | 64 | 0 | 0 | 0 | 0 | 5051826047378 | Yes |  | No | Yes | Yes | FYZ | PR | PAIR | 1 | Pair (2) | Viamed | 12 | Viamed | R-22Vi | 2 | No | 2019-06-30
0110080 | Teledyne Oxygen sensor UFO 130-1 | OEM Part Number: 010-1120-00, Output Connector: DIL, 10 pin, Sensor Output: 3.4 /- 0.4 V, Sensor Life: 6 months, Response Time: < 130 ms<br /> | 129.50 | 2 | 116.55 | 3 | 110.08 | 11 | 103.6 | 0 | 0 | 5051826008553 | Yes |  | No | Yes | Yes | FYZ | EA | EACH | 1 | 1 |  | 12 | Teledyne | UFO 130-1 | 1 | No | 2019-06-30
0110081 | Teledyne Oxygen sensor UFO 130-2 | OEM Part Number: 010-1120-01, Output Connector: DIL, 10 pin, Sensor Output: 3.4 /- 0.4 V, Sensor Life: 24 months, Response Time: < 130 ms<br /> | 146.85 | 2 | 132.17 | 3 | 124.82 | 11 | 117.48 | 0 | 0 | 5051826008560 | Yes |  | No | Yes | Yes | FYZ | EA | EACH | 1 | 1 |  | 12 | Teledyne | UFO 130-2 | 1 | No | 2019-06-30
0110402 | Maxtec Oxygen Sensor MAX-2 | OEM Part Number: 6850645, Output Connector: Slip rings, 3, Sensor Output: 12.2 - 18.1 mV, Sensor Life: &#8805; 2,000,000 % oxygen hours, Response Time: &#8805; 15 s | 108.00 | 2 | 97.2 | 3 | 91.8 | 11 | 86.4 | 0 | 0 | 5051826008966 | Yes |  | No | Yes | Yes | FYZ | EA | EACH | 1 | 1 |  | 12 | Maxtec | MAX2 | 1 | No | 2019-06-30
0110403 | Maxtec Oxygen sensor MAX-3 | OEM Part Number: MOX-3, Output Connector: Phone socket, 4 way, Sensor Output: 9 - 13 mV, Sensor Life: &#8805; 500,000 % oxygen hours, Response Time: &#8804; 15 s<br /> | 75.00 | 2 | 67.5 | 3 | 63.75 | 11 | 60 | 0 | 0 | 00817770020011 | Yes |  | No | Yes | Yes | FYZ | EA | EACH | 1 | 1 |  | 12 | Maxtec | MAX3 | 1 | No | 2019-06-30
0110408 | Maxtec Oxygen Sensor MAX-8 | OEM Part Number: 0237-2034-700, Output Connector: Slip rings, 3, Sensor Output: 17 /- 3 mV, Sensor Life: &#8805; 750,000 % oxygen hours, Response Time: &#8804; 12 s | 108.00 | 2 | 97.2 | 3 | 91.8 | 11 | 86.4 | 0 | 0 | 5051826023976 | Yes |  | No | Yes | Yes | FYZ | EA | EACH | 1 | 1 |  | 12 | Maxtec | MAX8 | 1 | No | 2019-06-30
0110409 | Maxtec Oxygen Sensor MAX-9 | OEM Part Number: B39636-R13, Output Connector: 1 mm pin x 4, Sensor Output: 26.4 - 44.0 mV, Sensor Life: 6 months, Response Time: &#8804; 11 s | 85.00 | 2 | 76.5 | 3 | 72.25 | 11 | 68 | 0 | 0 | 00817770020035 | Yes |  | No | Yes | Yes | FYZ | EA | EACH | 1 | 1 |  | 12 | Maxtec | MAX9 | 1 | No | 2019-06-30
0110416 | Maxtec Oxygen sensor MAX-16 | OEM Part Number: 4-072214-00, Output Connector: Molex, 3 pin plug, Sensor Output: 8.5 - 15.0 mV, Sensor Life: &#8805; 1,500,000 % oxygen hours, Response Time: < 15 s<br /> | 60.00 | 2 | 54 | 3 | 51 | 11 | 48 | 0 | 0 | 00853061006975 | Yes |  | No | Yes | Yes | FYZ | EA | EACH | 1 | 1 |  | 12 | Maxtec | MAX16 | 1 | No | 2019-06-30
0110420 | Maxtec Oxygen sensor MAX-14 (Fluke version) | OEM Part Number: R116P82-001, Output Connector: Molex SL, 2 pin, Sensor Output: 9 - 13 mV, Sensor Life: &#8805; 1,000,000 % oxygen hours, Response Time: &#8804; 12 s<br /> | 55.00 | 2 | 49.5 | 3 | 46.75 | 11 | 44 | 0 | 0 | 5051826009055 | Yes |  | No | Yes | Yes | FYZ | EA | EACH | 1 | 1 |  | 12 | Maxtec | MAX-14 Fluke | 1 | No | 2019-06-30
0110423 | Maxtec Oxygen Sensor MAX-27 | OEM Part Number: 5811, Output Connector: AMP, 2 pin plug, Sensor Output: 8.5 - 11.5 mV, Sensor Life: &#8805; 500,000 % oxygen hours, Response Time: &#8804; 12 s<br /> | 85.00 | 2 | 76.5 | 3 | 72.25 | 11 | 68 | 0 | 0 | 5051826009079 | Yes |  | No | Yes | Yes | FYZ | EA | EACH | 1 | 1 |  | 12 | Maxtec | R116P11 | 1 | No | 2019-06-30
0110425 | Maxtec Oxygen sensor MAX-250 with `O` ring. | OEM Part Number: R125P01-007, Output Connector: 2 pin socket, flying lead, Sensor Output: 10.0 - 15.5 mV, Sensor Life: &#8805; 1,500,000 % oxygen hours, Response Time: &#8804; 15 s<br /> | 65.00 | 2 | 58.5 | 3 | 55.25 | 11 | 52 | 0 | 0 | 00853061006449 | Yes |  | No | Yes | Yes | FYZ | EA | EACH | 1 | 1 |  | 24 | Maxtec | R125P01-007 | 1 | No | 2019-06-30
0110427 | Maxtec Oxygen sensor MAX-250+ | OEM Part Number: R125P02-011, Output Connector: Molex SL, 2 pin, lead wire, Sensor Output: 10.0 - 15.5 mV, Sensor Life: &#8805; 1,500,000 % oxygen hours, Response Time: &#8804; 15 s<br /> | 70.00 | 2 | 63 | 3 | 59.5 | 11 | 56 | 0 | 0 | 5051826009109 | Yes |  | No | Yes | Yes | FYZ | EA | EACH | 1 | 1 |  | 24 | Maxtec | MAX250 | 1 | No | 2019-06-30
0110428 | Maxtec Oxygen sensor MAX-250 | OEM Part Number: R125P01-002, Output Connector: 2 pin socket, flying lead, Sensor Output: 10.0 - 15.5 mV, Sensor Life: &#8805; 1,500,000 %, Response Time: &#8804; 15 s<br /> | 65.00 | 2 | 58.5 | 3 | 55.25 | 11 | 52 | 0 | 0 | 5051826009116 | Yes |  | No | Yes | Yes | FYZ | EA | EACH | 1 | 1 |  | 24 | Maxtec | R125P01-002 | 1 | No | 2019-06-30
0110429 | Maxtec Oxygen sensor MAX-250E | OEM Part Number: 66045, Output Connector: Mini power socket, Sensor Output: 10.0 - 15.5 mV, Sensor Life: &#8805; 1,500,000 % oxygen hours, Response Time: &#8804; 15 s<br /> | 65.00 | 2 | 58.5 | 3 | 55.25 | 11 | 52 | 0 | 0 | 00853061006494 | Yes |  | No | Yes | Yes | FYZ | EA | EACH | 1 | 1 |  | 24 | Maxtec | MAX250E | 1 | No | 2019-06-30
0110430 | Maxtec Oxygen sensor MAX-250ESF | OEM Part Number: R115P85, Output Connector: Mini power socket, Sensor Output: 12 /- 2 mV, Sensor Life: &#8805; 500,000 % oxygen hours, Response Time: &#8804; 5 s | 65.00 | 2 | 58.5 | 3 | 55.25 | 11 | 52 | 0 | 0 | 00817770020196 | Yes |  | No | Yes | Yes | FYZ | EA | EACH | 1 | 1 |  | 12 | Maxtec | MAX250ESF | 1 | No | 2019-06-30
0110431 | Maxtec Oxygen sensor MAX-250A | OEM Part Number: 70300001, Output Connector: Phone socket, 4 way, Sensor Output: 11 /- 2.5 mV, Sensor Life: &#8805; 1,500,000 % oxygen hours, Response Time: &#8804; 15 s<br /> | 65.00 | 2 | 58.5 | 3 | 55.25 | 11 | 52 | 0 | 0 | 00853061006524 | Yes |  | No | Yes | Yes | FYZ | EA | EACH | 1 | 1 |  | 24 | Maxtec | MAX-250A | 1 | No | 2019-06-30
0110432 | Maxtec Oxygen sensor MAX-250(B) | OEM Part Number: R125P02-003, Output Connector: Lead wires, unterminated, Sensor Output: 10.0 - 15.5 mV, Sensor Life: &#8805; 1,500,000 % oxygen hours, Response Time: &#8804; 15 s<br /> | 65.00 | 2 | 58.5 | 3 | 55.25 | 11 | 52 | 0 | 0 | 5051826002971 | Yes |  | No | Yes | Yes | FYZ | EA | EACH | 1 | 1 |  | 24 | Maxtec | MAX250B | 1 | No | 2019-06-30
0110433 | Maxtec Oxygen sensor MAX-250K | OEM Part Number: 15974, Output Connector: Mini power plug, lead wire, Sensor Output: 10.0 - 15.5 mV, Sensor Life: &#8805; 1,500,000 % oxygen hours, Response Time: &#8804; 15 s<br /> | 85.00 | 2 | 76.5 | 3 | 72.25 | 11 | 68 | 0 | 0 | 00817770021025 | Yes |  | No | Yes | Yes | FYZ | EA | EACH | 1 | 1 |  | 24 | Maxtec | MAX250K | 1 | No | 2019-06-30
0110434 | Maxtec Oxygen Sensor MAX-250M | OEM Part Number: R125P05-11, Output Connector: Molex, 3 pin plug, Sensor Output: 11 /- 2.5 mV, Sensor Life: &#8805; 1,500,000 % oxygen hours, Response Time: &#8804; 15 s | 75.00 | 2 | 67.5 | 3 | 63.75 | 11 | 60 | 0 | 0 | 5051826009147 | Yes |  | No | Yes | Yes | FYZ | EA | EACH | 1 | 1 |  | 24 | Maxtec | R125P05-001 | 1 | No | 2019-06-30
0110436 | Maxtec Oxygen sensor MAX-250(B)-SLE - 2 Pole Socket | OEM Part Number: N2191, Output Connector: 2 pole socket, lead wire, Sensor Output: 10.0 - 15.5 mV, Sensor Life: &#8805; 1,500,000 % oxygen hours, Response Time: &#8804; 15 s<br /> | 67.50 | 2 | 60.75 | 3 | 57.38 | 11 | 54 | 0 | 0 | 5051826009161 | Yes |  | No | Yes | Yes | FYZ | EA | EACH | 1 | 1 |  | 24 | Maxtec | MAX250BSLE | 1 | No | 2019-06-30
0110437 | Maxtec Oxygen sensor MAX-250(B)-SLE - 3 Pole Socket | OEM Part Number: N2191/10, Output Connector: 3 pole socket, lead wire, Sensor Output: 10.0 - 15.5 mV, Sensor Life: &#8805; 1,500,500 % oxygen hours, Response Time: < 15 s<br /> | 67.50 | 2 | 60.75 | 3 | 57.38 | 11 | 54 | 0 | 0 | 5051826009178 | Yes |  | No | Yes | Yes | FYZ | EA | EACH | 1 | 1 |  | 24 | Maxtec | MAX-250B-SLE | 1 | No | 2019-06-30
0110438 | Maxtec Oxygen Sensor MAX-47 | OEM Part Number: 5803, Output Connector: Phone socket, 4 way, Sensor Output: 4 - 11 mV, Sensor Life: &#8805; 500,000 % oxygen hours, Response Time: < 12 s | 85.00 | 2 | 76.5 | 3 | 72.25 | 11 | 68 | 0 | 0 | 5051826009185 | Yes |  | No | Yes | Yes | FYZ | EA | EACH | 1 | 1 |  | 12 | Maxtec | R112P16 | 1 | No | 2019-06-30
0110439 | Maxtec Oxygen Sensor MAX-48 | OEM Part Number: AII-11-60, Output Connector: Phone socket, 4 way, Sensor Output: 3.8 - 4.8 mV, Sensor Life: &#8805; 500,000 % oxygen hours, Response Time: &#8804; 12 s<br /> | 72.00 | 2 | 64.8 | 3 | 61.2 | 11 | 57.6 | 0 | 0 | 5051826009192 | Yes |  | No | Yes | Yes | FYZ | EA | EACH | 1 | 1 |  | 12 | Maxtec | R112P18 | 1 | No | 2019-06-30
0110440 | Maxtec Oxygen Sensor MAX-49 | OEM Part Number: 5804, Output Connector: Molex 2.5 mm SPOX, 4 way, Sensor Output: 4 - 11 mV, Sensor Life: &#8805; 500,000 % oxygen hours, Response Time: &#8804; 10 s<br /> | 85.00 | 2 | 76.5 | 3 | 72.25 | 11 | 68 | 0 | 0 | 5051826009208 | Yes |  | No | Yes | Yes | FYZ | EA | EACH | 1 | 1 |  | 12 | Maxtec | R116P13 | 1 | No | 2019-06-30
0110441 | Maxtec Oxygen Sensor MAX-11i | OEM Part Number: 6850645, Output Connector: Slip rings, 3, Sensor Output: 17 /- 3 mV, Sensor Life: &#8805; 750,000 % oxygen hours, Response Time: &#8804; 12 s | 80.00 | 2 | 72 | 3 | 68 | 11 | 64 | 0 | 0 | 5051826023983 | Yes |  | No | Yes | Yes | FYZ | EA | EACH | 1 | 1 |  | 12 | Maxtec | MAX11i | 1 | No | 2019-06-30
0110451 | Maxtec Oxygen Sensor MAX-250K with Panduit | OEM Equipment: Vela T2, Output Connector: Panduit, Sensor Output: 10.0 - 15.5 mV, Sensor Life: &#8805; 1,500,000 % oxygen hours, Response Time: &#8804; 15 s<br /> | 100.00 | 2 | 90 | 3 | 85 | 11 | 80 | 0 | 0 | 5051826009222 | Yes |  | No | Yes | Yes | FYZ | EA | EACH | 1 | 1 |  | 24 | Maxtec | R125P02-009 | 1 | No | 2019-06-30
0110524 | GS Yuasa Oxygen sensor KE-25 - Unterminated | Output Connector: Lead wires - unterminated, Inlet Connector: Hexagon moulding, Sensor Output: 10.0 - 15.5 mV, Sensor Life: 5 years, Response Time: 14 /- 2 s<br /> | 60.00 | 2 | 54 | 3 | 51 | 11 | 48 | 0 | 0 | 5051826009253 | No |  | No | Yes | Yes | FYZ | EA | EACH | 1 | 1 |  | 12 | Viamed | KE25 | 1 | No | 2019-06-30
0110525 | GS Yuasa Oxygen sensor KE-25 | OEM Part Number: C79451-A3458-B55, Inlet Connector: Hexagon moulding, Output Connector: 2 pole socket, 1 mm, Sensor Output: 10.0 - 15.5 mV, Sensor Life: 5 years, Response Time: 14 /- 2 s<br /> | 60.00 | 2 | 54 | 3 | 51 | 11 | 48 | 0 | 0 | 5051826000847 | No |  | No | Yes | Yes | FYZ | EA | EACH | 1 | 1 |  | 12 | Viamed | KE25 | 1 | No | 2019-06-30
0110529 | GS Yuasa Oxygen Sensor KE-25F1 - Unterminated | Output Connector: Unterminated, Inlet Connector: Hexagon moulding, Sensor Output: 10.0 - 15.5 mV, Sensor Life: 5 years, Response Time: 14 /- 2 s | 85.00 | 2 | 76.5 | 3 | 72.25 | 11 | 68 | 0 | 0 | 5051826009260 | No |  | No | Yes | Yes | FYZ | EA | EACH | 1 | 1 |  | 12 | Viamed | KE25F1 | 1 | No | 2019-06-30
0110534 | GS Yuasa Oxygen Sensor KE-25F3 - Unterminated | Output Connector: Unterminated, Inlet Connector: Threaded, M16 x 1 mm, Sensor Output: 10.0 - 15.5 mV, Sensor Life: 5 years, Response Time: 14 /2 2 s | 85.00 | 2 | 76.5 | 3 | 72.25 | 11 | 68 | 0 | 0 | 5051826009277 | No |  | No | Yes | Yes | FYZ | EA | EACH | 1 | 1 |  | 12 | Viamed | KE25F3 | 1 | No | 2019-06-30
0110539 | GS Yuasa Oxygen Sensor KE-25F4 - Unterminated | Output Connector: Unterminated, Inlet Connector: O Ring, 16 mm, Sensor Output: 10.0 - 15.5 mV, Sensor Life: 5 years, Response Time: 14 /-2 s<br /> | 85.00 | 2 | 76.5 | 3 | 72.25 | 11 | 68 | 0 | 0 | 5051826009284 | No |  | No | Yes | Yes | FYZ | EA | EACH | 1 | 1 |  | 12 | Viamed | KE25F4 | 1 | No | 2019-06-30
0110544 | GS Yuasa Oxygen Sensor KE-50 - Unterminated | Output Connector: Unterminated, Inlet Connector: Hexagon moulding, Sensor Output: 47 - 65 mV, Sensor Life: 5 years, Response Time: 60 /- 5 s | 85.00 | 2 | 76.5 | 3 | 72.25 | 11 | 68 | 0 | 0 | 5051826009291 | No |  | No | Yes | Yes | FYZ | EA | EACH | 1 | 1 |  | 12 | Viamed | KE50 | 1 | No | 2019-06-30
0110550 | GS Yuasa Oxygen Sensor SK-25F | Output Connector: Locating Pins, 3, Sensor Output: 5.5 - 8.5 mV, Sensor Life: 3 years, Response Time: &#8804; 15 s | 65.00 | 2 | 58.5 | 3 | 55.25 | 11 | 52 | 0 | 0 | 5051826009307 | No |  | No | Yes | Yes | FYZ | EA | EACH | 1 | 1 |  | 12 | Viamed | SK25F | 1 | No | 2019-06-30
0110660 | Envitec Oxygen sensor OOI103 | OEM Part Number: 01-00-0095, Output Connector: Slip rings, 4, Sensor Output: 9 - 15 mV, Sensor Life: &#8805; 500,000 % oxygen hours, Response Time: < 13 s, for use with Envitec OxiQuant S | 70.00 | 2 | 63 | 3 | 59.5 | 11 | 56 | 0 | 0 | 5051826009369 | Yes |  | No | Yes | Yes | FYZ | EA | EACH | 1 | 1 | OOI | 15 | Envitec | OOI103 | 1 | No | 2019-06-30
0111230 | Teledyne Oxygen analyser w/o alarms - AX300-I | 3.5 digit display. Hypoxic alarm. Analogue data out. | 229.00 | 0 | 0 | 0 | 0 | 0 | 0 | 0 | 0 | 5051826001431 | No |  | No | Yes | Yes | FJA | EA | EACH | 1 | 1 | AX300 | 24 | Teledyne | AX300-I | 1 | No | 2019-06-30
0111232 | Teledyne Oxygen analyser w/o alarms - AX300-I | 3.5 digit display. Hypoxic alarm. RS232 data out. | 248.50 | 0 | 0 | 0 | 0 | 0 | 0 | 0 | 0 | 5051826001448 | No |  | No | Yes | Yes | FJA | EA | EACH | 1 | 1 | AX300 | 12 | Teledyne | AX300-I | 1 | No | 2019-06-30
0111233 | Teledyne Oxygen analyser w/o alarms - AX300I | 2.5 digit display. Hypoxic alarm. Analogue data out. | 248.50 | 0 | 0 | 0 | 0 | 0 | 0 | 0 | 0 | 5051826009437 | No |  | No | Yes | Yes | FJA | EA | EACH | 1 | 1 | AX300 | 12 | Teledyne | AX300-I | 1 | No | 2019-06-30
0111234 | Teledyne Oxygen analyser w/o alarms - AX300-I | 2.5 digit display. Hypoxic alarm. RS232 data out. | 268.00 | 0 | 0 | 0 | 0 | 0 | 0 | 0 | 0 | 5051826009444 | No |  | No | Yes | Yes | FJA | EA | EACH | 1 | 1 | AX300 | 12 | Teledyne | AX300-I | 1 | No | 2019-06-30
0111235 | Teledyne Oxygen monitor with alarms - MX300-I | 3.5 digit display. Adjustable high & low alarms. Analogue data out. | 365.00 | 0 | 0 | 0 | 0 | 0 | 0 | 0 | 0 | 5051826001455 | No |  | No | Yes | Yes | FJA | EA | EACH | 1 | 1 | MX300 | 24 | Teledyne | MX300-I | 1 | No | 2019-06-30
0111237 | Teledyne Oxygen monitor with alarms - MX300-I | 3.5 digit display. Adjustable high & low alarms. RS232 data out. | 384.50 | 0 | 0 | 0 | 0 | 0 | 0 | 0 | 0 | 5051826001462 | No |  | No | Yes | Yes | FJA | EA | EACH | 1 | 1 | MX300 | 24 | Teledyne | MX300-I | 1 | No | 2019-06-30
0111238 | Teledyne Oxygen monitor with alarms - MX300-I | 2.5 digit display. Adjustable high & low alarms. Analogue data out. | 384.50 | 0 | 0 | 0 | 0 | 0 | 0 | 0 | 0 | 5051826023990 | No |  | No | Yes | Yes | FJA | EA | EACH | 1 | 1 | MX300 | 12 | Teledyne | MX300-I | 1 | No | 2019-06-30
0111239 | Teledyne Oxygen monitor with alarms - MX300-I | 2.5 digit display. Adjustable high & low alarms. RS232 data out. | 404.00 | 0 | 0 | 0 | 0 | 0 | 0 | 0 | 0 | 5051826001479 | No |  | No | Yes | Yes | FJA | EA | EACH | 1 | 1 | MX300 | 12 | Teledyne | MX300-I | 1 | No | 2019-06-30
0111250 | Maxtec Oxygen analyser with integral sensor - Handi+ | This analyser is great for spot-checking O2 percentage in hospitals, clinics and in home-care environments. Includes integrated sensor and battery. One-touch calibration. Over-mould for extra protection. Small, convenient and portable. Auto-off. Disposable at end of sensor life. | 130.00 | 0 | 0 | 0 | 0 | 0 | 0 | 0 | 0 | 5051826009451 | No |  | No | Yes | Yes | FJA | EA | EACH | 1 | 1 |  | 24 | Maxtec | R218P12 | 1 | No | 2019-06-30
0111260 | Maxtec Oxygen analyser with internal sensor - MAXO2+A | The MAXO2+A analyser is ideal for checking oxygen percent accuracy in concentrators. Long Battery Life (Approximately 5,000 hours on 2 x AA batteries). Ergonomic Handheld Design. Impact resistant and drip proof. Large LCD with 3 digit display. | 229.00 | 0 | 0 | 0 | 0 | 0 | 0 | 0 | 0 | 5051826009482 | No |  | No | Yes | Yes | FJA | EA | EACH | 1 | 1 |  | 24 | Maxtec | R217P62 | 1 | No | 2019-06-30
0111261 | Maxtec Oxygen analyser with external sensor - MAXO2+AE | The MAXO2+AE is best used anywhere an in-line analyser is needed, when alarms are deemed important. It is especially useful in conjunction with older ventilators or oscillators. Long Battery Life (Approximately 5,000 hours on 2 x AA batteries). Ergonomic Handheld Design. Impact resistant and drip proof. Large LCD with 3 digit display. | 229.00 | 0 | 0 | 0 | 0 | 0 | 0 | 0 | 0 | 5051826009499 | No |  | No | Yes | Yes | FJA | EA | EACH | 1 | 1 |  | 24 | Maxtec | R217P72 | 1 | No | 2019-06-30
0111262 | Maxtec Oxygen analyser with external sensor - MAXO2+AE Short Cable | The MAXO2+AE is best used anywhere an in-line analyser is needed, when alarms are deemed important. It is especially useful in conjunction with older ventilators or oscillators. Long Battery Life (Approximately 5,000 hours on 2 x AA batteries). Ergonomic Handheld Design. Impact resistant and drip proof. Large LCD with 3 digit display. Shorter cable | 229.00 | 0 | 0 | 0 | 0 | 0 | 0 | 0 | 0 | 5051826024003 | No |  | No | Yes | Yes | FJA | EA | EACH | 1 | 1 |  | 24 | Maxtec |  | 1 | No | 2019-06-30
0111263 | Maxtec Oxygen Monitor - MAXO2ME | The MAXO2ME Oxygen Monitor is an easy-to-use low maintenance monitor. Features include: back lit LCD, smart alarms, DC power port, protective overmould, built-in kickstand, built in dovetail and extended battery life. | 460.00 | 0 | 0 | 0 | 0 | 0 | 0 | 0 | 0 | 0085306100630 |  |  | No | Yes | Yes | FJA | EA | EACH | 1 | 1 | Maxtec | 24 | Maxtec | R230P01-001 | 1 | No | 2019-06-30
0120099 | Oxygen sensor flow diverter | Includes O ring. M16 thread to 15mm O.D. - Allows insertion into a T-adapter with a 15mm I.D. port<br /> | 5.00 | 0 | 0 | 0 | 0 | 0 | 0 | 0 | 0 | 5051826001486 | No |  | No | Yes | Yes | FDO | EA | EACH | 1 | 1 |  | 12 | Teledyne |  | 1 | No | 2019-06-30
0120100 | T Adapter. 22 mm I.D. - 22 mm O.D. | Disposable. Material: High density polyethylene | 2.50 | 0 | 0 | 0 | 0 | 0 | 0 | 0 | 0 | 5051826001493 | No |  | No | Yes | Yes | FDO | EA | EACH | 1 | 1 |  | 12 | Instrumentation Industries |  | 1 | No | 2019-06-30
0120101 | Oxygen sensor adapter cap 22 mm I.D. - Female | M16 thread to 22 mm I.D. | 3.50 | 0 | 0 | 0 | 0 | 0 | 0 | 0 | 0 | 5051826001509 | No |  | No | Yes | Yes | FDO | EA | EACH | 1 | 1 |  | 12 | Teledyne |  | 1 | No | 2019-06-30
0120102 | Oxygen sensor adapter cap 22 mm O.D. - Male | M16 thread to 22 mm O.D.<br /> | 3.50 | 0 | 0 | 0 | 0 | 0 | 0 | 0 | 0 | 5051826001516 | No |  | No | Yes | Yes | FDO | EA | EACH | 1 | 1 |  | 12 | Teledyne |  | 1 | No | 2019-06-30
0120103 | T Adapter 15 mm Paediatric circuits | 15 mm I.D. - 15 mm O.D., T 15 mm I.D.<br /> | 1.50 | 0 | 0 | 0 | 0 | 0 | 0 | 0 | 0 | 5051826001523 | No |  | No | Yes | Yes | FDO | EA | EACH | 1 | 1 |  | 12 | Teledyne |  | 1 | No | 2019-06-30
0120104 | `T` Adapter. 22mm O.D. - 22mm I.D. | T 15mm I.D./22mm O.D. Reusable. Material: polycarbonate. Model A274 | 10.00 | 0 | 0 | 0 | 0 | 0 | 0 | 0 | 0 | 5051826001530 | No |  | No | Yes | Yes | FDO | EA | EACH | 1 | 1 |  | 12 | Instrumentation Industries |  | 1 | No | 2019-06-30
0120106 | `T` Adapter. 22mm I.D. - 22mm O.D. | T 15mm I.D./22mm O.D. Disposable. Material: High density polyethylene. | 2.50 | 0 | 0 | 0 | 0 | 0 | 0 | 0 | 0 | 5051826009581 | No |  | No | Yes | Yes | FDO | EA | EACH | 1 | 1 |  | 12 | Instrumentation Industries |  | 1 | No | 2019-06-30
0120107 | `T` Adapter non rebreathing. | 22mm O.D. - 22mm I.D. T 15mm I.D./22mm O.D. Disposable. Material: High density polyethylene. | 2.50 | 0 | 0 | 0 | 0 | 0 | 0 | 0 | 0 | 5051826001547 | No |  | No | Yes | Yes | FDO | EA | EACH | 1 | 1 |  | 12 | Instrumentation Industries |  | 1 | No | 2019-06-30
0120108 | `T` Adapter. 22mm O.D. - 22mm O.D. | T 15mm I.D./22mm O.D. Reusable. Material: Polycarbonate | 4.25 | 0 | 0 | 0 | 0 | 0 | 0 | 0 | 0 | 5051826009598 | No |  | No | Yes | Yes | FDO | EA | EACH | 1 | 1 |  | 12 | Instrumentation Industries |  | 1 | No | 2019-06-30
0120120 | Oxygen concentrator Adapter | Screws directly onto sensors such as R-17MED. Tapered inlet. For testing outputs of oxygen concentrators. | 5.50 | 0 | 0 | 0 | 0 | 0 | 0 | 0 | 0 | 5051826001554 | No |  | No | Yes | Yes | FDO | EA | EACH | 1 | 1 |  | 12 | Maxtec |  | 1 | No | 2019-06-30
0120125 | Connector 22 mm I.D. - 22 mm I.D. | Colour: Green | 1.28 | 0 | 0 | 0 | 0 | 0 | 0 | 0 | 0 | 5051826009628 | No |  | No | Yes | Yes | FDO | EA | EACH | 1 | 1 |  | 12 | Intersurgical |  | 1 | No | 2019-06-30
0120126 | Connector 15mm I.D./22mm O.D. - 22mm O.D. | Colour: Green | 1.45 | 0 | 0 | 0 | 0 | 0 | 0 | 0 | 0 | 5051826001561 | No |  | No | Yes | Yes | FDO | EA | EACH | 1 | 1 |  | 12 | Intersurgical |  | 1 | No | 2019-06-30
0120127 | Connector 15 mm I.D./22 mm O.D. - 6.5 mm | Tapered. Colour: Green | 1.13 | 0 | 0 | 0 | 0 | 0 | 0 | 0 | 0 | 5051826009635 | No |  | No | Yes | Yes | FDO | EA | EACH | 1 | 1 |  | 12 | Intersurgical |  | 1 | No | 2019-06-30
0120130 | Connector 15mm O.D. - tapered barbed connection | Reusable. Material: Polycarbonate | 1.50 | 0 | 0 | 0 | 0 | 0 | 0 | 0 | 0 | 5051826001578 | No |  | No | Yes | Yes | FDO | EA | EACH | 1 | 1 |  | 12 | Instrumentation Industries |  | 1 | No | 2019-06-30
0120131 | Connector 15mm I.D./22mm O.D. - tapered barbed connection | Reusable. Material: Polycarbonate | 1.50 | 0 | 0 | 0 | 0 | 0 | 0 | 0 | 0 | 5051826001585 | No |  | No | Yes | Yes | FDO | EA | EACH | 1 | 1 |  | 12 | Instrumentation Industries |  | 1 | No | 2019-06-30
0120133 | Connector 22mm I.D./30mm O.D. - tapered barbed connection | Reusable. Material: Polycarbonate | 1.50 | 0 | 0 | 0 | 0 | 0 | 0 | 0 | 0 | 5051826001592 | No |  | No | Yes | Yes | FDO | EA | EACH | 1 | 1 |  | 12 | Instrumentation Industries |  | 1 | No | 2019-06-30
0120139 | Silicone Adapter 15mm I.D. - 10mm I.D | Can be used to connect NeoPEEP circuit to F and P Neopuff. Reusable. Material: Silicone. Ref: PF 1510<br /> | 2.35 | 0 | 0 | 0 | 0 | 0 | 0 | 0 | 0 | 5051826001608 | No |  | No | Yes | Yes | FDO | EA | EACH | 1 | 1 |  | 0 | Instrumentation Industries |  | 1 | No | 2019-06-30
0120140 | Silicone Adapter 15mm I.D. - 15mm I.D | Can be used to connect NeoPEEP circuits to Tom Thumb units. Reusable. Material: Silicone. Ref: PF 1515 | 2.35 | 0 | 0 | 0 | 0 | 0 | 0 | 0 | 0 | 5051826001615 | No |  | No | Yes | Yes | FDO | EA | EACH | 1 | 1 |  | 0 | Instrumentation Industries |  | 1 | No | 2019-06-30
0120141 | Single Use Adapter 15mm I.D./22mm O.D. | Can be used to connect NeoPEEP circuits to Tom Thumb units. 15mm I.D./22mm O.D - 15mm I.D./22mm O.D. Disposable. Material: Polystyrene Butadiene. Ref: KC 2124 | 0.85 | 0 | 0 | 0 | 0 | 0 | 0 | 0 | 0 | 5051826001622 | No |  | No | Yes | Yes | FDO | EA | EACH | 1 | 1 |  | 0 | Instrumentation Industries |  | 1 | No | 2019-06-30
0120142 | Adapter 15mm I.D./22mm O.D. | Material: Polycarbonate | 3.50 | 0 | 0 | 0 | 0 | 0 | 0 | 0 | 0 | 5051826024010 | No |  | No | Yes | Yes | FDO | EA | EACH | 1 | 1 |  | 0 | Instrumentation Industries |  | 1 | No | 2019-06-30
0120149 | Adapter 15mm I.D./10mm I.D. | Can be used to connect NeoPEEP circuit to F&P Neopuff - Material: Silicone. Pack of 10 | 23.50 | 0 | 0 | 0 | 0 | 0 | 0 | 0 | 0 | 5051826024027 | No |  | No | Yes | Yes | FDO | PK | PACK | 1 | Pack (10) |  | 0 | Instrumentation Industries |  | 10 | No | 2019-06-30
0120150 | Adapter 15mm I.D. - 15mm I.D. | Can be used to connect NeoPEEP circuits to Tom Thumb units - Material: Silicone. Pack of 10 | 23.50 | 0 | 0 | 0 | 0 | 0 | 0 | 0 | 0 | 5051826009666 | No |  | No | Yes | Yes | FDO | PK | PACK | 1 | Pack (10) |  | 0 | Instrumentation Industries |  | 10 | No | 2019-06-30
0120151 | Single Use Adapter 15mm I.D./22mm O.D. | 15mm I.D./22mm O.D - 15mm I.D./22mm O.D. Disposable. Material: Polystyrene Butadiene. Ref: KC 2124. Pack of 20 | 17.00 | 0 | 0 | 0 | 0 | 0 | 0 | 0 | 0 | 5051826009673 | No |  | No | Yes | Yes | FDO | PK | PACK | 1 | Pack (20) |  | 0 | Instrumentation Industries |  | 20 | No | 2019-06-30
0120152 | Reusable Silicone Adapter 15mm I.D./22mm O.D - 15mm I.D./22mm O.D. | Material: Silicone. Pack of 50 | 117.50 | 0 | 0 | 0 | 0 | 0 | 0 | 0 | 0 | 5051826009680 | No |  | No | Yes | Yes | FDO | PK | PACK | 1 | Pack (50) |  | 0 | Instrumentation Industries |  | 50 | No | 2019-06-30
0120153 | Single Use Adapter 15mm I.D./22mm O.D - 15mm I.D./22mm O.D. | Material: Polystyrene Butadiene | 85.00 | 0 | 0 | 0 | 0 | 0 | 0 | 0 | 0 | 5051826009697 | No |  | No | Yes | Yes | FDO | PK | PACK | 1 | Pack (100) |  | 0 | Instrumentation Industries |  | 100 | No | 2019-06-30
0120160 | FiO2 Sensor Adapter | 15mm I.D./22mm O.D. - 15mm I.D./22mm O.D. Reusable. Material: Polycarbonate. Includes: BE 101-3A activator for small bore tubing. | 8.90 | 0 | 0 | 0 | 0 | 0 | 0 | 0 | 0 | 5051826001639 | No |  | No | Yes | Yes | FDO | EA | EACH | 1 | 1 |  | 12 | Instrumentation Industries |  | 1 | No | 2019-06-30
0120161 | FiO2 activator for small bore tubing | Reusable. Material: Polycarbonate. Model: BE 101-3A | 6.00 | 0 | 0 | 0 | 0 | 0 | 0 | 0 | 0 | 5051826009710 | No |  | No | Yes | Yes | FDO | EA | EACH | 1 | 1 |  | 12 | Instrumentation Industries |  | 1 | No | 2019-06-30
0120162 | FiO2 activator for 15mm O2 sensors | 15mm I.D./22mm O.D. Reusable. Material: Polycarbonate. Model: ACT 15/22 | 6.00 | 0 | 0 | 0 | 0 | 0 | 0 | 0 | 0 | 5051826024034 | No |  | No | Yes | Yes | FDO | EA | EACH | 1 | 1 |  | 12 | Instrumentation Industries |  | 1 | No | 2019-06-30
0120163 | FiO2 activator for 18mm O2 sensors | 18mm I.D./22mm O.D. Reusable. Material: Polycarbonate. Model: ACT 18/22 | 6.00 | 0 | 0 | 0 | 0 | 0 | 0 | 0 | 0 | 5051826009727 | No |  | No | Yes | Yes | FDO | EA | EACH | 1 | 1 |  | 12 | Instrumentation Industries |  | 1 | No | 2019-06-30
0120164 | Spring loaded FiO2 sensor Adapter | 15mm I.D./22mm O.D - 15mm I.D./22mm O.D. Activator reusable, T-assembly disposable. Material: Activator Polycarbonate, T-assembly Polypropylene. Model: MT 100 | 6.50 | 0 | 0 | 0 | 0 | 0 | 0 | 0 | 0 | 5051826001646 | No |  | No | Yes | Yes | FDO | EA | EACH | 1 | 1 |  | 12 | Instrumentation Industries |  | 1 | No | 2019-06-30
0120165 | Replacement `T` assembly for MT 100 | Disposable. Material: Polypropylene. Model: MT 100-TA | 1.75 | 0 | 0 | 0 | 0 | 0 | 0 | 0 | 0 | 5051826001653 | No |  | No | Yes | Yes | FDO | EA | EACH | 1 | 1 |  | 12 | Instrumentation Industries |  | 1 | No | 2019-06-30
0120166 | Replacement activator for MT 100 | Reusable. Material: Polycarbonate. Model: MT 100-A | 4.75 | 0 | 0 | 0 | 0 | 0 | 0 | 0 | 0 | 5051826024041 | No |  | No | Yes | Yes | FDO | EA | EACH | 1 | 1 |  | 12 | Instrumentation Industries |  | 1 | No | 2019-06-30
0120200 | Reusable Adult MDI adapter | Material: Polyethermide. In line Metered Dose Inhaler. 22mm I.D. inlet - 15mm I.D./22mm O.D. outlet. | 7.70 | 0 | 0 | 0 | 0 | 0 | 0 | 0 | 0 | 5051826001660 | No |  | No | Yes | Yes | FDO | EA | EACH | 1 | 1 |  | 12 | Instrumentation Industries |  | 1 | No | 2019-06-30
0120201 | Disposable Adult MDI adapter | Material: Polystyrene butadiene. In line Metered Dose Inhaler. 22mm I.D. inlet - 15mm I.D./22mm O.D. outlet. | 2.25 | 0 | 0 | 0 | 0 | 0 | 0 | 0 | 0 | 5051826001677 | No |  | No | Yes | Yes | FDO | EA | EACH | 1 | 1 |  | 12 | Instrumentation Industries |  | 1 | No | 2019-06-30
0120202 | Reusable Adult MDI adapter | Material: Polyethermide. In line Metered Dose Inhaler. 15mm I.D./22mm O.D. inlet - 15mm I.D./22mm O.D. outlet. | 7.70 | 0 | 0 | 0 | 0 | 0 | 0 | 0 | 0 | 5051826024058 | No |  | No | Yes | Yes | FDO | EA | EACH | 1 | 1 |  | 12 | Instrumentation Industries |  | 1 | No | 2019-06-30
0120203 | Disposable Adult MDI adapter | Material: Polystyrene Butadiene. In line Metered Dose Inhaler. 15mm I.D./22mm O.D. inlet - 15mm I.D./22mm O.D. outlet. | 2.25 | 0 | 0 | 0 | 0 | 0 | 0 | 0 | 0 | 5051826001684 | No |  | No | Yes | Yes | FDO | EA | EACH | 1 | 1 |  | 12 | Instrumentation Industries |  | 1 | No | 2019-06-30
0120204 | Disposable Paediatric MDI adapter | Material: Polystyrene Butadiene. In line Metered Dose Inhaler. 15mm O.D. inlet - 15mm I.D. outlet. | 2.25 | 0 | 0 | 0 | 0 | 0 | 0 | 0 | 0 | 5051826001691 | No |  | No | Yes | Yes | FDO | EA | EACH | 1 | 1 |  | 12 | Instrumentation Industries |  | 1 | No | 2019-06-30
0120205 | Disposable Paediatric MDI adapter | Material: Polystyrene Butadiene. In line Metered Dose Inhaler. 15mm I.D. inlet - 15mm I.D. outlet. | 2.25 | 0 | 0 | 0 | 0 | 0 | 0 | 0 | 0 | 5051826001707 | No |  | No | Yes | Yes | FDO | EA | EACH | 1 | 1 |  | 12 | Instrumentation Industries |  | 1 | No | 2019-06-30
0120206 | MDI Adapter Replacement Rubber Cap | Material: Silicone Rubber. For use with RTC22-A & RTC23-A | 2.65 | 0 | 0 | 0 | 0 | 0 | 0 | 0 | 0 | 5051826024065 | No |  | No | Yes | Yes | FDO | EA | EACH | 1 | 1 |  | 12 | Instrumentation Industries |  | 1 | No | 2019-06-30
0120207 | Reusable MDI Adapter | Material: Polyethermide. Metered Dose Inhaler for use with fibre optic bronchoscopy adapters or endotracheal tube. | 6.70 | 0 | 0 | 0 | 0 | 0 | 0 | 0 | 0 | 5051826009734 | No |  | No | Yes | Yes | FDO | EA | EACH | 1 | 1 |  | 12 | Instrumentation Industries |  | 1 | No | 2019-06-30
0120208 | Disposable MDI Adapter | Material: Polystyrene Butadiene. Metered Dose Inhaler for use with fibre optic bronchoscopy adapters or endotracheal tube. | 1.65 | 0 | 0 | 0 | 0 | 0 | 0 | 0 | 0 | 5051826009741 | No |  | No | Yes | Yes | FDO | EA | EACH | 1 | 1 |  | 12 | Instrumentation Industries |  | 1 | No | 2019-06-30
0120400 | Disposable T Adapter 22mm I.D. - 22mm O.D. T 15mm I.D. | Material: High density polyethylene. Pack of 10 | 25.00 | 0 | 0 | 0 | 0 | 0 | 0 | 0 | 0 | 5051826009765 | No |  | No | Yes | Yes | FDO | PK | PACK | 1 | Pack (10) |  | 0 | Instrumentation Industries |  | 10 | No | 2019-06-30
0120401 | Disposable T Adapter 22mm I.D. - 22mm O.D. T 15mm I.D. | Material: High density polyethylene. Pack of 20 | 50.00 | 0 | 0 | 0 | 0 | 0 | 0 | 0 | 0 | 5051826009772 | No |  | No | Yes | Yes | FDO | PK | PACK | 1 | Pack (20) |  | 0 | Instrumentation Industries |  | 20 | No | 2019-06-30
0120402 | Disposable T Adapter 22mm I.D. - 22mm O.D. T 15mm I.D. | Material: High density polyethylene. Pack of 100 | 250.00 | 0 | 0 | 0 | 0 | 0 | 0 | 0 | 0 | 5051826009789 | No |  | No | Yes | Yes | FDO | PK | PACK | 1 | Pack (100) |  | 0 | Instrumentation Industries |  | 100 | No | 2019-06-30
0121180 | `V` Wall Mount | for use with Viamed Capnographs and Hand Held Pulse Oximeters | 12.00 | 0 | 0 | 0 | 0 | 0 | 0 | 0 | 0 | 5051826009796 | No |  | No | Yes | Yes | FJA | EA | EACH | 1 | 1 | Viamed | 0 | Viamed |  | 1 | No | 2019-06-30
0121181 | `V` Mount Pole Clamp – Small | for use with Viamed Capnographs and Hand Held Pulse Oximeters. Maximum clamping width: 25 mm | 35.00 | 0 | 0 | 0 | 0 | 0 | 0 | 0 | 0 | 5051826009802 | No |  | No | Yes | Yes | FJA | EA | EACH | 1 | 1 | Viamed | 0 | Viamed |  | 1 | No | 2019-06-30
0121182 | `V` Mount Pole Clamp – Large | for use with Viamed Capnographs and Hand Held Pulse Oximeters. Clamping width: 16 40 mm | 40.00 | 0 | 0 | 0 | 0 | 0 | 0 | 0 | 0 | 5051826009819 | No |  | No | Yes | Yes | FJA | EA | EACH | 1 | 1 | Viamed | 0 | Viamed |  | 1 | No | 2019-06-30
0121184 | `V` mount rail clamp | Attaches to most types of medirail. 30 mm (H) x 10 mm (D) medirail <br /> | 40.00 | 0 | 0 | 0 | 0 | 0 | 0 | 0 | 0 | 5051826009826 | No |  | No | Yes | Yes | FJA | EA | EACH | 1 | 1 | Viamed | 0 | Viamed |  | 1 | No | 2019-06-30
0121197 | `V` mount pole clamp - Horizontal | for use with AX300/MX300 and Maxtec monitors<br />10 - 44 mm clamping width | 40.75 | 0 | 0 | 0 | 0 | 0 | 0 | 0 | 0 | 5051826001714 | No |  | No | Yes | Yes | FJA | EA | EACH | 1 | 1 | Viamed | 12 | Viamed |  | 1 | No | 2019-06-30
0121200 | Universal mounting clamp | This universal mounting clamp allows your monitor to be mounted to various rails or poles. The clamp has both vertical and horizontal adjustments, your monitor is mounted to the clamp using the screw thread. | 39.70 | 0 | 0 | 0 | 0 | 0 | 0 | 0 | 0 | 5051826001738 | No |  | No | Yes | Yes | FJA | EA | EACH | 1 | 1 | Viamed | 12 | Viamed |  | 1 | No | 2019-06-30
0121203 | AX/MX300 0-1V DC interface Cable | For use with Teledyne AX300 & MX300 oxygen analysers with analogue output. Length: 1.5m | 19.20 | 0 | 0 | 0 | 0 | 0 | 0 | 0 | 0 | 5051826001769 | No |  | No | Yes | Yes | FJA | EA | EACH | 1 | 1 |  | 12 | Teledyne |  | 1 | No | 2019-06-30
0121204 | AX/MX300 RS232 interface Cable | For use with Teledyne AX300 & MX300 oxygen analysers with RS232 output. Length: 1.5m | 29.45 | 0 | 0 | 0 | 0 | 0 | 0 | 0 | 0 | 5051826001776 | No |  | No | Yes | Yes | FJA | EA | EACH | 1 | 1 |  | 12 | Teledyne |  | 1 | No | 2019-06-30
0121205 | Calibration assembly | For use with oxygen analysers and monitors to allow calibration in oxygen | 12.95 | 0 | 0 | 0 | 0 | 0 | 0 | 0 | 0 | 5051826001783 | No |  | No | Yes | Yes | FJA | EA | EACH | 1 | 1 |  | 12 | Teledyne |  | 1 | No | 2019-06-30
0131201 | Oxygen Sensor Cable Black for use with AX300 MX300 | Coiled cable with straight connectors. | 30.00 | 0 | 0 | 0 | 0 | 0 | 0 | 0 | 0 | 5051826010129 | No |  | No | Yes | Yes | FJA | EA | EACH | 1 | 1 |  | 12 | Teledyne |  | 1 | No | 2019-06-30
0131202 | Oxygen Sensor Cable Black for use with AX300 MX300 - Viamed Version | Coiled cable with right angled connectors. | 20.00 | 0 | 0 | 0 | 0 | 0 | 0 | 0 | 0 | 5051826003152 | No |  | No | Yes | Yes | FJA | EA | EACH | 1 | 1 | Viamed | 12 | Viamed |  | 1 | No | 2019-06-30
0212009 | Temperature probe - Oesphageal/Rectal - Jack Plug - Neonatal. Autoclavable. | Neonatal, 2mm diameter. Compatible with YSI 400 series. Connector: 6.35mm (1/4 Inch) jack (mono). Cable length: 280cm. Autoclavable. | 69.00 | 0 | 0 | 0 | 0 | 0 | 0 | 0 | 0 | 5051826002346 | No |  | No | Yes | Yes | FJA | EA | EACH | 1 | 1 | 400-AC | 12 | Viamed |  | 1 | No | 2019-06-30
0212010 | Temperature probe - Oesophageal/Rectal - Jack Plug - Paediatric. Autoclavable. | Paediatric, 3mm diameter. Compatible with YSI 400 series. Connector: 6.35mm (1/4 Inch) jack (mono). Cable length: 280cm. Autoclavable. | 55.00 | 0 | 0 | 0 | 0 | 0 | 0 | 0 | 0 | 5051826001813 | No |  | No | Yes | Yes | FJA | EA | EACH | 1 | 1 | 400-AC | 12 | Viamed |  | 1 | No | 2019-06-30
0212011 | Temperature probe - Oesophageal/Rectal - Jack Plug - Adult. Autoclavable. | Adult, 4mm diameter. Compatible with YSI 400 series. Connector: 6.35mm (1/4 Inch) jack (mono). Cable length: 280cm. Autoclavable. | 48.00 | 0 | 0 | 0 | 0 | 0 | 0 | 0 | 0 | 5051826002575 | No |  | No | Yes | Yes | FJA | EA | EACH | 1 | 1 | 400-AC | 12 | Viamed |  | 1 | No | 2019-06-30
0212012 | Temperature probe - Oesophageal/Rectal - Right angled jack plug - Neonatal. Autoclavable. | Neonatal, 2mm diameter. Compatible with YSI 400 series. Connector: Right Angled 6.35mm (1/4 Inch) jack (mono). Cable length: 280cm. Autoclavable. | 69.00 | 0 | 0 | 0 | 0 | 0 | 0 | 0 | 0 | 5051826002353 | No |  | No | Yes | Yes | FJA | EA | EACH | 1 | 1 | 400-AC | 12 | Viamed |  | 1 | No | 2019-06-30
0212013 | Temperature probe - Oesophageal/Rectal - Right angled jack plug Right - Paediatric. Autoclavable. | Paediatric, 3mm diameter. Compatible with YSI 400 series. Connector: Right Angled 6.35mm (1/4 Inch) jack (mono). Cable length: 280cm. Autoclavable. | 55.00 | 0 | 0 | 0 | 0 | 0 | 0 | 0 | 0 | 5051826002360 | No |  | No | Yes | Yes | FJA | EA | EACH | 1 | 1 | 400-AC | 12 | Viamed |  | 1 | No | 2019-06-30
0212014 | Temperature probe - Oesophageal/Rectal - Right angled jack plug - Adult. Autoclavable. | Adult, 4mm diameter. Compatible with YSI 400 series. Connector: Right Angled 6.35mm (1/4 Inch) jack (mono). Cable length: 280cm. Autoclavable. | 48.00 | 0 | 0 | 0 | 0 | 0 | 0 | 0 | 0 | 5051826001820 | No |  | No | Yes | Yes | FJA | EA | EACH | 1 | 1 | 400-AC | 12 | Viamed |  | 1 | No | 2019-06-30
0212015 | Temperature probe - Oesophageal/Rectal - Siemens - Neonatal. Autoclavable. | Neonatal, 2mm diameter. Compatible with YSI 400 series. Connector: Siemens. Cable length: 280cm. Autoclavable. | 69.00 | 0 | 0 | 0 | 0 | 0 | 0 | 0 | 0 | 5051826002377 | No |  | No | Yes | Yes | FJA | EA | EACH | 1 | 1 | 400-AC | 12 | Viamed |  | 1 | No | 2019-06-30
0212016 | Temperature probe - Oesophageal/Rectal - Siemens - Paediatric. Autoclavable. | Paediatric, 3mm diameter. Compatible with YSI 400 series. Connector: Siemens. Cable length: 280cm. Autoclavable. | 55.00 | 0 | 0 | 0 | 0 | 0 | 0 | 0 | 0 | 5051826001837 | No |  | No | Yes | Yes | FJA | EA | EACH | 1 | 1 | 400-AC | 12 | Viamed |  | 1 | No | 2019-06-30
0212017 | Temperature probe - Oesophageal/Rectal - Siemens - Adult. Autoclavable. | Adult, 4mm diameter. Compatible with YSI 400 series. Connector: Siemens. Cable length: 280cm. Autoclavable. | 48.00 | 0 | 0 | 0 | 0 | 0 | 0 | 0 | 0 | 5051826001844 | No |  | No | Yes | Yes | FJA | EA | EACH | 1 | 1 | 400-AC | 12 | Viamed |  | 1 | No | 2019-06-30
0212018 | Temperature probe - Oesophageal/Rectal - Hewlett Packard - Neonatal. Autoclavable. | Neonatal, 2mm diameter. Compatible with YSI 400 series. Connector: Hewlett Packard. Cable length: 280cm. Autoclavable. | 69.00 | 0 | 0 | 0 | 0 | 0 | 0 | 0 | 0 | 5051826002384 | No |  | No | Yes | Yes | FJA | EA | EACH | 1 | 1 | 400-AC | 12 | Viamed |  | 1 | No | 2019-06-30
0212019 | Temperature probe - Oesophageal/Rectal - Hewlett Packard - Paediatric. Autoclavable. | Paediatric, 3mm diameter. Compatible with YSI 400 series. Connector: Hewlett Packard. Cable length: 280cm. Autoclavable. | 55.00 | 0 | 0 | 0 | 0 | 0 | 0 | 0 | 0 | 5051826002391 | No |  | No | Yes | Yes | FJA | EA | EACH | 1 | 1 | 400-AC | 12 | Viamed |  | 1 | No | 2019-06-30
0212020 | Temperature probe - Oesophageal/Rectal - Hewlett Packard - Adult. Autoclavable. | Adult, 4mm diameter. Compatible with YSI 400 series. Connector: Hewlett Packard. Cable length: 280cm. Autoclavable. | 48.00 | 0 | 0 | 0 | 0 | 0 | 0 | 0 | 0 | 5051826001851 | No |  | No | Yes | Yes | FJA | EA | EACH | 1 | 1 | 400-AC | 12 | Viamed |  | 1 | No | 2019-06-30
0212021 | Temperature probe - Skin contact - Jack Plug - Neonatal. Autoclavable. | Neonatal, 6mm diameter. Compatible with YSI 400 series. Connector: 6.35mm (1/4 Inch) jack (mono). Cable length: 280cm. Autoclavable. | 79.00 | 0 | 0 | 0 | 0 | 0 | 0 | 0 | 0 | 5051826001868 | No |  | No | Yes | Yes | FJA | EA | EACH | 1 | 1 | 400-AC | 12 | Viamed |  | 1 | No | 2019-06-30
0212022 | Temperature probe - Skin contact - Jack Plug - Paediatric. Autoclavable. | Paediatric, 10mm diameter. Compatible with YSI 400 series. Connector: 6.35mm (1/4 Inch) jack (mono). Cable length: 280cm. Autoclavable. | 65.00 | 0 | 0 | 0 | 0 | 0 | 0 | 0 | 0 | 5051826002407 | No |  | No | Yes | Yes | FJA | EA | EACH | 1 | 1 | 400-AC | 12 | Viamed |  | 1 | No | 2019-06-30
0212023 | Temperature probe - Skin contact - Jack Plug - Adult. Autoclavable. | Adult, 16mm diameter. Compatible with YSI 400 series. Connector: 6.35mm (1/4 Inch) jack (mono). Cable length: 280cm. Autoclavable. | 58.00 | 0 | 0 | 0 | 0 | 0 | 0 | 0 | 0 | 5051826001875 | No |  | No | Yes | Yes | FJA | EA | EACH | 1 | 1 | 400-AC | 12 | Viamed |  | 1 | No | 2019-06-30
0212024 | Temperature probe - Skin contact - Right angled jack plug Right - Neonatal. Autoclavable. | Neonatal, 6mm diameter. Compatible with YSI 400 series. Connector: Right Angled 6.35mm (1/4 Inch) jack (mono). Cable length: 280cm. Autoclavable. | 79.00 | 0 | 0 | 0 | 0 | 0 | 0 | 0 | 0 | 5051826002414 | No |  | No | Yes | Yes | FJA | EA | EACH | 1 | 1 | 400-AC | 12 | Viamed |  | 1 | No | 2019-06-30
0212025 | Temperature probe - Skin contact - Right angled jack plug - Paediatric. Autoclavable. | Paediatric, 10mm diameter. Compatible with YSI 400 series. Connector: Right Angled 6.35mm (1/4 Inch) jack (mono). Cable length: 280cm. Autoclavable. | 65.00 | 0 | 0 | 0 | 0 | 0 | 0 | 0 | 0 | 5051826002421 | No |  | No | Yes | Yes | FJA | EA | EACH | 1 | 1 | 400-AC | 12 | Viamed |  | 1 | No | 2019-06-30
0212026 | Temperature probe - Skin contact - Right angled jack plug - Adult. Autoclavable. | Adult, 16mm diameter. Compatible with YSI 400 series. Connector: Right Angled 6.35mm (1/4 Inch) jack (mono). Cable length: 280cm. Autoclavable. | 58.00 | 0 | 0 | 0 | 0 | 0 | 0 | 0 | 0 | 5051826002438 | No |  | No | Yes | Yes | FJA | EA | EACH | 1 | 1 | 400-AC | 12 | Viamed |  | 1 | No | 2019-06-30
0212027 | Temperature probe - Skin contact - Siemens - Neonatal. Autoclavable. | Neonatal, 6mm diameter. Compatible with YSI 400 series. Connector: Siemens. Cable length: 280cm. Autoclavable. | 79.00 | 0 | 0 | 0 | 0 | 0 | 0 | 0 | 0 | 5051826002445 | No |  | No | Yes | Yes | FJA | EA | EACH | 1 | 1 | 400-AC | 12 | Viamed |  | 1 | No | 2019-06-30
0212028 | Temperature probe - Skin contact - Siemens - Paediatric. Autoclavable. | Paediatric, 10mm diameter. Compatible with YSI 400 series. Connector: Siemens. Cable length: 280cm. Autoclavable. | 65.00 | 0 | 0 | 0 | 0 | 0 | 0 | 0 | 0 | 5051826002452 | No |  | No | Yes | Yes | FJA | EA | EACH | 1 | 1 | 400-AC | 12 | Viamed |  | 1 | No | 2019-06-30
0212029 | Temperature probe - Skin contact - Siemens - Adult. Autoclavable. | Adult, 16mm diameter. Compatible with YSI 400 series. Connector: Siemens. Cable length: 280cm. Autoclavable. | 58.00 | 0 | 0 | 0 | 0 | 0 | 0 | 0 | 0 | 5051826002469 | No |  | No | Yes | Yes | FJA | EA | EACH | 1 | 1 | 400-AC | 12 | Viamed |  | 1 | No | 2019-06-30
0212030 | Temperature probe - Skin contact - Hewlett Packard - Neonatal. Autoclavable. | Neonatal, 6mm diameter. Compatible with YSI 400 series. Connector: Hewlett Packard. Cable length: 280cm. Autoclavable. | 79.00 | 0 | 0 | 0 | 0 | 0 | 0 | 0 | 0 | 5051826002476 | No |  | No | Yes | Yes | FJA | EA | EACH | 1 | 1 | 400-AC | 12 | Viamed |  | 1 | No | 2019-06-30
0212031 | Temperature probe - Skin contact - Hewlett Packard - Paediatric. Autoclavable. | Paediatric, 10mm diameter. Compatible with YSI 400 series. Connector: Hewlett Packard. Cable length: 280cm. Autoclavable. | 65.00 | 0 | 0 | 0 | 0 | 0 | 0 | 0 | 0 | 5051826002483 | No |  | No | Yes | Yes | FJA | EA | EACH | 1 | 1 | 400-AC | 12 | Viamed |  | 1 | No | 2019-06-30
0212032 | Temperature probe - Skin contact - Hewlett Packard - Adult. Autoclavable. | Adult, 16mm diameter. Compatible with YSI 400 series. Connector: Hewlett Packard. Cable length: 280cm. Autoclavable. | 58.00 | 0 | 0 | 0 | 0 | 0 | 0 | 0 | 0 | 5051826002490 | No |  | No | Yes | Yes | FJA | EA | EACH | 1 | 1 | 400-AC | 12 | Viamed |  | 1 | No | 2019-06-30
0310002 | Infant resuscitation cabinet | Includes: Mattress, Tom Thumb infant resuscitator, low suction controller, Apgar timer. Internal rails x 3. Includes Shelf x 1. Storage bins x 3. Radiant warmer - wall mounted Ceratherm 600-3. With double hinged arm and wall mounting bracket, with integrated electrics. Optional air/oxygen blender for delivering mixed gases. | 3695.00 | 0 | 0 | 0 | 0 | 0 | 0 | 0 | 0 | 5051826002735 | No |  | No | Yes | Yes | FEW | EA | EACH | 1 | 1 | Viamed | 12 | Viamed |  | 1 | No | 2019-06-30
0310020 | Storage bin - Size 3 - Blue | Single. For use with Viamed infant resuscitation cabinet. | 2.00 | 0 | 0 | 0 | 0 | 0 | 0 | 0 | 0 | 5051826010846 | No |  | No | Yes | Yes | FYZ | EA | EACH | 1 | 1 |  | 12 | Linvar |  | 1 | No | 2019-06-30
0310030 | TT480 Tom Thumb Infant Resuscitator without Flowmeter | Manual resuscitator with complete control over PIP and PEEP. Low-pressure tapered gas inlet to accept gas from a pre-existing flowmeter. Supplied with NeoPEEP patient circuit and mask. | 545.00 | 0 | 0 | 0 | 0 | 0 | 0 | 0 | 0 | 5051826001882 | No |  | No | Yes | Yes | FEW | EA | EACH | 1 | 1 | Tom Thumb | 12 | Viamed | TT-480 | 1 | No | 2019-06-30
0310095 | TT480 Tom Thumb Infant Resuscitator without Flowmeter | Includes:<br />Variable blow off valve<br />Fixed blow off valve; (predefined, e.g. at 45 cm H20)<br />NeoPEEP resuscitation circuit (single patient use)<br />Reusable Silicone Adapter 15 mm I.D. - 15 mm I.D<br />Single use silicone round facemask, Size 01<br />Note: this version of the Tom Thumb has a Christmas tree inlet for connection to an external flowmeter/blender via 10 mm tubing.<br />Designed for use with Viamed Infant Resuscitation Cabinet, the gas input is on the underside of the unit. | 545.00 | 0 | 0 | 0 | 0 | 0 | 0 | 0 | 0 | 505182605002 |  |  | No | Yes | Yes | FEY | EA | EACH | 1 | 1 | Viamed | 12 | Viamed | TT-480 CABINET | 1 | No | 2019-06-30
0310100 | Digital APGAR Timer | Audible indications at 1 minute, 5 minutes and 10 minutes. Display freeze function. Large LCD display. Start, Freeze, Reset functions. Uses 4 x AA batteries (supplied). Battery life >1 year | 195.00 | 0 | 0 | 0 | 0 | 0 | 0 | 0 | 0 | 5051826001912 | No |  | No | Yes | Yes | FJL | EA | EACH | 1 | 1 |  | 12 | Viamed |  | 1 | No | 2019-06-30
0310105 | Filters for use with Oxylitre Low Suction Controller | For use with Oxylitre S7 series suction controllers. Box of 30. | 69.98 | 0 | 0 | 0 | 0 | 0 | 0 | 0 | 0 | 5051826011027 | No |  | No | Yes | Yes | FPB | PK | PACK | 1 | Pack (30) |  | 12 | Oxylitre |  | 30 | No | 2019-06-30
0310110 | Low Suction Controller Filters - 4725 series - Box of 10 | For use with Therapy Equipment 4725 low suction controller. Box of 10. | 22.50 | 0 | 0 | 0 | 0 | 0 | 0 | 0 | 0 | 5051826011041 | No |  | No | Yes | Yes | FPB | PK | PACK | 1 | Pack (10) |  | 12 | Therapy Equipment |  | 10 | No | 2019-06-30
0310112 | Low Suction Controller Filters - 7725 Diamond series - Box of 10 | For use with Therapy Equipment 7725 Diamond series low suction controller. Box of 10. | 32.50 | 0 | 0 | 0 | 0 | 0 | 0 | 0 | 0 | 5051826011065 | No |  | No | Yes | Yes | FPB | PK | PACK | 1 | Pack (10) |  | 0 | Therapy Equipment |  | 10 | No | 2019-06-30
0310200 | Low-Flow Blender Air & Oxygen | Includes: Low-flow blender with 3m Oxygen hose, 3m Air hose, Flowmeter, Flowmeter outlet adapter and Medirail mounting bracket | 1050.00 | 0 | 0 | 0 | 0 | 0 | 0 | 0 | 0 | 0081384102061 | No |  | No | Yes | Yes | FDJ | EA | EACH | 1 | 1 |  | 12 | Bio-Med Devices Inc |  | 1 | No | 2019-06-30
0310300 | Radiant Warmer Ceratherm 600-3 without mounting bracket | Ceramic 600W heating element with fast warm-up. Four programmable warming settings. LED light with 2 levels of illumination. | 1150.00 | 0 | 0 | 0 | 0 | 0 | 0 | 0 | 0 | 5051826024096 | No |  | No | Yes | Yes | FDB | EA | EACH | 1 | 1 | Ceratherm | 12 | Nufer Medical | 521A-60020-3-EX | 1 | No | 2019-06-30
0310301 | Radiant Warmer Ceratherm 600-3 with fixed wall mounting bracket | Ceramic 600W heating element with fast warm-up. Four programmable warming settings. LED light with 2 levels of illumination. Fixed height mounting bracket, extendable from 255mm to 380mm in 25mm increments. | 1250.00 | 0 | 0 | 0 | 0 | 0 | 0 | 0 | 0 | 5051826011133 | No |  | No | Yes | Yes | FDB | EA | EACH | 1 | 1 | Ceratherm | 12 | Nufer Medical | 521A-60023-3-EX | 1 | No | 2019-06-30
0310302 | Radiant Warmer Ceratherm 600-3 with double hinged arm and wall mounting bracket | Ceramic 600W heating element with fast warm-up. Four programmable warming settings. LED light with 2 levels of illumination. Double hinged fixed-height mounting arm allows the warmer to fold away flat to the wall when not in use. | 1785.00 | 0 | 0 | 0 | 0 | 0 | 0 | 0 | 0 | 5051826011140 | No |  | No | Yes | Yes | FDB | EA | EACH | 1 | 1 | Ceratherm | 12 | Nufer Medical | 521A-60022-3-EX | 1 | No | 2019-06-30
0310303 | Radiant Warmer Ceratherm 600-3 with double jointed arm and ceiling anchorage with height adjustment (spring loaded arm) | Ceramic 600W heating element with fast warm-up. Four programmable warming settings. LED light with 2 levels of illumination. Ceiling mounted arm allows height adjustment. | 2230.00 | 0 | 0 | 0 | 0 | 0 | 0 | 0 | 0 | 5051826011157 | No |  | No | Yes | Yes | FDB | EA | EACH | 1 | 1 | Ceratherm | 12 | Nufer Medical | 521A-60024-3-EX | 1 | No | 2019-06-30
0310304 | Radiant Warmer Ceratherm 600-3 on mobile floor stand with height adjustment | Ceramic 600W heating element with fast warm-up. Four programmable warming settings. LED light with 2 levels of illumination. Mobile floor stand has 3 lockable castors and height adjustment. | 2125.00 | 0 | 0 | 0 | 0 | 0 | 0 | 0 | 0 | 5051826011164 | No |  | No | Yes | Yes | FDB | EA | EACH | 1 | 1 | Ceratherm | 12 | Nufer Medical | 521A-60035-3-EX | 1 | No | 2019-06-30
0310305 | Radiant Warmer Ceratherm 600-3 with double jointed arm and wall mounting bracket with height adjustment (spring balanced arm) | Ceramic 600W heating element with fast warm-up. Four programmable warming settings. LED light with 2 levels of illumination. Double jointed arm allows height adjustment. | 2075.00 | 0 | 0 | 0 | 0 | 0 | 0 | 0 | 0 | 5051826024102 | No |  | No | Yes | Yes | FDB | EA | EACH | 1 | 1 | Ceratherm | 12 | Nufer Medical | 521A-60025-3-EX | 1 | No | 2019-06-30
0320021 | Resuscitation Bed 14`` flat | 14 inch flat bed with retaining lip, for use with Viamed infant resuscitation cabinets. Width measurements: across base: 356mm (14 inch), across top (outside): 400mm (15.75 inch) | 129.00 | 0 | 0 | 0 | 0 | 0 | 0 | 0 | 0 | 5051826011218 | No |  | No | Yes | Yes | FYZ | EA | EACH | 1 | 1 |  | 12 | Viamed |  | 1 | Yes | 2019-06-30
0320042 | Mattress small - infant resuscitation. | For use with 12 inch wide beds as used in early versions of Viamed infant resuscitation cabinet | 45.00 | 0 | 0 | 0 | 0 | 0 | 0 | 0 | 0 | 5051826011232 | No |  | No | Yes | Yes | FYZ | EA | EACH | 1 | 1 |  | 12 | Viamed |  | 1 | No | 2019-06-30
0320043 | Mattress large - infant resuscitation. | For use with 14 inch wide beds as used in Viamed infant resuscitation cabinet | 45.00 | 0 | 0 | 0 | 0 | 0 | 0 | 0 | 0 | 5051826011249 | No |  | No | Yes | Yes | FYZ | EA | EACH | 1 | 1 |  | 12 | Viamed |  | 1 | No | 2019-06-30
0320201 | APGAR timer mounting bracket - medirail | Allows Viamed APGAR timer p/n 0310100 to be mounted onto medirail | 45.00 | 0 | 0 | 0 | 0 | 0 | 0 | 0 | 0 | 5051826011300 | No |  | No | Yes | Yes | FJL | EA | EACH | 1 | 1 | Apgar | 0 | Viamed |  | 1 | No | 2019-06-30
1114005 | EyeMax 2 Neonatal Phototherapy Mask - Regular | Occipital - Frontal Circumference: 32 - 38 cm. Pack of 20 | 34.50 | 0 | 0 | 0 | 0 | 0 | 0 | 0 | 0 | 5051826003107 | No |  | No | Yes | Yes | IVE | PK | PACK | 1 | Pack (20) | EyeMax | 12 | Maxtec | R300P01 | 20 | No | 2019-06-30
1114006 | EyeMax 2 Neonatal Phototherapy Mask - Preemie | Occipital - Frontal Circumference: 26 - 32 cm. Pack of 20 | 33.00 | 0 | 0 | 0 | 0 | 0 | 0 | 0 | 0 | 5051826003114 | No |  | No | Yes | Yes | IVE | PK | PACK | 1 | Pack (20) | EyeMax | 12 | Maxtec | R300P02 | 20 | No | 2019-06-30
1114007 | EyeMax 2 Neonatal Phototherapy Mask - Micro | Occipital - Frontal Circumference: 20 - 26 cm. Pack of 20 | 31.50 | 0 | 0 | 0 | 0 | 0 | 0 | 0 | 0 | 5051826003121 | No |  | No | Yes | Yes | IVE | PK | PACK | 1 | Pack (20) | EyeMax | 12 | Maxtec | R300P03 | 20 | No | 2019-06-30
1410000 | Viamed Foetal Heart Simulator model V1000 | Hand-held foetal heart simulator for testing of foetal heart monitors. Operated from 4xAA batteries. | 595.00 | 0 | 0 | 0 | 0 | 0 | 0 | 0 | 0 | 5051826001936 | No |  | No | Yes | Yes | FJL | EA | EACH | 1 | 1 | V1000 | 12 | Viamed |  | 1 | No | 2019-06-30
1420000 | Wall mount for Foetal Heart Simulator V1000 | Allows the V1000 foetal heart simulator to be wall-mounted. | 6.50 | 0 | 0 | 0 | 0 | 0 | 0 | 0 | 0 | 5051826001943 | No |  | No | Yes | Yes | FYZ | EA | EACH | 1 | 1 | V1000 | 12 | Viamed |  | 1 | No | 2019-06-30
1420001 | Case protector for Foetal Heart Simulator V1000 | Silicone case protector for V1000. Grey. | 20.00 | 0 | 0 | 0 | 0 | 0 | 0 | 0 | 0 | 5051826001950 | No |  | No | Yes | Yes | FYZ | EA | EACH | 1 | 1 | V1000 | 12 | Viamed |  | 1 | No | 2019-06-30
2010001 | DryMax Neo 330mm 280mm - Pack of 250 | Protective absorbent under pad - for dry and comfortable care of premature babies. Pack of 250. Pad size: 330mm x 280mm. | 125.00 | 0 | 0 | 0 | 0 | 0 | 0 | 0 | 0 | 7350031910742 | No |  | No | Yes | Yes | CTN | BX | BOX | 1 | Box (250) | DryMax | 12 | Absorbest |  | 250 | No | 2019-06-30
2510000 | Microstim DB3 - Supramaximal Nerve Stimulator | Hand-held, battery-powered Supramaximal Nerve Stimulator - provides a means of assessing, on demand, the depth or degree of muscle relaxation achieved during anaesthesia. This Nerve Stimulator has four settings: Train of Four, Double Burst Stimulation, Post Tetanic Count, Continuous 1 Hz. | 185.00 | 0 | 0 | 0 | 0 | 0 | 0 | 0 | 0 | 5051826002162 | No |  | No | Yes | Yes | FDA | EA | EACH | 1 | 1 | Microstim | 12 | Viamed | DB3 | 1 | No | 2019-06-30
2510005 | Microstim DB3 Tester | Tester for Microstim DB3 that allows analysis of the output stimulus on an oscilloscope. Supplied with BNC cable. | 40.00 | 0 | 0 | 0 | 0 | 0 | 0 | 0 | 0 | 5051826002179 | No |  | No | Yes | Yes | FDA | EA | EACH | 1 | 1 | Microstim | 12 | Viamed |  | 1 | No | 2019-06-30
2520000 | Microstim DB3 - Patient Lead - Press Studs | Cable Length: 0.90m. Set of 2. | 15.00 | 0 | 0 | 0 | 0 | 0 | 0 | 0 | 0 | 5051826002186 | No |  | No | Yes | Yes | FDA | PR | PAIR | 1 | Pair (2) | Microstim | 12 | Viamed |  | 1 | No | 2019-06-30
2520001 | Microstim DB3 - Patient Lead - Press Studs | Cable Length: 1.5m. Set of 2. | 16.00 | 0 | 0 | 0 | 0 | 0 | 0 | 0 | 0 | 5051826014585 | No |  | No | Yes | Yes | FDA | PR | PAIR | 1 | Pair (2) | Microstim | 12 | Viamed |  | 1 | No | 2019-06-30
2520003 | Microstim DB3 - Patient Lead - Pinch Clamps | Cable Length: 1.5m. Set of 2. | 18.00 | 0 | 0 | 0 | 0 | 0 | 0 | 0 | 0 | 5051826014592 | No |  | No | Yes | Yes | FDA | PR | PAIR | 1 | Pair (2) | Microstim | 12 | Viamed |  | 1 | No | 2019-06-30
2550002 | Microstim DB3 - Electrode | Microstim DB3 - Electrode. Pack of 30. | 3.80 | 0 | 0 | 0 | 0 | 0 | 0 | 0 | 0 | 5051826015070 | No |  | No | Yes | Yes | FDA | PK | PACK | 1 | Pack (30) | Microstim | 0 | Viamed |  | 1 | No | 2019-06-30
2550004 | Microstim DB3 - Electrode | Microstim DB3 - Electrode. Box of 300 (10 packs of 30) | 37.75 | 0 | 0 | 0 | 0 | 0 | 0 | 0 | 0 | 5051826015087 | No |  | No | Yes | Yes | FDA | PK | PACK | 1 | Pack (300) | Microstim | 12 | Viamed |  | 1 | No | 2019-06-30
2810006 | Paediatric OLED Finger Pulse Oximeter - Teddy Bear | Can be be used paediatric patients. Operates from 2x AAA batteries. | 31.67 | 2 | 29.59 | 3 | 28.89 | 11 | 27.88 | 50 | 23.56 | 5051826003008 | No |  | No | Yes | Yes | FJK | EA | EACH | 1 | 1 | Choicemmed | 12 | Choicemmed |  | 1 | No | 2019-06-30
2810007 | Paediatric OLED Finger Pulse Oximeter - Frog | Can be be used paediatric patients. Operates from 2x AAA batteries. | 31.67 | 2 | 29.59 | 3 | 28.89 | 11 | 27.88 | 50 | 23.56 | 5051826003015 | No |  | No | Yes | Yes | FJK | EA | EACH | 1 | 1 | Choicemmed | 12 | Choicemmed |  | 1 | No | 2019-06-30
2810009 | Paediatric OLED Finger Pulse Oximeter - Blue | Can be be used paediatric patients. Operates from 2x AAA batteries. | 31.67 | 2 | 29.59 | 3 | 28.89 | 11 | 27.88 | 50 | 23.56 | 5051826003039 | No |  | No | Yes | Yes | FJK | EA | EACH | 1 | 1 | Choicemmed | 12 | Choicemmed |  | 1 | No | 2019-06-30
2810010 | MD300-C LED Finger Pulse Oximeter | Operates from 2x AAA batteries. | 26.92 | 2 | 24.84 | 3 | 24.14 | 11 | 23.13 | 50 | 19.52 | 5051826003046 | No |  | No | Yes | Yes | FJK | EA | EACH | 1 | 1 | Choicemmed | 12 | Choicemmed |  | 1 | No | 2019-06-30
2810011 | MD300-C2 (MD300-D) OLED Finger Pulse Oximeter | Operates from 2x AAA batteries. | 25.00 | 2 | 22.92 | 3 | 22.22 | 11 | 21.21 | 50 | 17.89 | 5051826003053 | No |  | No | Yes | Yes | FJK | EA | EACH | 1 | 1 | Choicemmed | 12 | Choicemmed |  | 1 | No | 2019-06-30
2810015 | MD300-C22 OLED Finger Pulse Oximeter | Clear, bright colour OLED display<br />Display can be viewed in 4 rotations<br />Adjustable brightness: 10 levels<br />Pleth waveform, displayed in 2 formats<br />Signal strength indicator<br />Easy to use; 1-button operation<br />Automatic power-off when finger removed.<br />Suitable for paediatric and adult patients | 29.17 | 2 | 27.09 | 3 | 26.39 | 11 | 25.38 | 50 | 21.43 | 5051826015650 | No |  | No | Yes | Yes | FJK | EA | EACH | 1 | 1 | Choicemmed | 12 | Choicemmed |  | 1 | No | 2019-06-30
2810036 | MD300-C1C LED Finger Pulse Oximeter | Economical pulse oximeter for general purposes<br />Easy to use; 1-button operation<br />Automatic power-off when finger removed | 27.17 | 2 | 25.09 | 3 | 24.39 | 11 | 23.38 | 50 | 19.73 | 5051826015674 | No |  | No | Yes | Yes | FJK | EA | EACH | 1 | 1 | Choicemmed | 12 | Choicemmed |  | 1 | Yes | 2019-06-30
2810037 | MD300-C21C OLED Finger Pulse Oximeter | Clear, bright colour OLED display<br />Display can be viewed in 4 rotations<br />Adjustable brightness: 10 levels<br />Pleth waveform, displayed in 2 formats<br />Signal strength indicator<br />Easy to use; 1-button operation<br />Automatic power-off when finger removed.<br />Suitable for paediatric and adult patients | 29.17 | 2 | 27.09 | 3 | 26.39 | 11 | 25.38 | 50 | 21.43 | 5051826015681 | No |  | No | Yes | Yes | FJK | EA | EACH | 1 | 1 | Choicemmed | 12 | Choicemmed |  | 1 | No | 2019-06-30
2810038 | MD300-C63 OLED Finger Pulse Oximeter | Clear, bright colour OLED display<br />Display can be viewed in 4 rotations<br />Adjustable brightness: 10 levels<br />Pleth waveform, displayed in 2 formats<br />Signal strength indicator<br />Easy to use; 1-button operation<br />Automatic power-off when finger removed.<br />Suitable for paediatric and adult patients | 35.00 | 2 | 32.92 | 3 | 32.22 | 11 | 31.21 | 50 | 26.39 | 5051826015698 | No |  | No | Yes | Yes | FJK | EA | EACH | 1 | 1 | Choicemmed | 12 | Choicemmed |  | 1 | No | 2019-06-30
2810039 | MD300-C4 LED Finger Pulse Oximeter | Low cost pulse oximeter for general purposes<br />Easy to use; 1-button operation<br />Automatic power-off when finger removed | 28.17 | 2 | 26.09 | 3 | 25.39 | 11 | 24.38 | 50 | 20.58 | 5051826015704 | No |  | No | Yes | Yes | FJK | EA | EACH | 1 | 1 | Choicemmed | 12 | Choicemmed |  | 1 | No | 2019-06-30
2810045 | MD300-C15D LCD Finger Pulse Oximeter - Green/Black | Operates from 2x AAA batteries. | 19.17 | 2 | 17.09 | 3 | 16.39 | 11 | 15.38 | 50 | 12.93 | 5051826015766 | No |  | No | Yes | Yes | FJK | EA | EACH | 1 | 1 | Choicemmed | 12 | Choicemmed |  | 1 | No | 2019-06-30
2810046 | MD300-C15D LCD Finger Pulse Oximeter - Green/White | Inexpensive pulse oximeter for general purposes<br />Easy to use; 1-button operation<br />Automatic power-off when finger removed | 19.17 | 2 | 17.09 | 3 | 16.39 | 11 | 15.38 | 50 | 12.93 | 5051826015773 | No |  | No | Yes | Yes | FJK | EA | EACH | 1 | 1 | Choicemmed | 12 | Choicemmed |  | 1 | No | 2019-06-30
2820011 | Silicone cover for MD300-C2 (MD300-D) - Blue | Protective silicone cover for use with MD300-C2 (MD300-D) OLED Finger Pulse Oximeter | 6.17 | 2 | 4.09 | 3 | 3.39 | 11 | 2.38 | 50 | 1.88 | 5051826015865 | No |  | No | Yes | Yes | FJK | EA | EACH | 1 | 1 | Choicemmed | 0 | Choicemmed |  | 1 | No | 2019-06-30
3210013 | NeoPEEP Neonatal single patient use - Blue | Neonatal resuscitation circuit with adjustable PEEP. Hose Length: 1m. Box of 20. | 90.00 | 0 | 0 | 0 | 0 | 0 | 0 | 0 | 0 | 5051826003336 | No |  | No | Yes | Yes | FEY | BX | BOX | 1 | Box (20) |  | 0 | Marshall Products |  | 20 | No | 2019-06-30
3210023 | NeoPEEP Neonatal single patient use - Blue | Neonatal resuscitation circuit with adjustable PEEP. Hose Length: 1.5m. Box of 20 | 90.00 | 0 | 0 | 0 | 0 | 0 | 0 | 0 | 0 | 5051826016114 | No |  | No | Yes | Yes | FFK | BX | BOX | 1 | Box (20) |  | 0 | Marshall Products |  | 20 | No | 2019-06-30
3210067 | Single Use Silicone Round Facemask - SIZE 0.5 | 44.4 mm (Height) x 32 mm (Inner Width) x 54 mm (Diameter), Connector Diameter 15 mm O.D.<br />Single unit | 3.25 | 0 | 0 | 0 | 0 | 0 | 0 | 0 | 0 | 5051826024867 | No |  | No | Yes | Yes | FEY | EA | EACH | 1 | 1 |  | 0 | Marshall Products |  | 1 | No | 2019-06-30
3210068 | Single Use Silicone Round Facemask - SIZE 0.5 | 44.4 mm (Height) x 32 mm (Inner Width) x 54 mm (Diameter)<br />Connector Diameter 15 mm O.D.<br />Pack of 20 | 65.00 | 0 | 0 | 0 | 0 | 0 | 0 | 0 | 0 | 5051826024874 | No |  | No | Yes | Yes | FEY | PK | Pack | 1 | Pack (20) |  | 0 | Marshall Products |  | 20 | No | 2019-06-30
3210069 | Single Use Silicone Round Facemask - SIZE 0.5 | 44.4 mm (Height) x 32 mm (Inner Width) x 54 mm (Diameter)<br />Connector Diameter 15 mm O.D.<br />Box of 100 | 325.00 | 0 | 0 | 0 | 0 | 0 | 0 | 0 | 0 | 5051826024881 | No |  | No | Yes | Yes | FEY | BX | BOX | 1 | Box (100) |  | 0 | Marshall Products |  | 100 | No | 2019-06-30
3210070 | Single Use Silicone Round Facemask - SIZE 0 | 40 mm (Height) x 27.4 mm (Inner Width) x 48.6 mm (Diameter) - Connector Diameter 15 mm O.D.<br />Single unit. | 3.25 | 0 | 0 | 0 | 0 | 0 | 0 | 0 | 0 | 5051826016121 | No |  | No | Yes | Yes | FEY | EA | EACH | 1 | 1 |  | 0 | Marshall Products |  | 1 | No | 2019-06-30
3210071 | Single Use Silicone Round Facemask - SIZE 1 | 47.9 mm (Height) x 40.5 mm (Inner Width) x 60 mm (Diameter)<br />Connector Diameter 15 mm O.D.<br />Single unit. | 3.25 | 0 | 0 | 0 | 0 | 0 | 0 | 0 | 0 | 5051826016138 | No |  | No | Yes | Yes | FEY | EA | EACH | 1 | 1 |  | 0 | Marshall Products |  | 1 | No | 2019-06-30
3210073 | Single Use Silicone Round Facemask - SIZE 0 | 40 mm (Height) x 27.4 mm (Inner Width) x 48.6 mm (Diameter)<br />Connector Diameter 15 mm O.D.<br />Pack of 20<br /> | 65.00 | 0 | 0 | 0 | 0 | 0 | 0 | 0 | 0 | 5051826016152 | No |  | No | Yes | Yes | FEY | PK | PACK | 1 | Pack (20) |  | 0 | Marshall Products |  | 20 | No | 2019-06-30
3210074 | Single Use Silicone Round Facemask - SIZE 1 | 47.9 mm (Height) x 40.5 mm (Inner Width) x 60 mm (Diameter)<br />Connector Diameter 15 mm O.D.<br />Pack of 20 | 65.00 | 0 | 0 | 0 | 0 | 0 | 0 | 0 | 0 | 5051826016169 | No |  | No | Yes | Yes | FEY | PK | PACK | 1 | Pack (20) |  | 0 | Marshall Products |  | 20 | No | 2019-06-30
3210076 | Single Use Silicone Round Facemask - SIZE 0 | 40 mm (Height) x 27.4 mm (Inner Width) x 48.6 mm (Diameter)<br />Connector Diameter 15 mm O.D.<br />Box of 100<br /> | 325.00 | 0 | 0 | 0 | 0 | 0 | 0 | 0 | 0 | 5051826016183 | No |  | No | Yes | Yes | FEY | BX | BOX | 1 | Box (100) |  | 0 | Marshall Products |  | 100 | No | 2019-06-30
3210077 | Single Use Silicone Round Facemask - SIZE 1 | 47.9 mm (Height) x 40.5 mm (Inner Width) x 60 mm (Diameter) - Connector Diameter 15 mm O.D.<br />Box of 100<br /> | 325.00 | 0 | 0 | 0 | 0 | 0 | 0 | 0 | 0 | 5051826016190 | No |  | No | Yes | Yes | FEY | BX | BOX | 1 | Box (100) |  | 0 | Marshall Products |  | 100 | No | 2019-06-30
3810000 | Posey I.D. Bracelets - Newborn | Model 4648(14cm x 3cm)Box of 12 | 15.00 | 2 | 13.5 | 3 | 12.75 | 11 | 12 | 0 | 0 | 5051826016329 | No |  | No | Yes | Yes | CJK | BX | BOX | 1 | Box (12) |  | 0 | Posey |  | 12 | No | 2019-06-30
3810001 | Posey I.D. Bracelets - Premie | Model 4649 (7cm x 3cm)Box of 12 | 16.00 | 2 | 14.4 | 3 | 13.6 | 11 | 12.8 | 0 | 0 | 5051826016336 | No |  | No | Yes | Yes | CJK | BX | BOX | 1 | Box (12) |  | 0 | Posey |  | 12 | No | 2019-06-30
3810010 | Posey I.V. Armboard - Infant | Model 8166Infant to 2 years (7cm x 4cm)Pack of 12 | 24.00 | 2 | 21.6 | 3 | 20.4 | 11 | 19.2 | 0 | 0 | 5051826016343 | No |  | No | Yes | Yes | FVH | BX | BOX | 1 | Box (12) |  | 0 | Posey |  | 12 | Yes | 2019-06-30
3810011 | Posey I.V. Armboard - Paediatric | Model 81672 to 5 years (15cm x 6cm)Pack of 12 | 30.00 | 2 | 27 | 3 | 25.5 | 11 | 24 | 0 | 0 | 5051826016350 | No |  | No | Yes | Yes | FVH | BX | BOX | 1 | Box (12) |  | 0 | Posey |  | 12 | Yes | 2019-06-30
3810020 | Posey I.V. Shield | Model: 81413" (L) x 2 3/4 (W) (8 x 7cm)Pack of 12 Fits children and adults | 24.00 | 2 | 21.6 | 3 | 20.4 | 11 | 19.2 | 0 | 0 | 5051826016367 | No |  | No | Yes | Yes | FVH | BX | BOX | 1 | Box (12) |  | 0 | Posey |  | 12 | No | 2019-06-30
3810030 | Posey SecureSleeve - Infant | 36cm (14") length, 20 - 53cm (8 - 21") limb circumferenceSize 8168LSingle Pack | 18.00 | 2 | 16.2 | 3 | 15.3 | 11 | 14.4 | 0 | 0 | 5051826016374 | No |  | No | Yes | Yes | FVH | EA | EACH | 1 | 1 |  | 0 | Posey |  | 1 | No | 2019-06-30
3810031 | Posey SecureSleeve - Infant (L) | 4 (11cm) length, 1 4 (4 10cm) limb circumference<br />Size 8168IL <br />Single Pack | 18.00 | 2 | 16.2 | 3 | 15.3 | 11 | 14.4 | 0 | 0 | 5051826016381 | No |  | No | Yes | Yes | FVH | EA | EACH | 1 | 1 |  | 0 | Posey |  | 1 | No | 2019-06-30
3810032 | Posey SecureSleeve - Paediatric | 7 (18cm) length, 3 10 (8 26cm) limb circumference<br />Size 8168P | 20.00 | 2 | 18 | 3 | 17.5 | 11 | 16 | 0 | 0 | 5051826016398 | No |  | No | Yes | Yes | FVH | EA | EACH | 1 | 1 |  | 0 | Posey |  | 1 | No | 2019-06-30
3810033 | Posey SecureSleeve - Paediatric | Approximately for patients 2 – 7 years25cm (7”) length, 8 – 30cm (3 – 12”) limb circumferenceModel - 8168XS Pack of 1 | 21.50 | 2 | 19.35 | 3 | 18.28 | 11 | 17.2 | 0 | 0 | 5051826016404 | No |  | No | Yes | Yes | FVH | EA | EACH | 1 | 1 | SecureSleeve |  | Posey | 8168XS | 1 | No | 2019-06-30
3810034 | Posey Paediatric Soft Spint | Approximately for patients 2 – 7 years20cm (8”) length, up to 17cm (6½”) limb circumferenceModel 8170P, Pack of 1 | 24.00 | 2 | 21.6 | 3 | 20.4 | 11 | 19.2 | 0 | 0 | 5051826016411 | No |  | No | Yes | Yes | FVH | EA | EACH | 1 | 1 | SecureSleeve |  | Posey | 8170P | 1 | Yes | 2019-06-30
3810035 | Posey Soft Splint - Small | Model 8170S, 18 – 23cm (7” – 9”) limb circumference, Pack of 1 | 26.50 | 2 | 23.85 | 3 | 22.53 | 11 | 21.2 | 0 | 0 | 5051826028407 | No |  | No | Yes | Yes | FVH | EA | EACH | 1 | 1 | SecureSleeve |  | Posey | 8170S | 1 | Yes | 2019-06-30
3810036 | Posey Soft Splint - Medium | Model 8170M, 25 – 30cm (10” – 12”) limb circumference, Pack of 1 | 30.00 | 2 | 27 | 3 | 25.5 | 11 | 24 | 0 | 0 | 5051826028414 | No |  | No | Yes | Yes | FVH | EA | EACH | 1 | 1 | SecureSleeve |  | Posey | 8170M | 1 | Yes | 2019-06-30
3810037 | Posey Soft Splint - Large | Model 8170L, 33 – 38cm (13” – 15”) limb circumference, pack of 1 | 32.00 | 2 | 28.8 | 3 | 27.2 | 11 | 25.6 | 0 | 0 | 5051826028421 | No |  | No | Yes | Yes | FVH | EA | EACH | 1 | 1 | SecureSleeve |  | Posey | 8170L | 1 | Yes | 2019-06-30
3810038 | Posey Soft Splint - X-Large | Model 8170XL, 41 – 46cm (16” – 18”) limb circumference, pack of 1 | 34.00 | 2 | 30.6 | 3 | 28.9 | 11 | 27.2 | 0 | 0 | 5051826028438 | No |  | No | Yes | Yes | FVH | EA | EACH | 1 | 1 | SecureSleeve |  | Posey | 8170XL | 1 | No | 2019-06-30
3810041 | Posey SecureSleeve - Clips | Metal<br />Pack of 12<br />Also available in X-Ray Translucent | 14.00 | 2 | 12.6 | 3 | 11.9 | 11 | 11.2 | 0 | 0 | 5051826016428 | No |  | No | Yes | Yes | FVH | PK | PACK | 1 | Pack (12) |  | 0 | Posey |  | 12 | No | 2019-06-30
3810042 | Posey SecureSleeve - Clips (X-ray) | Pack of 12<br />Also available in Metal | 14.00 | 2 | 12.6 | 3 | 11.9 | 11 | 11.2 | 0 | 0 | 5051826016435 | No |  | No | Yes | Yes | FVH | PK | PACK | 1 | Pack (12) |  | 0 | Posey |  | 12 | No | 2019-06-30
3810050 | Posey Elbow Splint - Infant (2 years) | Model 4642, 10cm (4) length, One pair per pack | 19.00 | 2 | 17.1 | 3 | 16.15 | 11 | 15.2 | 0 | 0 | 5051826016442 | No |  | No | Yes | Yes | FVH | PR | PAIR | 1 | Pair (2) |  |  | Posey | 4642 | 2 | Yes | 2019-06-30
3810051 | Posey Elbow Splint - Paediatric (2-7 yrs) | Model 4643, 17cm (6) length, One pair per pack | 20.00 | 2 | 18 | 3 | 17.5 | 11 | 16 | 0 | 0 | 5051826016459 | No |  | No | Yes | Yes | FVH | PR | PAIR | 1 | Pair (2) |  |  | Posey | 4643 | 2 | Yes | 2019-06-30
3810060 | Posey Foam Trach Ties Small | Fits neonatal and infant necks (18 – 23cm (7 – 9”)), 3cm (1”) width, Model - 81797S Box of 12 | 16.00 | 2 | 14.4 | 3 | 13.6 | 11 | 12.8 | 0 | 0 | 5051826016466 | No |  | No | Yes | Yes | FEE | BX | BOX | 1 | Box (12) |  |  | Posey | 8197S | 12 | No | 2019-06-30
3810061 | Posey Foam Trach Ties Medium | Fits adolescent and adult necks (20 33cm (8 13)), 41cm (16) length x 3cm (1) width, Model - 81797M Box of 12 | 16.00 | 2 | 14.4 | 3 | 13.6 | 11 | 12.8 | 0 | 0 | 5051826016473 | No |  | No | Yes | Yes | FEE | BX | BOX | 1 | Box (12) |  |  | Posey | 8197M | 12 | No | 2019-06-30
3810062 | Posey Foam Trach Ties Large | Fits Adult necks (30 – 46cm (12 – 18”)), 23cm (9”) length x 3cm (1”) width, Model - 81797L Box of 12 | 16.00 | 2 | 14.4 | 3 | 13.6 | 11 | 12.8 | 0 | 0 | 5051826028445 | No |  | No | Yes | Yes | FEE | BX | BOX | 1 | Box (12) |  |  | Posey | 8197L | 12 | No | 2019-06-30
3810063 | Posey Foam Trach Ties X-Large | Fits Adult necks (41 – 61cm (16 – 24”)), 70cm (30”) length x 3cm (1”) width, Model - 81797XL Box of 12 | 19.00 | 2 | 17.1 | 3 | 16.15 | 11 | 15.2 | 0 | 0 | 5051826028452 | No |  | No | Yes | Yes | FEE | BX | BOX | 1 | Box (12) |  |  | Posey | 8197XL | 12 | No | 2019-06-30
3810070 | Posey Secure Ties Small | Adjustable sizing for a comfortable fit. Extra tie ensure that teh trach tube is in place more securely.<br /><br />Fits infant necks 18 - 25cm (7 - 10), 39cm (15.5) tie - 2 straps. 23cm (9) length x 3cm (1) width. Box of 12. | 34.00 | 2 | 30.6 | 3 | 28.9 | 11 | 27.2 | 0 | 0 | 5051826028469 | No |  | No | Yes | Yes | FEE | BX | BOX | 1 | Box (12) |  |  | Posey |  | 12 | No | 2019-06-30
3810071 | Posey Secure Ties Medium | Adjustable sizing for a comfortable fit. Extra tie ensure that the trach tube is in place more securely.<br /><br />Fits paediatric to adult necks 23 - 43cm (9 - 17), 39cm (15.5) tie - 2 straps. 47cm (18.5) length x 3cm (1) width. Box of 12. | 34.00 | 2 | 30.6 | 3 | 28.9 | 11 | 27.2 | 0 | 0 | 5051826028476 | No |  | No | Yes | Yes | FEE | BX | BOX | 1 | Box (12) |  |  | Posey |  | 12 | No | 2019-06-30
3810072 | Posey Secure Ties Large | Adjustable sizing for a comfortable fit. Extra tie ensure that the trach tube is in place more securely.<br /><br />Fits adult necks 33 - 61cm (13 - 24), 39cm (15.5) tie - 2 straps. 60cm (18.5) length x 3cm (1) width. Box of 12. | 34.00 | 2 | 30.6 | 3 | 28.9 | 11 | 27.2 | 0 | 0 | 5051826028483 | No |  | No | Yes | Yes | FEE | BX | BOX | 1 | Box (12) |  |  | Posey |  | 12 | No | 2019-06-30
3833-007 | Tapered connectors | For use with VacSax suction receiving system. Pack of 10 | 29.00 | 0 | 0 | 0 | 0 | 0 | 0 | 0 | 0 | 5051826016527 | No |  | No | Yes | Yes | FPA | PK | PACK | 1 | Pack (10) |  | 12 | Vacsax |  | 10 | No | 2019-06-30
3833-132 | 1 Litre VacSax canister with V mount | For use with VacSax suction receiving system. | 6.30 | 0 | 0 | 0 | 0 | 0 | 0 | 0 | 0 | 5051826016541 | No |  | No | Yes | Yes | FPA | EA | EACH | 1 | 1 |  | 12 | Vacsax |  | 1 | No | 2019-06-30
4310001 | SpiroTrue Flowsensor A | Pack of 5 - Direct compatible to Draeger 84 03 735 Spirolog flow sensor. For use with: Spirolog, Anemone, PM8030, PM8060, Eva, Cicero, Cato, Julian, Evita 1-4 XL... | 57.00 | 0 | 0 | 0 | 0 | 0 | 0 | 0 | 0 | 5051826002988 | No |  | No | Yes | Yes | FDP | BX | BOX | 1 | Box (5) | SpiroTrue | 0 | Viamed |  | 5 | No | 2019-06-30
4310002 | SpiroTrue Flowsensor A(PC) | Pack of 5 - Autoclavable Hot-wire SpiroTrue A (PC) flowsensor for use with Dräger ventilators. Replacement for the Dräger SpiroLife flow sensor part no. MK 01900. For use with Dräger Spirolog, Anemone, PM8030, PM8060, Eva, Cicero, Cato, Julian, Evita 1-4 XL… | 57.00 | 0 | 0 | 0 | 0 | 0 | 0 | 0 | 0 | 5051826016732 | No |  | No | Yes | Yes | FDP | BX | BOX | 1 | Box (5) | SpiroTrue | 0 | Viamed |  | 5 | No | 2019-06-30
4310003 | SpiroTrue Flowsensor H | Pack of 6 - Differential pressure flow sensor for ventilators. Direct compatible to Hamilton H7400 Accu Tach. For use with Hamilton ventilators, H7200 VR1, Galileo, Amadeus, Veolar, Raphael. | 57.00 | 0 | 0 | 0 | 0 | 0 | 0 | 0 | 0 | 5051826003060 | No |  | No | Yes | Yes | FDP | BX | BOX | 1 | Box (6) | SpiroTrue | 0 | Viamed |  | 6 | No | 2019-06-30
4410500 | Mainstream Capnograph - VM-2500-M - EU version | Hand-held, battery-powered CO2 / SpO2 monitor. Features mainstream CO2 monitoring. Displays EtCO2, FiCO2, SpO2, Respiration and Pulse Rate, with user adjustable alarms. Colour OLED display. Up to 400 hours data storage with trending screens and USB2.0 output to download to PC (Windows software provided). Supplied with an adult silicone SpO2 Finger Sensor. A range of sensor types are available. | 2116.50 | 0 | 0 | 0 | 0 | 0 | 0 | 0 | 0 | 5051826002711 | No |  | No | Yes | Yes | FJA | EA | EACH | 1 | 1 |  | 24 | Viamed |  | 1 | No | 2019-06-30
4410520 | Sidestream Capnograph - VM-2500-S - EU version | Hand-held, battery-powered CO2 / SpO2 monitor. Features sidestream CO2 monitoring. Displays EtCO2, FiCO2, SpO2, Respiration and Pulse Rate, with user adjustable alarms. Colour OLED display. Up to 400 hours data storage with trending screens and USB2.0 output to download to PC (Windows software provided). Supplied with an adult silicone SpO2 Finger Sensor. A range of sensor types are available. | 2116.50 | 0 | 0 | 0 | 0 | 0 | 0 | 0 | 0 | 5051826002728 | No |  | No | Yes | Yes | FJA | EA | EACH | 1 | 1 |  | 24 | Viamed |  | 1 | No | 2019-06-30
4410550 | Multigas Capnograph - VM-2500-MG - EU version | Hand-held, battery-powered multigas monitor. Features mainstream monitoring of 5 anaesthetic gases, plus N2O, EtCO2, FiCO2, SpO2, Respiration and Pulse Rate, with user adjustable alarms. Colour OLED display. Up to 400 hours data storage with trending screens and USB2.0 output to download to PC (Windows software provided). Supplied with an adult silicone SpO2 Finger Sensor. A range of sensor types are available. | 5015.00 | 0 | 0 | 0 | 0 | 0 | 0 | 0 | 0 | 5051826003190 | No |  | No | Yes | Yes | FJA | EA | EACH | 1 | 1 |  | 24 | Viamed |  | 1 | No | 2019-06-30
4420505 | IRMA CO2 analyser | for use with Viamed VM-2500-M Mainstream Capnograph | 1049.75 | 0 | 0 | 0 | 0 | 0 | 0 | 0 | 0 | 5051826016831 | No |  | No | Yes | Yes | FJA | EA | EACH | 1 | 1 | IRMA | 12 | Viamed |  | 1 | No | 2019-06-30
4420506 | IRMA AX+ analyser | for use with Viamed VM-2500-MG Multigas Capnograph | 3204.50 | 0 | 0 | 0 | 0 | 0 | 0 | 0 | 0 | 5051826016848 | No |  | No | Yes | Yes | FJA | EA | EACH | 1 | 1 | IRMA | 12 | Viamed |  | 1 | No | 2019-06-30
4420511 | IRMA airway Adapter - Adult/Paediatric | for use with Viamed VM-2500-M Mainstream and VM-2500-MG Multigas Capnographs. Box of 25 | 181.50 | 0 | 0 | 0 | 0 | 0 | 0 | 0 | 0 | 5051826016862 | No |  | No | Yes | Yes | FJA | BX | BOX | 1 | Box (25) | IRMA | 0 | Viamed |  | 25 | No | 2019-06-30
4420521 | IRMA airway Adapter - Infant | for use with Viamed VM-2500-M Mainstream and VM-2500-MG Multigas Capnographs. Pack of 10 | 146.50 | 0 | 0 | 0 | 0 | 0 | 0 | 0 | 0 | 17350046131603 | No |  | No | Yes | Yes | FJA | BX | BOX | 1 | Box (10) | IRMA | 0 | Viamed |  | 10 | No | 2019-06-30
4420528 | Nomoline PhaseIn - Box of 25 |  | 212.50 | 0 | 0 | 0 | 0 | 0 | 0 | 0 | 0 | 5051826016923 | No |  | No | Yes | Yes | FFQ | BX | BOX | 1 | Box (25) | Phase-In |  | Masimo |  | 25 | No | 2019-06-30
4420531 | Sidestream Disposable Airway Adapter (Adult/Paediatric) | with female Luer Lock sideport. Box of 25 | 50.00 | 0 | 0 | 0 | 0 | 0 | 0 | 0 | 0 | 5051826016930 | No |  | No | Yes | Yes | FJA | BX | BOX | 1 | Box (25) |  | 0 | Viamed | 4420531 | 25 | No | 2019-06-30
4420550 | Sampling Line with Luer Lock - LLM/LLM | for use with Viamed VM-2500-S Sidestream Capnograph. Box of 25 | 53.13 | 0 | 0 | 0 | 0 | 0 | 0 | 0 | 0 | 5051826016954 | No |  | No | Yes | Yes | FFQ | BX | BOX | 1 | Box (25) |  | 0 | Viamed |  | 25 | No | 2019-06-30
4420560 | Nasal Sampling Line | for use with Viamed VM-2500-S Sidestream Capnograph. Box of 40 | 85.00 | 0 | 0 | 0 | 0 | 0 | 0 | 0 | 0 | 5051826016992 | No |  | No | Yes | Yes | FDR | BX | BOX | 1 | Box (40) |  | 0 | Viamed |  | 40 | No | 2019-06-30
4420570 | 15mm Adapters I.D. 2.0 mm | for use with Viamed VM-2500-S Sidestream Capnograph. Box of 10 | 14.71 | 0 | 0 | 0 | 0 | 0 | 0 | 0 | 0 | 5051826017012 | No |  | No | Yes | Yes | FFM | BX | BOX | 1 | Box (10) |  | 0 | Viamed |  | 10 | No | 2019-06-30
4420571 | 15mm Adapters I.D. 2.5 mm | for use with Viamed VM-2500-S Sidestream Capnograph. Box of 10 | 14.71 | 0 | 0 | 0 | 0 | 0 | 0 | 0 | 0 | 5051826017029 | No |  | No | Yes | Yes | FFM | BX | BOX | 1 | Box (10) |  | 0 | Viamed |  | 10 | No | 2019-06-30
4420572 | 15mm Adapters I.D. 3.0 mm | for use with Viamed VM-2500-S Sidestream Capnograph. Box of 10 | 14.71 | 0 | 0 | 0 | 0 | 0 | 0 | 0 | 0 | 5051826017036 | No |  | No | Yes | Yes | FFM | BX | BOX | 1 | Box (10) |  | 0 | Viamed |  | 10 | No | 2019-06-30
4420573 | 15mm Adapters I.D. 3.5 mm | for use with Viamed VM-2500-S Sidestream Capnograph. Box of 10 | 14.71 | 0 | 0 | 0 | 0 | 0 | 0 | 0 | 0 | 5051826017043 | No |  | No | Yes | Yes | FFM | BX | BOX | 1 | Box (10) |  | 0 | Viamed |  | 10 | No | 2019-06-30
4420574 | 15mm Adapters I.D. 4.0 mm | for use with Viamed VM-2500-S Sidestream Capnograph. Box of 10 | 14.71 | 0 | 0 | 0 | 0 | 0 | 0 | 0 | 0 | 5051826017050 | No |  | No | Yes | Yes | FFM | BX | BOX | 1 | Box (10) |  | 0 | Viamed |  | 10 | No | 2019-06-30
4420575 | 15mm Adapters I.D. 5.0 mm | for use with Viamed VM-2500-S Sidestream Capnograph. Box of 10 | 14.71 | 0 | 0 | 0 | 0 | 0 | 0 | 0 | 0 | 5051826017067 | No |  | No | Yes | Yes | FFM | BX | BOX | 1 | Box (10) |  | 0 | Viamed |  | 10 | No | 2019-06-30
4420576 | 15mm Adapters I.D. 6.0 mm | for use with Viamed VM-2500-S Sidestream Capnograph. Box of 10 | 14.71 | 0 | 0 | 0 | 0 | 0 | 0 | 0 | 0 | 5051826017074 | No |  | No | Yes | Yes | FFM | BX | BOX | 1 | Box (10) |  | 0 | Viamed |  | 10 | No | 2019-06-30
4420577 | 15mm Adapters I.D. 7.0 mm | for use with Viamed VM-2500-S Sidestream Capnograph. Box of 10 | 14.71 | 0 | 0 | 0 | 0 | 0 | 0 | 0 | 0 | 5051826017081 | No |  | No | Yes | Yes | FFM | BX | BOX | 1 | Box (10) |  | 0 | Viamed |  | 10 | No | 2019-06-30
4420578 | 15mm Adapters I.D. 8.0 mm | for use with Viamed VM-2500-S Sidestream Capnograph. Box of 10 | 14.71 | 0 | 0 | 0 | 0 | 0 | 0 | 0 | 0 | 5051826017098 | No |  | No | Yes | Yes | FFM | BX | BOX | 1 | Box (10) |  | 0 | Viamed |  | 10 | No | 2019-06-30
4420579 | 15mm Adapters I.D. 9.0 mm | for use with Viamed VM-2500-S Sidestream Capnograph. Box of 10 | 14.71 | 0 | 0 | 0 | 0 | 0 | 0 | 0 | 0 | 5051826017104 | No |  | No | Yes | Yes | FFM | BX | BOX | 1 | Box (10) |  | 0 | Viamed |  | 10 | No | 2019-06-30
4420580 | 15mm Adapters I.D. 10.0 mm | for use with Viamed VM-2500-S Sidestream Capnograph. Box of 10 | 14.71 | 0 | 0 | 0 | 0 | 0 | 0 | 0 | 0 | 5051826017111 | No |  | No | Yes | Yes | FFM | BX | BOX | 1 | Box (10) |  | 0 | Viamed |  | 10 | No | 2019-06-30
4420590 | Rechargeable Li-Poly battery | for use with VM-2500 Capnograph range | 33.15 | 0 | 0 | 0 | 0 | 0 | 0 | 0 | 0 | 5051826003350 | No |  | No | Yes | Yes | FJA | EA | EACH | 1 | 1 |  | 12 | Viamed |  | 1 | No | 2019-06-30
4420594 | Power Supply for use with Viamed Capnographs | Power Supply for use with Viamed VM-2500 supplied after March 2013. CT-power supply rev.2-GPP10. 6V 1.4A. Orange connector | 42.95 | 0 | 0 | 0 | 0 | 0 | 0 | 0 | 0 | 5051826017128 | No |  | No | Yes | Yes | FJA | EA | EACH | 1 | 1 |  | 12 | Viamed |  | 1 | No | 2019-06-30
4420595 | Power Supply for use with Viamed Capnographs | Power Supply for use with Viamed VM-2500 supplied prior to March 2013. CT-power supply rev.1-GPP10. 6V 1.4A. Black connector | 42.95 | 0 | 0 | 0 | 0 | 0 | 0 | 0 | 0 | 5051826003367 | No |  | No | Yes | Yes | FJA | EA | EACH | 1 | 1 |  | 12 | Viamed |  | 1 | No | 2019-06-30
4420597 | USB Cable for use with Viamed VM-2500 | Micro USB cable for use with Viamed VM-2500-S, VM-2500-M and VM-2500-MG capnographs | 5.53 | 0 | 0 | 0 | 0 | 0 | 0 | 0 | 0 | 5051826017135 | No |  | No | Yes | Yes | FJA | EA | EACH | 1 | 1 |  | 0 | Viamed |  | 1 | No | 2019-06-30
4420600 | Universal mounting kit Rev. 1 - for use with VM-2500 | For use with Viamed VM-2500 series capnographs with v.1 case | 15.30 | 0 | 0 | 0 | 0 | 0 | 0 | 0 | 0 | 5051826017142 | No |  | No | Yes | Yes | FJA | EA | EACH | 1 | 1 |  | 0 | Viamed |  | 1 | No | 2019-06-30
4420601 | Universal mounting kit Rev. 2 | For use with Viamed VM-2500 series capnographs with v.2 case and VM-2400 Haemoglobin Monitor | 15.30 | 0 | 0 | 0 | 0 | 0 | 0 | 0 | 0 | 5051826017159 | No |  | No | Yes | Yes | FJA | EA | EACH | 1 | 1 |  | 0 | Viamed |  | 1 | No | 2019-06-30
4420610 | Silicone cover - for use with VM-2500 | Protective silicone cover for use with Viamed VM-2500 series capnographs. Rev. 1 | 14.45 | 0 | 0 | 0 | 0 | 0 | 0 | 0 | 0 | 5051826017166 | No |  | No | Yes | Yes | FJA | EA | EACH | 1 | 1 |  | 0 | Viamed |  | 1 | No | 2019-06-30
4420611 | Silicone Protective Cover - for Viamed VM-2500 Series Capnographs and VM-2400 Haemoglobin Monitor | Protective silicone cover for use with Viamed VM-2500 series capnographs and VM-2400 Haemoglobin monitor. Rev. 2 for use when a Universal Mounting Kit has been fitted. | 14.45 | 0 | 0 | 0 | 0 | 0 | 0 | 0 | 0 | 5051826017173 | No |  | No | Yes | Yes | FJA | EA | EACH | 1 | 1 |  | 0 | Viamed |  | 1 | No | 2019-06-30
4420615 | Protective Rubber Boot for use with Viamed VM-2500 | Protective Rubber Boot for use with Viamed VM-2500 series capnographs | 42.50 | 0 | 0 | 0 | 0 | 0 | 0 | 0 | 0 | 5051826017210 | No |  | No | Yes | Yes | FJA | EA | EACH | 1 | 1 |  | 0 | Viamed |  | 1 | No | 2019-06-30
4420620 | Carrying case - for use with VM-2500 Series | Hi-vis orange case, with grey inside. MicrAgard antimicrobial protection. Flame retardant to aircraft standards. Fluid repellent. Non rot. U/V stable. Washable at 60 degrees C. Silverstorm self healing & waterproof zips. Silverlining inners. Excellent abrasion & tear resistance. High visibility & reflective properties. Dimensions - external (approximate): 270mm (L) x 90mm x (W) x 85mm (H) | 46.75 | 0 | 0 | 0 | 0 | 0 | 0 | 0 | 0 | 5051826003398 | No |  | No | Yes | Yes | FJA | EA | EACH | 1 | 1 |  | 0 | Viamed |  | 1 | No | 2019-06-30
4420621 | Carrying case with clear front viewing panel - for use with VM-2500 | Hi-vis orange case, with grey inside. Features a clear front panel and accessory access flap to allow the instrument to be operated with the case closed. MicrAgard antimicrobial protection. Flame retardant to aircraft standards. Fluid repellent. Non rot. U/V stable. Washable at 60 degrees C. Silverstorm self healing & waterproof zips. Silverlining inners. Excellent abrasion & tear resistance. High visibility & reflective properties. Dimensions - external (approximate): 270mm (L) x 90mm x (W) x 85mm (H) | 46.75 | 0 | 0 | 0 | 0 | 0 | 0 | 0 | 0 | 5051826017234 | No |  | No | Yes | Yes | FJA | EA | EACH | 1 | 1 |  | 0 | Viamed |  | 1 | No | 2019-06-30
4420628 | Carrying case (red with A&E logo) - for use with VM-2500 | Red case with white Accident & Emergency text on side panel. MicrAgard antimicrobial protection. Flame retardant to aircraft standards. Fluid repellent. Non rot. U/V stable. Washable at 60 degrees C. Silverstorm self healing & waterproof zips. Silverlining inners. Excellent abrasion & tear resistance. Dimensions - external (approximate): 270mm (L) x 90mm x (W) x 85mm (H) | 46.75 | 0 | 0 | 0 | 0 | 0 | 0 | 0 | 0 | 5051826017241 | No |  | No | Yes | Yes | FJA | EA | EACH | 1 | 1 |  | 0 | Viamed |  | 1 | No | 2019-06-30
4420710 | CO2 Nasal Sampling Cannula - Adult | for use with Viamed VM-2500-S Sidestream Capnograph. Box of 25 | 85.00 | 0 | 0 | 0 | 0 | 0 | 0 | 0 | 0 | 5051826017388 | No |  | No | Yes | Yes | FDR | BX | BOX | 1 | Box (25) |  | 0 | Viamed |  | 25 | No | 2019-06-30
4420711 | CO2 Nasal Sampling Cannula - Paediatric | for use with Viamed VM-2500-S Sidestream Capnograph. Box of 25 | 97.50 | 0 | 0 | 0 | 0 | 0 | 0 | 0 | 0 | 5051826017395 | No |  | No | Yes | Yes | FDR | BX | BOX | 1 | Box (25) |  | 0 | Viamed |  | 25 | No | 2019-06-30
4420718 | CO2 Nasal Sampling Cannula with O2 - Adult | for use with Viamed VM-2500-S Sidestream Capnograph. Box of 10 | 44.20 | 0 | 0 | 0 | 0 | 0 | 0 | 0 | 0 | 5051826017418 | No |  | No | Yes | Yes | FDR | BX | BOX | 1 | Box (10) |  | 0 | Viamed |  | 10 | No | 2019-06-30
4420719 | CO2 Nasal Sampling Cannula with O2 - Paediatric | for use with Viamed VM-2500-S Sidestream Capnograph. Box of 10 | 49.30 | 0 | 0 | 0 | 0 | 0 | 0 | 0 | 0 | 5051826017425 | No |  | No | Yes | Yes | FDR | BX | BOX | 1 | Box (10) |  | 0 | Viamed |  | 10 | No | 2019-06-30
4420730 | CO2 Nasal/Oral Sampling Cannula - Adult | for use with Viamed VM-2500-S Sidestream Capnograph. Box of 25 | 110.50 | 0 | 0 | 0 | 0 | 0 | 0 | 0 | 0 | 5051826017432 | No |  | No | Yes | Yes | FDR | BX | BOX | 1 | Box (25) |  | 0 | Viamed |  | 25 | No | 2019-06-30
4420731 | CO2 Nasal/Oral Sampling Cannula - Paediatric | for use with Viamed VM-2500-S Sidestream Capnograph. Box of 25 | 127.50 | 0 | 0 | 0 | 0 | 0 | 0 | 0 | 0 | 5051826017449 | No |  | No | Yes | Yes | FDR | BX | BOX | 1 | Box (25) |  | 0 | Viamed |  | 25 | No | 2019-06-30
4420738 | CO2 Nasal/Oral Sampling Cannula with O2 - Adult | for use with Viamed VM-2500-S Sidestream Capnograph. Box of 10 | 54.40 | 0 | 0 | 0 | 0 | 0 | 0 | 0 | 0 | 5051826017456 | No |  | No | Yes | Yes | FDR | BX | BOX | 1 | Box (10) |  | 0 | Viamed |  | 10 | No | 2019-06-30
4420739 | CO2 Nasal/Oral Sampling Cannula with O2 - Paediatric | for use with Viamed VM-2500-S Sidestream Capnograph. Box of 10 | 61.20 | 0 | 0 | 0 | 0 | 0 | 0 | 0 | 0 | 5051826017463 | No |  | No | Yes | Yes | FDR | BX | BOX | 1 | Box (10) |  | 0 | Viamed |  | 10 | No | 2019-06-30
4420800 | VersaStream Viamed CO2 Sampling Line. Nasal Prong - Adult - Short-term | Box of 25 | 140.00 | 0 | 0 | 0 | 0 | 0 | 0 | 0 | 0 | 5051826017531 | No |  | No | Yes | Yes | FJA | BX | BOX | 1 | Box (25) | VersaStream | 0 | Viamed | 4420800 | 25 | No | 2019-06-30
4420801 | VersaStream Viamed CO2 Sampling Line - Nasal - Adult - Short-term | Box of 25 | 200.00 | 0 | 0 | 0 | 0 | 0 | 0 | 0 | 0 | 5051826017548 | No |  | No | Yes | Yes | FJA | BX | BOX | 1 | Box (25) | VersaStream | 0 | Viamed | 4420801 | 25 | No | 2019-06-30
4420802 | VersaStream Viamed CO2 Sampling Line - Nasal - Paediatric - Short-term | Box of 25 | 200.00 | 0 | 0 | 0 | 0 | 0 | 0 | 0 | 0 | 5051826017555 | No |  | No | Yes | Yes | FJA | BX | BOX | 1 | Box (25) | VersaStream | 0 | Viamed | 4420802 | 25 | No | 2019-06-30
4420803 | VersaStream Viamed CO2 Sampling Line - Nasal - Infant - Short-term | Box of 25 | 200.00 | 0 | 0 | 0 | 0 | 0 | 0 | 0 | 0 | 5051826017562 | No |  | No | Yes | Yes | FJA | BX | BOX | 1 | Box (25) | VersaStream | 0 | Viamed | 4420803 | 25 | No | 2019-06-30
4420804 | VersaStream Viamed CO2/O2 Sampling Line - Nasal - Adult - Short-term | Box of 10 | 88.00 | 0 | 0 | 0 | 0 | 0 | 0 | 0 | 0 | 5051826017579 | No |  | No | Yes | Yes | FJA | BX | BOX | 1 | Box (10) | VersaStream | 0 | Viamed | 4420804 | 10 | No | 2019-06-30
4420805 | VersaStream Viamed CO2/O2 Sampling Line - Nasal - Paediatric - Short-term | Box of 10 | 88.00 | 0 | 0 | 0 | 0 | 0 | 0 | 0 | 0 | 5051826028889 | No |  | No | Yes | Yes | FJA | BX | BOX | 1 | Box (10) | VersaStream | 0 | Viamed | 4420805 | 10 | No | 2019-06-30
4420806 | VersaStream Viamed CO2/O2 Sampling Line - Nasal - Infant - Short-term | Box of 10 | 88.00 | 0 | 0 | 0 | 0 | 0 | 0 | 0 | 0 | 5051826028896 | No |  | No | Yes | Yes | FJA | BX | BOX | 1 | Box (10) | VersaStream | 0 | Viamed | 4420806 | 10 | No | 2019-06-30
4420807 | VersaStream Viamed CO2 Sampling Line - Nasal - Adult - Long-term | Box of 25 | 240.00 | 0 | 0 | 0 | 0 | 0 | 0 | 0 | 0 | 5051826028902 | No |  | No | Yes | Yes | FJA | BX | BOX | 1 | Box (25) | VersaStream | 0 | Viamed | 4420807 | 25 | No | 2019-06-30
4420808 | VersaStream Viamed CO2 Sampling Line - Nasal - Paediatric - Long-term | Box of 25 | 240.00 | 0 | 0 | 0 | 0 | 0 | 0 | 0 | 0 | 5051826028919 | No |  | No | Yes | Yes | FJA | BX | BOX | 1 | Box (25) | VersaStream | 0 | Viamed | 4420808 | 25 | No | 2019-06-30
4420809 | VersaStream Viamed CO2 Sampling Line - Nasal - Infant - Long-term | Box of 25 | 240.00 | 0 | 0 | 0 | 0 | 0 | 0 | 0 | 0 | 5051826028926 | No |  | No | Yes | Yes | FJA | BX | BOX | 1 | Box (25) | VersaStream | 0 | Viamed | 4420809 | 25 | No | 2019-06-30
4420810 | VersaStream Viamed CO2/O2 Sampling Line - Nasal - Adult - Long-term | Box of 10 | 104.00 | 0 | 0 | 0 | 0 | 0 | 0 | 0 | 0 | 5051826028933 | No |  | No | Yes | Yes | FJA | BX | BOX | 1 | Box (10) | VersaStream | 0 | Viamed | 4420810 | 10 | No | 2019-06-30
4420811 | VersaStream Viamed CO2/O2 Sampling Line - Nasal - Paediatric - Long-term | Box of 10 | 104.00 | 0 | 0 | 0 | 0 | 0 | 0 | 0 | 0 | 5051826028940 | No |  | No | Yes | Yes | FJA | BX | BOX | 1 | Box (10) | VersaStream | 0 | Viamed | 4420811 | 10 | No | 2019-06-30
4420812 | VersaStream Viamed CO2/O2 Sampling Line - Nasal - Infant - Long-term | Box of 10 | 104.00 | 0 | 0 | 0 | 0 | 0 | 0 | 0 | 0 | 5051826028957 | No |  | No | Yes | Yes | FJA | BX | BOX | 1 | Box (10) | VersaStream | 0 | Viamed | 4420812 | 10 | No | 2019-06-30
4420813 | VersaStream Viamed CO2 Sampling Line - Oral/Nasal - Adult - Short-term | Box of 25 | 200.00 | 0 | 0 | 0 | 0 | 0 | 0 | 0 | 0 | 5051826017586 | No |  | No | Yes | Yes | FJA | BX | BOX | 1 | Box (25) | VersaStream | 0 | Viamed | 4420813 | 25 | No | 2019-06-30
4420814 | VersaStream Viamed CO2 Sampling Line - Oral/Nasal - Paediatric - Short-term | Box of 25 | 200.00 | 0 | 0 | 0 | 0 | 0 | 0 | 0 | 0 | 5051826017593 | No |  | No | Yes | Yes | FJA | BX | BOX | 1 | Box (25) | VersaStream | 0 | Viamed | 4420814 | 25 | No | 2019-06-30
4420815 | VersaStream Viamed CO2/O2 Sampling Line - Oral/Nasal - Adult - Short-term | Box of 10 | 88.00 | 0 | 0 | 0 | 0 | 0 | 0 | 0 | 0 | 5051826028964 | No |  | No | Yes | Yes | FJA | BX | BOX | 1 | Box (10) | VersaStream | 0 | Viamed | 4420815 | 10 | No | 2019-06-30
4420816 | VersaStream Viamed CO2/O2 Sampling Line - Oral/Nasal - Paediatric - Short-term | Box of 10 | 88.00 | 0 | 0 | 0 | 0 | 0 | 0 | 0 | 0 | 5051826028971 | No |  | No | Yes | Yes | FJA | BX | BOX | 1 | Box (10) | VersaStream | 0 | Viamed | 4420816 | 10 | No | 2019-06-30
4420817 | VersaStream Viamed CO2 Sampling Line - Oral/Nasal - Adult - Long-term | Box of 25 | 250.00 | 0 | 0 | 0 | 0 | 0 | 0 | 0 | 0 | 5051826028988 | No |  | No | Yes | Yes | FJA | BX | BOX | 1 | Box (25) | VersaStream | 0 | Viamed | 4420817 | 25 | No | 2019-06-30
4420818 | VersaStream Viamed CO2 Sampling Line - Oral/Nasal - Paediatric - Long-term | Box of 25 | 250.00 | 0 | 0 | 0 | 0 | 0 | 0 | 0 | 0 | 5051826028995 | No |  | No | Yes | Yes | FJA | BX | BOX | 1 | Box (25) | VersaStream | 0 | Viamed | 4420818 | 25 | No | 2019-06-30
4420819 | VersaStream Viamed CO2/O2 Sampling Line - Oral/Nasal - Adult - Long-term | Box of 10 | 108.00 | 0 | 0 | 0 | 0 | 0 | 0 | 0 | 0 | 5051826029008 | No |  | No | Yes | Yes | FJA | BX | BOX | 1 | Box (10) | VersaStream | 0 | Viamed | 4420819 | 10 | No | 2019-06-30
4420820 | VersaStream Viamed CO2/O2 Sampling Line - Oral/Nasal - Paediatric - Long-term | Box of 10 | 108.00 | 0 | 0 | 0 | 0 | 0 | 0 | 0 | 0 | 5051826029015 | No |  | No | Yes | Yes | FJA | BX | BOX | 1 | Box (10) | VersaStream | 0 | Viamed | 4420820 | 10 | No | 2019-06-30
4420821 | VersaStream Viamed CO2 Sampling Line with Airway Adapter - Adult/Paediatric - Short-term | Box of 25 | 160.00 | 0 | 0 | 0 | 0 | 0 | 0 | 0 | 0 | 5051826017609 | No |  | No | Yes | Yes | FJA | BX | BOX | 1 | Box (25) | VersaStream | 0 | Viamed | 4420821 | 25 | No | 2019-06-30
4420822 | VersaStream Viamed CO2 Sampling Line with Airway Adapter - Infant (ID < 4.0mm) - Short-term | Box of 25 | 180.00 | 0 | 0 | 0 | 0 | 0 | 0 | 0 | 0 | 5051826017616 | No |  | No | Yes | Yes | FJA | BX | BOX | 1 | Box (25) | VersaStream | 0 | Viamed | 4420822 | 25 | No | 2019-06-30
4420823 | VersaStream Viamed CO2 Sampling Line with Airway Adapter - Adult/Paediatric - Long-term | Box of 25 | 240.00 | 0 | 0 | 0 | 0 | 0 | 0 | 0 | 0 | 5051826017623 | No |  | No | Yes | Yes | FJA | BX | BOX | 1 | Box (25) | VersaStream | 0 | Viamed | 4420823 | 25 | No | 2019-06-30
4420824 | VersaStream Viamed CO2 Sampling Line with Airway Adapter - Infant (ID < 4.0mm) - Long-term | Box of 25 | 260.00 | 0 | 0 | 0 | 0 | 0 | 0 | 0 | 0 | 5051826029022 | No |  | No | Yes | Yes | FJA | BX | BOX | 1 | Box (25) | VersaStream | 0 | Viamed | 4420824 | 25 | No | 2019-06-30
4420825 | VersaStream Viamed CO2 Sampling Line with Luer Lock Male Connection | Short-Term, Box of 25 | 160.00 | 0 | 0 | 0 | 0 | 0 | 0 | 0 | 0 | 5051826029039 | No |  | No | Yes | Yes | FJA | BX | BOX | 1 | Box (25) | VersaStream | 0 | Viamed | 4420825 | 25 | No | 2019-06-30
4420826 | VersaStream Viamed CO2 Sampling Line with Luer Connector - Long-term | Box of 25 | 240.00 | 0 | 0 | 0 | 0 | 0 | 0 | 0 | 0 | 5051826017630 | No |  | No | Yes | Yes | FJA | BX | BOX | 1 | Box (25) | VersaStream | 0 | Viamed | 4420826 | 25 | No | 2019-06-30
4420827 | VersaStream Viamed CO2/AA Sampling Line with Airway Adapter | Airway Adapter, Adult/Paediatric, Long-term, Box of 25 | 260.00 | 0 | 0 | 0 | 0 | 0 | 0 | 0 | 0 | 5051826029046 | No |  | No | Yes | Yes | FJA | BX | BOX | 1 | Box (25) | VersaStream | 0 | Viamed | 4420827 | 25 | No | 2019-06-30
4420828 | VersaStream Viamed CO2/AA Sampling Line - Airway Adapter - Infant - Long-term | Box of 25 | 280.00 | 0 | 0 | 0 | 0 | 0 | 0 | 0 | 0 | 5051826029053 | No |  | No | Yes | Yes | FJA | BX | BOX | 1 | Box (25) | VersaStream | 0 | Viamed | 4420828 | 25 | No | 2019-06-30
4420829 | VersaStream Viamed CO2/AA Sampling Line - Luer Lock - Long-term | Box of 25 | 248.00 | 0 | 0 | 0 | 0 | 0 | 0 | 0 | 0 | 5051826029060 | No |  | No | Yes | Yes | FJA | BX | BOX | 1 | Box (25) | VersaStream | 0 | Viamed | 4420829 | 25 | No | 2019-06-30
4420857 | VersaStream Luer Lock Male CO2 Sampling Line - Nasal - Adult - Long-term | Box of 25 | 200.00 | 0 | 0 | 0 | 0 | 0 | 0 | 0 | 0 | 5051826029114 | No |  | No | Yes | Yes | FJA | BX | BOX | 1 | Box (25) | VersaStream | 0 | Viamed | 4420857 | 25 | No | 2019-06-30
4420858 | VersaStream Luer Lock Male CO2 Sampling Line - Nasal - Paediatric - Long-term | Box of 25 | 200.00 | 0 | 0 | 0 | 0 | 0 | 0 | 0 | 0 | 5051826029121 | No |  | No | Yes | Yes | FJA | BX | BOX | 1 | Box (25) | VersaStream | 0 | Viamed | 4420858 | 25 | No | 2019-06-30
4420859 | VersaStream Luer Lock Male CO2 Sampling Line - Nasal - Infant - Long-term | Box of 25 | 200.00 | 0 | 0 | 0 | 0 | 0 | 0 | 0 | 0 | 5051826029138 | No |  | No | Yes | Yes | FJA | BX | BOX | 1 | Box (25) | VersaStream | 0 | Viamed | 4420859 | 25 | No | 2019-06-30
4420860 | VersaStream Luer Lock Male CO2/O2 Sampling Line - Nasal - Adult - Long-term | Box of 10 | 92.00 | 0 | 0 | 0 | 0 | 0 | 0 | 0 | 0 | 5051826029145 | No |  | No | Yes | Yes | FJA | BX | BOX | 1 | Box (10) | VersaStream | 0 | Viamed | 4420860 | 10 | No | 2019-06-30
4420861 | VersaStream Luer Lock Male CO2/O2 Sampling Line - Nasal - Paediatric - Long-term | Box of 10 | 92.00 | 0 | 0 | 0 | 0 | 0 | 0 | 0 | 0 | 5051826029152 | No |  | No | Yes | Yes | FJA | BX | BOX | 1 | Box (10) | VersaStream | 0 | Viamed | 4420861 | 10 | No | 2019-06-30
4420862 | VersaStream Luer Lock Male CO2/O2 Sampling Line - Nasal - Infant - Long-term | Box of 10 | 92.00 | 0 | 0 | 0 | 0 | 0 | 0 | 0 | 0 | 5051826029169 | No |  | No | Yes | Yes | FJA | BX | BOX | 1 | Box (10) | VersaStream | 0 | Viamed | 4420862 | 10 | No | 2019-06-30
4420867 | VersaStream Luer Lock Male CO2 Sampling Line - Oral/Nasal - Adult - Long-term | Box of 25 | 220.00 | 0 | 0 | 0 | 0 | 0 | 0 | 0 | 0 | 5051826029213 | No |  | No | Yes | Yes | FJA | BX | BOX | 1 | Box (25) | VersaStream | 0 | Viamed | 4420867 | 25 | No | 2019-06-30
4420868 | VersaStream Luer Lock Male CO2 Sampling Line - Oral/Nasal - Paediatric - Long-term | Box of 25 | 220.00 | 0 | 0 | 0 | 0 | 0 | 0 | 0 | 0 | 5051826029220 | No |  | No | Yes | Yes | FJA | BX | BOX | 1 | Box (25) | VersaStream | 0 | Viamed | 4420868 | 25 | No | 2019-06-30
4420869 | VersaStream Luer Lock Male CO2/O2 Sampling Line - Oral/Nasal - Adult - Long-term | Box of 10 | 100.00 | 0 | 0 | 0 | 0 | 0 | 0 | 0 | 0 | 5051826029237 | No |  | No | Yes | Yes | FJA | BX | BOX | 1 | Box (10) | VersaStream | 0 | Viamed | 4420869 | 10 | No | 2019-06-30
4420870 | VersaStream Luer Lock Male CO2/O2 Sampling Line - Oral/Nasal - Paediatric - Long-term | Box of 10 | 100.00 | 0 | 0 | 0 | 0 | 0 | 0 | 0 | 0 | 5051826029244 | No |  | No | Yes | Yes | FJA | BX | BOX | 1 | Box (10) | VersaStream | 0 | Viamed | 4420870 | 10 | No | 2019-06-30
4420873 | VersaStream Luer Lock Male CO2 Sampling Line - Airway Adapter 22mm - Adult/Paediatric - Long-term | Box of 25 | 180.00 | 0 | 0 | 0 | 0 | 0 | 0 | 0 | 0 | 5051826029251 | No |  | No | Yes | Yes | FJA | BX | BOX | 1 | Box (25) | VersaStream | 0 | Viamed | 4420873 | 25 | No | 2019-06-30
4420874 | VersaStream Luer Lock Male CO2 Sampling Line - Airway Adapter 15mm - Infant (ID < 4.0mm) - Long-term | Box of 25 | 220.00 | 0 | 0 | 0 | 0 | 0 | 0 | 0 | 0 | 5051826029268 | No |  | No | Yes | Yes | FJA | BX | BOX | 1 | Box (25) | VersaStream |  | Viamed | 4420874 | 25 | No | 2019-06-30
4420876 | VersaStream Luer Lock Male CO2 Sampling Line - Luer Lock - Infant - Long-term - Box of 25 | Box of 25 | 192.00 | 0 | 0 | 0 | 0 | 0 | 0 | 0 | 0 | 5051826029275 | No |  | No | Yes | Yes | FJA | BX | BOX | 1 | Box (25) | VersaStream |  | Viamed | 4420876 | 25 | No | 2019-06-30
4420900 | VersaStream Oridion CO2 Sampling Line Nasal Prong - Adult - Short-term | Box of 25 | 120.00 | 0 | 0 | 0 | 0 | 0 | 0 | 0 | 0 | 5051826048085 | No |  | No | Yes | Yes | FJA | BX | BOX | 1 | Box (25) | VersaStream |  | Viamed | 4420900 | 25 | No | 2019-06-30
4420901 | VersaStream Oridion CO2 Sampling Line Nasal - Adult - Short-term | Box of 25 | 180.00 | 0 | 0 | 0 | 0 | 0 | 0 | 0 | 0 | 5051826048078 | No |  | No | Yes | Yes | FJA | BX | BOX | 1 | Box (25) | VersaStream |  | Viamed | 4420901 | 25 | No | 2019-06-30
4420902 | VersaStream Oridion CO2 Sampling Line Nasal - Paediatric - Short-term | Box of 25 | 180.00 | 0 | 0 | 0 | 0 | 0 | 0 | 0 | 0 | 5051826048061 | No |  | No | Yes | Yes | FJA | BX | BOX | 1 | Box (25) | VersaStream |  | Viamed | 4420902 | 25 | No | 2019-06-30
4420903 | VersaStream Oridion CO2 Sampling Line Nasal - Infant - Short-term | Box of 25 | 180.00 | 0 | 0 | 0 | 0 | 0 | 0 | 0 | 0 | 5051826048054 | No |  | No | Yes | Yes | FJA | BX | BOX | 1 | Box (25) | VersaStream | 0 | Viamed | 4420953 | 25 | No | 2019-06-30
4420904 | VersaStream Oridion CO2/O2 Sampling Line Nasal - Adult - Short-term | Box of 10 | 68.00 | 0 | 0 | 0 | 0 | 0 | 0 | 0 | 0 | 5051826048047 | No |  | No | Yes | Yes | FJA | BX | BOX | 1 | Box (10) | VersaStream | 0 | Viamed | 4420904 | 10 | No | 2019-06-30
4420905 | VersaStream Oridion CO2/O2 Sampling Line Nasal - Paediatric - Short-term | Box of 10 | 68.00 | 0 | 0 | 0 | 0 | 0 | 0 | 0 | 0 | 5051826048030 | No |  | No | Yes | Yes | FJA | BX | BOX | 1 | Box (10) | VersaStream | 0 | Viamed | 4420905 | 10 | No | 2019-06-30
4420906 | VersaStream Oridion CO2/O2 Sampling Line Nasal - Infant - Short-term | Box of 10 | 68.00 | 0 | 0 | 0 | 0 | 0 | 0 | 0 | 0 | 5051826048023 | No |  | No | Yes | Yes | FJA | BX | BOX | 1 | Box (10) | VersaStream | 0 | Viamed | 4420906 | 10 | No | 2019-06-30
4420907 | VersaStream Oridion CO2 Sampling Line Nasal - Adult - Long-term | Box of 25 | 220.00 | 0 | 0 | 0 | 0 | 0 | 0 | 0 | 0 | 5051826047996 | No |  | No | Yes | Yes | FJA | BX | BOX | 1 | Box (25) | VersaStream | 0 | Viamed | 4420907 | 25 | No | 2019-06-30
4420908 | VersaStream Oridion CO2 Sampling Line Nasal - Paediatric - Long-term | Box of 25 | 220.00 | 0 | 0 | 0 | 0 | 0 | 0 | 0 | 0 | 5051826048016 | No |  | No | Yes | Yes | FJA | BX | BOX | 1 | Box (25) | VersaStream |  | Viamed | 4420908 | 25 | No | 2019-06-30
4420909 | VersaStream Oridion CO2 Sampling Line Nasal - Infant - Long-term | Box of 25 | 220.00 | 0 | 0 | 0 | 0 | 0 | 0 | 0 | 0 | 5051826048009 | No |  | No | Yes | Yes | FJA | BX | BOX | 1 | Box (25) | VersaStream | 0 | Viamed | 4420909 | 25 | No | 2019-06-30
4420910 | VersaStream Oridion CO2/O2 Sampling Line Nasal - Adult - Long-term | Box of 10 | 96.00 | 0 | 0 | 0 | 0 | 0 | 0 | 0 | 0 | 5051826048092 | No |  | No | Yes | Yes | FJA | BX | BOX | 1 | Box (10) | VersaStream | 0 | Viamed | 4420910 | 10 | No | 2019-06-30
4420911 | VersaStream Oridion CO2/O2 Sampling Line Nasal - Paediatric - Long-term | Box of 10 | 96.00 | 0 | 0 | 0 | 0 | 0 | 0 | 0 | 0 | 5051826048108 | No |  | No | Yes | Yes | FJA | BX | BOX | 1 | Box (10) | VersaStream | 0 | Viamed | 4420911 | 10 | No | 2019-06-30
4420912 | VersaStream Oridion CO2/O2 Sampling Line Nasal - Infant - Long-term | Box of 10 | 96.00 | 0 | 0 | 0 | 0 | 0 | 0 | 0 | 0 | 5051826048115 | No |  | No | Yes | Yes | FJA | BX | BOX | 1 | Box (10) | VersaStream | 0 | Viamed | 4420912 | 10 | No | 2019-06-30
4420913 | VersaStream Oridion CO2 Sampling Line Oral/Nasal - Adult - Short-term | Box of 25 | 180.00 | 0 | 0 | 0 | 0 | 0 | 0 | 0 | 0 | 5051826048122 | No |  | No | Yes | Yes | FJA | BX | BOX | 1 | Box (25) | VersaStream | 0 | Viamed | 4420913 | 25 | No | 2019-06-30
4420914 | VersaStream Oridion CO2 Sampling Line Oral/Nasal - Paediatric - Short-term | Box of 25 | 180.00 | 0 | 0 | 0 | 0 | 0 | 0 | 0 | 0 | 5051826048139 | No |  | No | Yes | Yes | FJA | BX | BOX | 1 | Box (25) | VersaStream | 0 | Viamed | 4420914 | 25 | No | 2019-06-30
4420915 | VersaStream Oridion CO2/O2 Sampling Line Oral/Nasal - Adult - Short-term | Box of 10 | 80.00 | 0 | 0 | 0 | 0 | 0 | 0 | 0 | 0 | 5051826048146 | No |  | No | Yes | Yes | FJA | BX | BOX | 1 | Box (10) | VersaStream | 0 | Viamed | 4420915 | 10 | No | 2019-06-30
4420916 | VersaStream Oridion CO2/O2 Sampling Line Oral/Nasal - Paediatric - Short-term | Box of 10 | 80.00 | 0 | 0 | 0 | 0 | 0 | 0 | 0 | 0 | 5051826048153 | No |  | No | Yes | Yes | FJA | BX | BOX | 1 | Box (10) | VersaStream | 0 | Viamed | 4420916 | 10 | No | 2019-06-30
4420917 | VersaStream Oridion CO2 Sampling Line Oral/Nasal - Adult - Long-term | Box of 25 | 233.33 | 0 | 0 | 0 | 0 | 0 | 0 | 0 | 0 | 5051826048160 | No |  | No | Yes | Yes | FJA | BX | BOX | 1 | Box (25) | VersaStream | 0 | Viamed | 4420917 | 25 | No | 2019-06-30
4420918 | VersaStream Oridion CO2 Sampling Line Oral/Nasal - Paediatric - Long-term | Box of 25 | 233.33 | 0 | 0 | 0 | 0 | 0 | 0 | 0 | 0 | 5051826048177 | No |  | No | Yes | Yes | FJA | BX | BOX | 1 | Box (25) | VersaStream | 0 | Viamed | 4420918 | 25 | No | 2019-06-30
4420919 | VersaStream Oridion CO2/O2 Sampling Line Oral/Nasal - Adult - Long-term | Box of 10 | 100.00 | 0 | 0 | 0 | 0 | 0 | 0 | 0 | 0 | 5051826048184 | No |  | No | Yes | Yes | FJA | BX | BOX | 1 | Box (10) | VersaStream | 0 | Viamed | 4420919 | 10 | No | 2019-06-30
4420920 | VersaStream Oridion CO2/O2 Sampling Line Oral/Nasal - Paediatric - Long-term | Box of 10 | 100.00 | 0 | 0 | 0 | 0 | 0 | 0 | 0 | 0 | 5051826048191 | No |  | No | Yes | Yes | FJA | BX | BOX | 1 | Box (10) | VersaStream | 0 | Viamed | 4420920 | 10 | No | 2019-06-30
4420921 | VersaStream Oridion CO2 Airway Adapter Sampling Line - Adult/Paediatric - Short-term | Box of 25 | 140.00 | 0 | 0 | 0 | 0 | 0 | 0 | 0 | 0 | 5051826048207 | No |  | No | Yes | Yes | FJA | BX | BOX | 1 | Box (25) | VersaStream | 0 | Viamed | 4420921 | 25 | No | 2019-06-30
4420922 | VersaStream Oridion CO2 Airway Adapter Sampling Line - Infant (ID < 4.0mm) - Short-term | Box of 25 | 160.00 | 0 | 0 | 0 | 0 | 0 | 0 | 0 | 0 | 5051826048214 | No |  | No | Yes | Yes | FJA | BX | BOX | 1 | Box (25) | VersaStream | 0 | Viamed | 4420922 | 25 | No | 2019-06-30
4420923 | VersaStream Oridion CO2 Airway Adapter Sampling Line - Adult/Paediatric - Long-term | Box of 25 | 220.00 | 0 | 0 | 0 | 0 | 0 | 0 | 0 | 0 | 5051826048221 | No |  | No | Yes | Yes | FJA | BX | BOX | 1 | Box (25) | VersaStream | 0 | Viamed | 4420923 | 25 | No | 2019-06-30
4420924 | VersaStream Oridion CO2 Airway Adapter Sampling Line - Infant (ID < 4.0mm) - Long-term | Box of 25 | 240.00 | 0 | 0 | 0 | 0 | 0 | 0 | 0 | 0 | 5051826048238 | No |  | No | Yes | Yes | FJA | BX | BOX | 1 | Box (25) | VersaStream | 0 | Viamed | 4420924 | 25 | No | 2019-06-30
4420925 | VersaStream Oridion CO2 Airway Adapter Sampling Line - Adult/Paediatric - Long-term (high humidity) | Box of 25 | 320.00 | 0 | 0 | 0 | 0 | 0 | 0 | 0 | 0 | 5051826048245 | No |  | No | Yes | Yes | FJA | BX | BOX | 1 | Box (25) | VersaStream | 0 | Viamed | 4420925 | 25 | No | 2019-06-30
4420926 | VersaStream Oridion CO2 Airway Adapter Sampling Line - Infant (ID < 4.0mm) - Long-term (high humidity) | Box of 25 | 340.00 | 0 | 0 | 0 | 0 | 0 | 0 | 0 | 0 | 5051826048252 | No |  | No | Yes | Yes | FJA | BX | BOX | 1 | Box (25) | VersaStream | 0 | Viamed | 4420926 | 25 | No | 2019-06-30
4420950 | VersaStream Respironics/Philips CO2 Sampling Line - Nasal Prong - Adult - Short-term | Box of 25 | 260.00 | 0 | 0 | 0 | 0 | 0 | 0 | 0 | 0 | 5051826029299 | No |  | No | Yes | Yes | FJA | BX | BOX | 1 | Box (25) | VersaStream | 0 | Viamed | 4420950 | 25 | No | 2019-06-30
4420951 | VersaStream Respironics/Philips CO2 Sampling Line - Nasal - Adult - Short-term | Box of 25 | 300.00 | 0 | 0 | 0 | 0 | 0 | 0 | 0 | 0 | 5051826017692 | No |  | No | Yes | Yes | FJA | BX | BOX | 1 | Box (25) | VersaStream | 0 | Viamed | 4420951 | 25 | No | 2019-06-30
4420952 | VersaStream Respironics/Philips CO2 Sampling Line - Nasal - Paediatric - Short-term | Box of 25 | 300.00 | 0 | 0 | 0 | 0 | 0 | 0 | 0 | 0 | 5051826017708 | No |  | No | Yes | Yes | FJA | BX | BOX | 1 | Box (25) | VersaStream | 0 | Viamed | 4420952 | 25 | No | 2019-06-30
4420953 | VersaStream Respironics/Philips CO2 Sampling Line - Nasal - Infant - Short-term | Box of 25 | 300.00 | 0 | 0 | 0 | 0 | 0 | 0 | 0 | 0 | 5051826017715 | No |  | No | Yes | Yes | FJA | BX | BOX | 1 | Box (25) | VersaStream | 0 | Viamed | 4420953 | 25 | No | 2019-06-30
4420954 | VersaStream Respironics/Philips CO2/O2 Sampling Line - Nasal - Adult - Short-term | Box of 10 | 132.80 | 0 | 0 | 0 | 0 | 0 | 0 | 0 | 0 | 5051826023068 | No |  | No | Yes | Yes | FJA | BX | BOX | 1 | Box (10) | VersaStream | 0 | Viamed | 4420954 | 10 | No | 2019-06-30
4420955 | VersaStream Respironics/Philips CO2/O2 Sampling Line - Nasal - Paediatric - Short-term | Box of 10 | 132.80 | 0 | 0 | 0 | 0 | 0 | 0 | 0 | 0 | 5051826029305 | No |  | No | Yes | Yes | FJA | BX | BOX | 1 | Box (10) | VersaStream | 0 | Viamed | 4420955 | 10 | No | 2019-06-30
4420956 | VersaStream Respironics/Philips CO2/O2 Sampling Line - Nasal - Infant - Short-term | Box of 10 | 132.80 | 0 | 0 | 0 | 0 | 0 | 0 | 0 | 0 | 5051826029312 | No |  | No | Yes | Yes | FJA | BX | BOX | 1 | Box (10) | VersaStream | 0 | Viamed | 4420956 | 10 | No | 2019-06-30
4420957 | VersaStream Respironics/Philips CO2 Sampling Line - Nasal - Adult - Long-term | Box of 25 | 390.40 | 0 | 0 | 0 | 0 | 0 | 0 | 0 | 0 | 5051826029329 | No |  | No | Yes | Yes | FJA | BX | BOX | 1 | Box (25) | VersaStream | 0 | Viamed | 4420957 | 25 | No | 2019-06-30
4420958 | VersaStream Respironics/Philips CO2 Sampling Line - Nasal - Paediatric - Long-term | Box of 25 | 390.40 | 0 | 0 | 0 | 0 | 0 | 0 | 0 | 0 | 5051826029336 | No |  | No | Yes | Yes | FJA | BX | BOX | 1 | Box (25) | VersaStream | 0 | Viamed | 4420958 | 25 | No | 2019-06-30
4420959 | VersaStream Respironics/Philips CO2 Sampling Line - Nasal - Infant - Long-term | Box of 25 | 390.40 | 0 | 0 | 0 | 0 | 0 | 0 | 0 | 0 | 5051826029343 | No |  | No | Yes | Yes | FJA | BX | BOX | 1 | Box (25) | VersaStream | 0 | Viamed | 4420959 | 25 | No | 2019-06-30
4420960 | VersaStream Respironics/Philips CO2/O2 Sampling Line - Nasal - Adult - Long-term | Box of 10 | 164.80 | 0 | 0 | 0 | 0 | 0 | 0 | 0 | 0 | 5051826029350 | No |  | No | Yes | Yes | FJA | BX | BOX | 1 | Box (10) | VersaStream | 0 | Viamed | 4420960 | 10 | No | 2019-06-30
4420961 | VersaStream Respironics/Philips CO2/O2 Sampling Line - Nasal - Paediatric - Long-term | Box of 10 | 164.80 | 0 | 0 | 0 | 0 | 0 | 0 | 0 | 0 | 5051826029367 | No |  | No | Yes | Yes | FJA | BX | BOX | 1 | Box (10) | VersaStream | 0 | Viamed | 4420961 | 10 | No | 2019-06-30
4420962 | VersaStream Respironics/Philips CO2/O2 Sampling Line - Nasal - Infant - Long-term | Box of 10 | 164.80 | 0 | 0 | 0 | 0 | 0 | 0 | 0 | 0 | 5051826029374 | No |  | No | Yes | Yes | FJA | BX | BOX | 1 | Box (10) | VersaStream | 0 | Viamed | 4420962 | 10 | No | 2019-06-30
4420963 | VersaStream Respironics/Philips CO2 Sampling Line - Oral/Nasal - Adult - Short-term | Box of 25 | 296.00 | 0 | 0 | 0 | 0 | 0 | 0 | 0 | 0 | 5051826029381 | No |  | No | Yes | Yes | FJA | BX | BOX | 1 | Box (25) | VersaStream | 0 | Viamed | 4420963 | 25 | No | 2019-06-30
4420964 | VersaStream Respironics/Philips CO2 Sampling Line - Oral/Nasal - Paediatric - Short-term | Box of 25 | 296.00 | 0 | 0 | 0 | 0 | 0 | 0 | 0 | 0 | 5051826029398 | No |  | No | Yes | Yes | FJA | BX | BOX | 1 | Box (25) | VersaStream | 0 | Viamed | 4420964 | 25 | No | 2019-06-30
4420965 | VersaStream Respironics/Philips CO2/O2 Sampling Line - Oral/Nasal - Adult - Short-term | Box of 10 | 136.80 | 0 | 0 | 0 | 0 | 0 | 0 | 0 | 0 | 5051826029404 | No |  | No | Yes | Yes | FJA | BX | BOX | 1 | Box (10) | VersaStream | 0 | Viamed | 4420965 | 10 | No | 2019-06-30
4420966 | VersaStream Respironics/Philips CO2/O2 Sampling Line - Oral/Nasal - Paediatric - Short-term | Box of 10 | 136.80 | 0 | 0 | 0 | 0 | 0 | 0 | 0 | 0 | 5051826029411 | No |  | No | Yes | Yes | FJA | BX | BOX | 1 | Box (10) | VersaStream | 0 | Viamed | 4420966 | 10 | No | 2019-06-30
4420967 | VersaStream Respironics/Philips CO2 Sampling Line - Oral/Nasal - Adult - Long-term | Box of 25 | 368.00 | 0 | 0 | 0 | 0 | 0 | 0 | 0 | 0 | 5051826029428 | No |  | No | Yes | Yes | FJA | BX | BOX | 1 | Box (25) | VersaStream | 0 | Viamed | 4420967 | 25 | No | 2019-06-30
4420968 | VersaStream Respironics/Philips CO2 Sampling Line - Oral/Nasal - Paediatric - Long-term | Box of 25 | 368.00 | 0 | 0 | 0 | 0 | 0 | 0 | 0 | 0 | 5051826029435 | No |  | No | Yes | Yes | FJA | BX | BOX | 1 | Box (25) | VersaStream | 0 | Viamed | 4420968 | 25 | No | 2019-06-30
4420969 | VersaStream Respironics/Philips CO2/O2 Sampling Line - Oral/Nasal - Adult - Long-term | Box of 10 | 168.80 | 0 | 0 | 0 | 0 | 0 | 0 | 0 | 0 | 5051826029442 | No |  | No | Yes | Yes | FJA | BX | BOX | 1 | Box (10) | VersaStream | 0 | Viamed | 4420969 | 10 | No | 2019-06-30
4420970 | VersaStream Respironics/Philips CO2/O2 Sampling Line - Oral/Nasal - Paediatric - Long-term | Box of 10 | 168.80 | 0 | 0 | 0 | 0 | 0 | 0 | 0 | 0 | 5051826029459 | No |  | No | Yes | Yes | FJA | BX | BOX | 1 | Box (10) | VersaStream | 0 | Viamed | 4420970 | 10 | No | 2019-06-30
4420971 | VersaStream Respironics/Philips CO2 Sampling Line with Airway Adapter - Adult/Paediatric - Short-term | Box of 25 | 256.00 | 0 | 0 | 0 | 0 | 0 | 0 | 0 | 0 | 5051826017722 | No |  | No | Yes | Yes | FJA | BX | BOX | 1 | Box (25) | VersaStream | 0 | Viamed | 4420971 | 25 | No | 2019-06-30
4420972 | VersaStream Respironics/Philips CO2 Sampling Line with Airway Adapter - Infant (ID < 4.0mm) - Short-term | Box of 25 | 324.00 | 0 | 0 | 0 | 0 | 0 | 0 | 0 | 0 | 5051826017739 | No |  | No | Yes | Yes | FJA | BX | BOX | 1 | Box (25) | VersaStream | 0 | Viamed | 4420972 | 25 | No | 2019-06-30
4420973 | VersaStream Respironics/Philips CO2 Sampling Line with Airway Adapter - Adult/Paediatric - Long-term | Box of 25 | 348.00 | 0 | 0 | 0 | 0 | 0 | 0 | 0 | 0 | 5051826029466 | No |  | No | Yes | Yes | FJA | BX | BOX | 1 | Box (25) | VersaStream | 0 | Viamed | 4420973 | 25 | No | 2019-06-30
4420974 | VersaStream Respironics/ Philips CO2 Sampling Line with Airway Adapter - Infant (ID < 4.0mm) - Long-term | Box of 25 | 416.00 | 0 | 0 | 0 | 0 | 0 | 0 | 0 | 0 | 5051826029473 | No |  | No | Yes | Yes | FJA | BX | BOX | 1 | Box (25) | VersaStream | 0 | Viamed | 4420974 | 25 | No | 2019-06-30
4420975 | VersaStream Respironics/Philips CO2 Sampling Line with Luer Connector - Short-term | Box of 25 | 284.00 | 0 | 0 | 0 | 0 | 0 | 0 | 0 | 0 | 5051826017746 | No |  | No | Yes | Yes | FJA | BX | BOX | 1 | Box (25) | VersaStream | 0 | Viamed | 4420975 | 25 | No | 2019-06-30
4420976 | VersaStream Respironics/Philips CO2 Sampling Line with Luer Connector - Long-term | Box of 25 | 388.00 | 0 | 0 | 0 | 0 | 0 | 0 | 0 | 0 | 5051826029480 | No |  | No | Yes | Yes | FJA | BX | BOX | 1 | Box (25) | VersaStream | 0 | Viamed | 4420976 | 25 | No | 2019-06-30
4430603 | UK Plug Adapter for use with the Capnograph range | UK adapter for the power supply that is with Viamed VM-2500-S, VM-2500-M and VM-2500-MG capnographs | 5.53 | 0 | 0 | 0 | 0 | 0 | 0 | 0 | 0 | 5051826018101 | No |  | No | Yes | Yes | FYZ | EA | EACH | 1 | 1 | Viamed | 0 | Viamed | 4430603 | 1 | No | 2019-06-30
5310010 | CO Screen Carbon Monoxide Monitor | Complete with hard shell carry case, 6 sample SafeBreath mouthpieces, 9V PP3 battery, calibration stem connector and operator manual. | 320.00 | 0 | 0 | 0 | 0 | 0 | 0 | 0 | 0 | 5051826025833 | No |  | No | Yes | Yes | FJA | EA | EACH | 1 | 1 | CO Screen |  | MD Diagnostics | CO50 | 1 | No | 2019-06-30
5310020 | CO Check + Baby CO Breath Monitor | Complete with soft shell carry case, 4 sample SafeBreath mouthpieces, 9V PP3 battery calibration stem connector and operator manual | 139.00 | 0 | 0 | 0 | 0 | 0 | 0 | 0 | 0 | 5051826025895 | No |  | No | Yes | Yes | FJA | EA | EACH | 1 | 1 | CO Check |  | MD Diagnostics | CO15 | 1 | No | 2019-06-30
5310021 | CO Check Pro Baby CO Breath Monitor | Complete with hard shell carry case, 6 sample SafeBreath mouthpieces, 9V PP3 battery calibration stem connector and operator manual | 160.00 | 0 | 0 | 0 | 0 | 0 | 0 | 0 | 0 | 5051826025901 | No |  | No | Yes | Yes | FJA | EA | EACH | 1 | 1 | CO Check |  | MD Diagnostics | CO30 | 1 | No | 2019-06-30
5320000 | Pouch for CO Breath Monitor. |  | 7.50 | 0 | 0 | 0 | 0 | 0 | 0 | 0 | 0 | 5051826025888 | No |  | No | Yes | Yes | FJA | EA | EACH | 1 | 1 |  |  | MD Diagnostics | CS102 | 1 | No | 2019-06-30
5350010 | SafeBreath Filtered Mouthpieces | Box of 200 | 44.00 | 0 | 0 | 0 | 0 | 0 | 0 | 0 | 0 | 5051826025840 | No |  | No | Yes | Yes | FJA | BX | BOX | 1 | Box (200) |  |  | MD Diagnostics | FM200 | 200 | No | 2019-06-30
5350020 | 12 Litre Can - 100ppm CO balance air |  | 37.00 | 0 | 0 | 0 | 0 | 0 | 0 | 0 | 0 | 5051826025857 | No |  | No | Yes | Yes | FJA | LTR | LITRE | 12 | 12 Litre Can |  |  | MD Diagnostics | C20100 | 1 | No | 2019-06-30
5350021 | Control Valve for 12 Litre Can |  | 39.00 | 0 | 0 | 0 | 0 | 0 | 0 | 0 | 0 | 5051826025864 | No |  | No | Yes | Yes | FJA | EA | EACH | 1 | 1 |  |  | MD Diagnostics | CV20 | 1 | No | 2019-06-30
5350030 | Bacterial Cleansing Wipes | 125 per tub | 7.00 | 0 | 0 | 0 | 0 | 0 | 0 | 0 | 0 | 5051826025871 | No |  | No | Yes | Yes | VEP | BX | BOX | 1 | Box (125) |  |  | MD Diagnostics | TDW01 | 125 | No | 2019-06-30
9910-340 | 1 litre Vacsax standard-bore disposable liners | For use with VacSax suction receiving system. Box of 25 | 35.10 | 0 | 0 | 0 | 0 | 0 | 0 | 0 | 0 | 5051826020388 | No |  | No | Yes | Yes | FPA | BX | BOX | 1 | Box (25) |  | 12 | Vacsax |  | 25 | No | 2019-06-30
9910127 | Lanyard - Viamed screw thread | Neck lanyard with snap clip and screw thread for use with AX300 oxygen analysers, MX300 oxygen monitors, Microstim DB3 and VM2160 series | 2.50 | 0 | 0 | 0 | 0 | 0 | 0 | 0 | 0 | 5051826020463 | No |  | No | Yes | Yes | FYZ | EA | EACH | 1 | 1 |  | 12 | Viamed |  | 1 | No | 2019-06-30
C-885 | Sensor cable - for use with T7 |  | 20.00 | 0 | 0 | 0 | 0 | 0 | 0 | 0 | 0 | 5051826022160 | No |  | No | Yes | Yes | FJA | EA | EACH | 1 | 1 | C-885 | 12 | Teledyne | C-885 | 1 | No | 2019-06-30